IQ-HVAC-40.1 | Income Qualified ¦ Average Existing and Code Ductless Gas HVAC ¦ PG&E ¦ All | Income Qualified ¦ Average Existing and Code Ductless Gas HVAC | PG&E ¦ All | PG&E | All | Electric & Gas | Existing Ductless Gas HVAC | Average Existing and Code |  |  | 0 | Conventional | HVAC | Income Qualified - Single Family IQ | Income Qualified | ROB Only | 0 | Residential Households | Cap-Tons | 10 | DEER:HVAC_Eff_HP | 0 | 0 | 0 | Base | 0 | 2024 | 0 | 2024 | 0 | 0 | Base | Ductless Heat Pump FS ¦ PG&E ¦ All | Ductless Heat Pump FS | 0.003367 | 1 | 1 | Res Ductless HVAC FS | 0 | 0 | 1
IQ-HVAC-40.2 | Income Qualified ¦ Average Existing and Code Ductless Gas HVAC ¦ PG&E ¦ All | Income Qualified ¦ Average Existing and Code Ductless Gas HVAC | PG&E ¦ All | PG&E | All | Electric & Gas | Existing Ductless Gas HVAC | Average Existing and Code |  |  | 0 | Conventional | HVAC | Income Qualified - Multi Family IQ | Income Qualified | ROB Only | 0 | Residential Households | Cap-Tons | 10 | DEER:HVAC_Eff_HP | 0 | 0 | 0 | Base | 0 | 2024 | 0 | 2024 | 0 | 0 | Base | Ductless Heat Pump FS ¦ PG&E ¦ All | Ductless Heat Pump FS | 8.3696e-05 | 1 | 1 | Res Ductless HVAC FS | 0 | 0 | 1
IQ-HVAC-40.3 | Income Qualified ¦ Average Existing and Code Ductless Gas HVAC ¦ SCG ¦ All | Income Qualified ¦ Average Existing and Code Ductless Gas HVAC | SCG ¦ All | SCG | All | Electric & Gas | Existing Ductless Gas HVAC | Average Existing and Code |  |  | 0 | Conventional | HVAC | Income Qualified - Single Family IQ | Income Qualified | ROB Only | 0 | Residential Households | Cap-Tons | 10 | DEER:HVAC_Eff_HP | 0 | 0 | 0 | Base | 0 | 2024 | 0 | 2024 | 0 | 0 | Base | Ductless Heat Pump FS ¦ SCG ¦ All | Ductless Heat Pump FS | 0.018094 | 1 | 1 | Res Ductless HVAC FS | 0 | 0 | 1
IQ-HVAC-40.4 | Income Qualified ¦ Average Existing and Code Ductless Gas HVAC ¦ SCG ¦ All | Income Qualified ¦ Average Existing and Code Ductless Gas HVAC | SCG ¦ All | SCG | All | Electric & Gas | Existing Ductless Gas HVAC | Average Existing and Code |  |  | 0 | Conventional | HVAC | Income Qualified - Multi Family IQ | Income Qualified | ROB Only | 0 | Residential Households | Cap-Tons | 10 | DEER:HVAC_Eff_HP | 0 | 0 | 0 | Base | 0 | 2024 | 0 | 2024 | 0 | 0 | Base | Ductless Heat Pump FS ¦ SCG ¦ All | Ductless Heat Pump FS | 0.003365 | 1 | 1 | Res Ductless HVAC FS | 0 | 0 | 1
IQ-HVAC-40.5 | Income Qualified ¦ Average Existing and Code Ductless Gas HVAC ¦ SDG&E ¦ All | Income Qualified ¦ Average Existing and Code Ductless Gas HVAC | SDG&E ¦ All | SDG&E | All | Electric & Gas | Existing Ductless Gas HVAC | Average Existing and Code |  |  | 0 | Conventional | HVAC | Income Qualified - Single Family IQ | Income Qualified | ROB Only | 0 | Residential Households | Cap-Tons | 10 | DEER:HVAC_Eff_HP | 0 | 0 | 0 | Base | 0 | 2024 | 0 | 2024 | 0 | 0 | Base | Ductless Heat Pump FS ¦ SDG&E ¦ All | Ductless Heat Pump FS | 0.019158 | 1 | 1 | Res Ductless HVAC FS | 0 | 0 | 1
IQ-HVAC-40.6 | Income Qualified ¦ Average Existing and Code Ductless Gas HVAC ¦ SDG&E ¦ All | Income Qualified ¦ Average Existing and Code Ductless Gas HVAC | SDG&E ¦ All | SDG&E | All | Electric & Gas | Existing Ductless Gas HVAC | Average Existing and Code |  |  | 0 | Conventional | HVAC | Income Qualified - Multi Family IQ | Income Qualified | ROB Only | 0 | Residential Households | Cap-Tons | 10 | DEER:HVAC_Eff_HP | 0 | 0 | 0 | Base | 0 | 2024 | 0 | 2024 | 0 | 0 | Base | Ductless Heat Pump FS ¦ SDG&E ¦ All | Ductless Heat Pump FS | 0.00065131 | 1 | 1 | Res Ductless HVAC FS | 0 | 0 | 1
IQ-HVAC-40a.1 | Income Qualified ¦ Efficient Ductless Heat Pump - Fuel Sub ¦ PG&E ¦ All | Income Qualified ¦ Efficient Ductless Heat Pump - Fuel Sub | PG&E ¦ All | PG&E | All | Electric & Gas | Ductless HP FS | Efficient |  |  | 0 | Conventional | HVAC | Income Qualified - Single Family IQ | Income Qualified | ROB Only | 1 | Residential Households | Cap-Tons | 23 | DEER:HVAC_Eff_HP | 122.4845 | 0 | -36.6 | SDG&E Data Request 2024 | 2205.6636 | 2024 | 0 | 2024 | 0 | 0 | SDG&E Data Request 2024 | Ductless Heat Pump FS ¦ PG&E ¦ All | Ductless Heat Pump FS | 0.003367 | 1 | 0 | Res Ductless HVAC FS | 0 | 0 | 1
IQ-HVAC-40a.2 | Income Qualified ¦ Efficient Ductless Heat Pump - Fuel Sub ¦ PG&E ¦ All | Income Qualified ¦ Efficient Ductless Heat Pump - Fuel Sub | PG&E ¦ All | PG&E | All | Electric & Gas | Ductless HP FS | Efficient |  |  | 0 | Conventional | HVAC | Income Qualified - Multi Family IQ | Income Qualified | ROB Only | 1 | Residential Households | Cap-Tons | 23 | DEER:HVAC_Eff_HP | 122.4845 | 0 | -36.6 | SDG&E Data Request 2024 | 2205.6636 | 2024 | 0 | 2024 | 0 | 0 | SDG&E Data Request 2024 | Ductless Heat Pump FS ¦ PG&E ¦ All | Ductless Heat Pump FS | 8.3696e-05 | 1 | 0 | Res Ductless HVAC FS | 0 | 0 | 1
IQ-HVAC-40a.3 | Income Qualified ¦ Efficient Ductless Heat Pump - Fuel Sub ¦ SCG ¦ All | Income Qualified ¦ Efficient Ductless Heat Pump - Fuel Sub | SCG ¦ All | SCG | All | Electric & Gas | Ductless HP FS | Efficient |  |  | 0 | Conventional | HVAC | Income Qualified - Single Family IQ | Income Qualified | ROB Only | 1 | Residential Households | Cap-Tons | 23 | DEER:HVAC_Eff_HP | 122.4845 | 0 | -36.6 | SDG&E Data Request 2024 | 2205.6636 | 2024 | 0 | 2024 | 0 | 0 | SDG&E Data Request 2024 | Ductless Heat Pump FS ¦ SCG ¦ All | Ductless Heat Pump FS | 0.018094 | 1 | 0 | Res Ductless HVAC FS | 0 | 0 | 1
IQ-HVAC-40a.4 | Income Qualified ¦ Efficient Ductless Heat Pump - Fuel Sub ¦ SCG ¦ All | Income Qualified ¦ Efficient Ductless Heat Pump - Fuel Sub | SCG ¦ All | SCG | All | Electric & Gas | Ductless HP FS | Efficient |  |  | 0 | Conventional | HVAC | Income Qualified - Multi Family IQ | Income Qualified | ROB Only | 1 | Residential Households | Cap-Tons | 23 | DEER:HVAC_Eff_HP | 122.4845 | 0 | -36.6 | SDG&E Data Request 2024 | 2205.6636 | 2024 | 0 | 2024 | 0 | 0 | SDG&E Data Request 2024 | Ductless Heat Pump FS ¦ SCG ¦ All | Ductless Heat Pump FS | 0.003365 | 1 | 0 | Res Ductless HVAC FS | 0 | 0 | 1
IQ-HVAC-40a.5 | Income Qualified ¦ Efficient Ductless Heat Pump - Fuel Sub ¦ SDG&E ¦ All | Income Qualified ¦ Efficient Ductless Heat Pump - Fuel Sub | SDG&E ¦ All | SDG&E | All | Electric & Gas | Ductless HP FS | Efficient |  |  | 0 | Conventional | HVAC | Income Qualified - Single Family IQ | Income Qualified | ROB Only | 1 | Residential Households | Cap-Tons | 23 | DEER:HVAC_Eff_HP | 122.4845 | 0 | -36.6 | SDG&E Data Request 2024 | 2205.6636 | 2024 | 0 | 2024 | 0 | 0 | SDG&E Data Request 2024 | Ductless Heat Pump FS ¦ SDG&E ¦ All | Ductless Heat Pump FS | 0.019158 | 1 | 0 | Res Ductless HVAC FS | 0 | 0 | 1
IQ-HVAC-40a.6 | Income Qualified ¦ Efficient Ductless Heat Pump - Fuel Sub ¦ SDG&E ¦ All | Income Qualified ¦ Efficient Ductless Heat Pump - Fuel Sub | SDG&E ¦ All | SDG&E | All | Electric & Gas | Ductless HP FS | Efficient |  |  | 0 | Conventional | HVAC | Income Qualified - Multi Family IQ | Income Qualified | ROB Only | 1 | Residential Households | Cap-Tons | 23 | DEER:HVAC_Eff_HP | 122.4845 | 0 | -36.6 | SDG&E Data Request 2024 | 2205.6636 | 2024 | 0 | 2024 | 0 | 0 | SDG&E Data Request 2024 | Ductless Heat Pump FS ¦ SDG&E ¦ All | Ductless Heat Pump FS | 0.00065131 | 1 | 0 | Res Ductless HVAC FS | 0 | 0 | 1
IQ-HVAC-41.1 | Income Qualified ¦ No Condenser Coil Cleaning ¦ PG&E ¦ All | Income Qualified ¦ No Condenser Coil Cleaning | PG&E ¦ All | PG&E | All | Electric | Average Condenser Coil Cleaning | Average Existing and Code |  |  | 0 | Conventional | HVAC | Income Qualified - Single Family IQ | Income Qualified | RET Only | 0 | Residential Households | Each | 1 | DEER:HVAC_Eff_AC | 0 | 0 | 0 | Base | 0 | 2023 | 0 | 2023 | 0 | 0 | Base | Condenser Coil Cleaning ¦ PG&E ¦ All | Condenser Coil Cleaning | 0.43707 | 1 | 1 | Same as Central AC tune-up | 0 | 0 | 1
IQ-HVAC-42.1 | Income Qualified ¦ Efficient Condenser Coil Cleaning ¦ PG&E ¦ All | Income Qualified ¦ Efficient Condenser Coil Cleaning | PG&E ¦ All | PG&E | All | Electric | Efficient Condenser Coil Cleaning | Efficient |  |  | 0 | Conventional | HVAC | Income Qualified - Single Family IQ | Income Qualified | RET Only | 0 | Residential Households | Each | 1 | DEER:HVAC_Eff_AC | -32.6665 | -0.031211 | 0.0044166 | SCE Data Request 2024 | 0 | 2025 | 39 | 2024.75 | 0 | 0 | SCE Data Request 2024 | Condenser Coil Cleaning ¦ PG&E ¦ All | Condenser Coil Cleaning | 0.43707 | 1 | 0 | Same as Central AC tune-up | 0 | 0 | 1
IQ-HVAC-41.2 | Income Qualified ¦ No Condenser Coil Cleaning ¦ PG&E ¦ All | Income Qualified ¦ No Condenser Coil Cleaning | PG&E ¦ All | PG&E | All | Electric | Average Condenser Coil Cleaning | Average Existing and Code |  |  | 0 | Conventional | HVAC | Income Qualified - Multi Family IQ | Income Qualified | RET Only | 0 | Residential Households | Each | 1 | DEER:HVAC_Eff_AC | 0 | 0 | 0 | Base | 0 | 2023 | 0 | 2023 | 0 | 0 | SCE Data Request 2024 | Condenser Coil Cleaning ¦ PG&E ¦ All | Condenser Coil Cleaning | 0.28988 | 1 | 1 | Same as Central AC tune-up | 0 | 0 | 1
IQ-HVAC-42.2 | Income Qualified ¦ Efficient Condenser Coil Cleaning ¦ PG&E ¦ All | Income Qualified ¦ Efficient Condenser Coil Cleaning | PG&E ¦ All | PG&E | All | Electric | Efficient Condenser Coil Cleaning | Efficient |  |  | 0 | Conventional | HVAC | Income Qualified - Multi Family IQ | Income Qualified | RET Only | 0 | Residential Households | Each | 1 | DEER:HVAC_Eff_AC | -32.6665 | -0.031211 | 0.0044166 | SCE Data Request 2024 | 0 | 2025 | 39 | 2024.75 | 0 | 0 | SCE Data Request 2024 | Condenser Coil Cleaning ¦ PG&E ¦ All | Condenser Coil Cleaning | 0.28988 | 1 | 0 | Same as Central AC tune-up | 0 | 0 | 1
IQ-HVAC-41.3 | Income Qualified ¦ No Condenser Coil Cleaning ¦ SCE ¦ All | Income Qualified ¦ No Condenser Coil Cleaning | SCE ¦ All | SCE | All | Electric | Average Condenser Coil Cleaning | Average Existing and Code |  |  | 0 | Conventional | HVAC | Income Qualified - Single Family IQ | Income Qualified | RET Only | 0 | Residential Households | Each | 1 | DEER:HVAC_Eff_AC | 0 | 0 | 0 | Base | 0 | 2023 | 0 | 2023 | 0 | 0 | Base | Condenser Coil Cleaning ¦ SCE ¦ All | Condenser Coil Cleaning | 0.43707 | 1 | 1 | Same as Central AC tune-up | 0 | 0 | 1
IQ-HVAC-42.3 | Income Qualified ¦ Efficient Condenser Coil Cleaning ¦ SCE ¦ All | Income Qualified ¦ Efficient Condenser Coil Cleaning | SCE ¦ All | SCE | All | Electric | Efficient Condenser Coil Cleaning | Efficient |  |  | 0 | Conventional | HVAC | Income Qualified - Single Family IQ | Income Qualified | RET Only | 0 | Residential Households | Each | 1 | DEER:HVAC_Eff_AC | -32.6665 | -0.031211 | 0.0044166 | SCE Data Request 2024 | 0 | 2025 | 39 | 2024.75 | 0 | 0 | SCE Data Request 2024 | Condenser Coil Cleaning ¦ SCE ¦ All | Condenser Coil Cleaning | 0.43707 | 1 | 0 | Same as Central AC tune-up | 0 | 0 | 1
IQ-HVAC-41.4 | Income Qualified ¦ No Condenser Coil Cleaning ¦ SCE ¦ All | Income Qualified ¦ No Condenser Coil Cleaning | SCE ¦ All | SCE | All | Electric | Average Condenser Coil Cleaning | Average Existing and Code |  |  | 0 | Conventional | HVAC | Income Qualified - Multi Family IQ | Income Qualified | RET Only | 0 | Residential Households | Each | 1 | DEER:HVAC_Eff_AC | 0 | 0 | 0 | Base | 0 | 2023 | 0 | 2023 | 0 | 0 | Base | Condenser Coil Cleaning ¦ SCE ¦ All | Condenser Coil Cleaning | 0.28988 | 1 | 1 | Same as Central AC tune-up | 0 | 0 | 1
IQ-HVAC-42.4 | Income Qualified ¦ Efficient Condenser Coil Cleaning ¦ SCE ¦ All | Income Qualified ¦ Efficient Condenser Coil Cleaning | SCE ¦ All | SCE | All | Electric | Efficient Condenser Coil Cleaning | Efficient |  |  | 0 | Conventional | HVAC | Income Qualified - Multi Family IQ | Income Qualified | RET Only | 0 | Residential Households | Each | 1 | DEER:HVAC_Eff_AC | -32.6665 | -0.031211 | 0.0044166 | SCE Data Request 2024 | 0 | 2025 | 39 | 2024.75 | 0 | 0 | SCE Data Request 2024 | Condenser Coil Cleaning ¦ SCE ¦ All | Condenser Coil Cleaning | 0.28988 | 1 | 0 | Same as Central AC tune-up | 0 | 0 | 1
IQ-HVAC-41.5 | Income Qualified ¦ No Condenser Coil Cleaning ¦ SDG&E ¦ All | Income Qualified ¦ No Condenser Coil Cleaning | SDG&E ¦ All | SDG&E | All | Electric | Average Condenser Coil Cleaning | Average Existing and Code |  |  | 0 | Conventional | HVAC | Income Qualified - Single Family IQ | Income Qualified | RET Only | 0 | Residential Households | Each | 1 | DEER:HVAC_Eff_AC | 0 | 0 | 0 | Base | 0 | 2023 | 0 | 2023 | 0 | 0 | Base | Condenser Coil Cleaning ¦ SDG&E ¦ All | Condenser Coil Cleaning | 0.43707 | 1 | 1 | Same as Central AC tune-up | 0 | 0 | 1
IQ-HVAC-42.5 | Income Qualified ¦ Efficient Condenser Coil Cleaning ¦ SDG&E ¦ All | Income Qualified ¦ Efficient Condenser Coil Cleaning | SDG&E ¦ All | SDG&E | All | Electric | Efficient Condenser Coil Cleaning | Efficient |  |  | 0 | Conventional | HVAC | Income Qualified - Single Family IQ | Income Qualified | RET Only | 0 | Residential Households | Each | 1 | DEER:HVAC_Eff_AC | -32.6665 | -0.031211 | 0.0044166 | SCE Data Request 2024 | 0 | 2025 | 39 | 2024.75 | 0 | 0 | SCE Data Request 2024 | Condenser Coil Cleaning ¦ SDG&E ¦ All | Condenser Coil Cleaning | 0.43707 | 1 | 0 | Same as Central AC tune-up | 0 | 0 | 1
IQ-HVAC-41.6 | Income Qualified ¦ No Condenser Coil Cleaning ¦ SDG&E ¦ All | Income Qualified ¦ No Condenser Coil Cleaning | SDG&E ¦ All | SDG&E | All | Electric | Average Condenser Coil Cleaning | Average Existing and Code |  |  | 0 | Conventional | HVAC | Income Qualified - Multi Family IQ | Income Qualified | RET Only | 0 | Residential Households | Each | 1 | DEER:HVAC_Eff_AC | 0 | 0 | 0 | Base | 0 | 2023 | 0 | 2023 | 0 | 0 | Base | Condenser Coil Cleaning ¦ SDG&E ¦ All | Condenser Coil Cleaning | 0.28988 | 1 | 1 | Same as Central AC tune-up | 0 | 0 | 1
IQ-HVAC-42.6 | Income Qualified ¦ Efficient Condenser Coil Cleaning ¦ SDG&E ¦ All | Income Qualified ¦ Efficient Condenser Coil Cleaning | SDG&E ¦ All | SDG&E | All | Electric | Efficient Condenser Coil Cleaning | Efficient |  |  | 0 | Conventional | HVAC | Income Qualified - Multi Family IQ | Income Qualified | RET Only | 0 | Residential Households | Each | 1 | DEER:HVAC_Eff_AC | -32.6665 | -0.031211 | 0.0044166 | SCE Data Request 2024 | 0 | 2025 | 39 | 2024.75 | 0 | 0 | SCE Data Request 2024 | Condenser Coil Cleaning ¦ SDG&E ¦ All | Condenser Coil Cleaning | 0.28988 | 1 | 0 | Same as Central AC tune-up | 0 | 0 | 1
IQ-HVAC-43.1 | Income Qualified ¦ No Evaporator Coil Cleaning ¦ PG&E ¦ All | Income Qualified ¦ No Evaporator Coil Cleaning | PG&E ¦ All | PG&E | All | Electric | Average Evaporator Coil Cleaning | Average Existing and Code |  |  | 0 | Conventional | HVAC | Income Qualified - Single Family IQ | Income Qualified | RET Only | 0 | Residential Households | Each | 1 | DEER:HVAC_Eff_AC | 0 | 0 | 0 | Base | 0 | 2023 | 0 | 2023 | 0 | 0 | Base | Evaporator Coil Cleaning ¦ PG&E ¦ All | Evaporator Coil Cleaning | 0.43707 | 1 | 1 | Same as Central AC tune-up | 0 | 0 | 1
IQ-HVAC-44.1 | Income Qualified ¦ Efficient Evaporator Coil Cleaning ¦ PG&E ¦ All | Income Qualified ¦ Efficient Evaporator Coil Cleaning | PG&E ¦ All | PG&E | All | Electric | Efficient Evaporator Coil Cleaning | Efficient |  |  | 0 | Conventional | HVAC | Income Qualified - Single Family IQ | Income Qualified | RET Only | 0 | Residential Households | Each | 1 | DEER:HVAC_Eff_AC | -16.3333 | -0.015606 | 0.0022083 | SCE Data Request 2024 | 0 | 2025 | 39 | 2024.75 | 0 | 0 | SCE Data Request 2024 | Evaporator Coil Cleaning ¦ PG&E ¦ All | Evaporator Coil Cleaning | 0.43707 | 1 | 0 | Same as Central AC tune-up | 0 | 0 | 1
IQ-HVAC-43.2 | Income Qualified ¦ No Evaporator Coil Cleaning ¦ PG&E ¦ All | Income Qualified ¦ No Evaporator Coil Cleaning | PG&E ¦ All | PG&E | All | Electric | Average Evaporator Coil Cleaning | Average Existing and Code |  |  | 0 | Conventional | HVAC | Income Qualified - Multi Family IQ | Income Qualified | RET Only | 0 | Residential Households | Each | 1 | DEER:HVAC_Eff_AC | 0 | 0 | 0 | Base | 0 | 2023 | 0 | 2023 | 0 | 0 | SCE Data Request 2024 | Evaporator Coil Cleaning ¦ PG&E ¦ All | Evaporator Coil Cleaning | 0.28988 | 1 | 1 | Same as Central AC tune-up | 0 | 0 | 1
IQ-HVAC-44.2 | Income Qualified ¦ Efficient Evaporator Coil Cleaning ¦ PG&E ¦ All | Income Qualified ¦ Efficient Evaporator Coil Cleaning | PG&E ¦ All | PG&E | All | Electric | Efficient Evaporator Coil Cleaning | Efficient |  |  | 0 | Conventional | HVAC | Income Qualified - Multi Family IQ | Income Qualified | RET Only | 0 | Residential Households | Each | 1 | DEER:HVAC_Eff_AC | -16.3333 | -0.015606 | 0.0022083 | SCE Data Request 2024 | 0 | 2025 | 39 | 2024.75 | 0 | 0 | SCE Data Request 2024 | Evaporator Coil Cleaning ¦ PG&E ¦ All | Evaporator Coil Cleaning | 0.28988 | 1 | 0 | Same as Central AC tune-up | 0 | 0 | 1
IQ-HVAC-43.3 | Income Qualified ¦ No Evaporator Coil Cleaning ¦ SCE ¦ All | Income Qualified ¦ No Evaporator Coil Cleaning | SCE ¦ All | SCE | All | Electric | Average Evaporator Coil Cleaning | Average Existing and Code |  |  | 0 | Conventional | HVAC | Income Qualified - Single Family IQ | Income Qualified | RET Only | 0 | Residential Households | Each | 1 | DEER:HVAC_Eff_AC | 0 | 0 | 0 | Base | 0 | 2023 | 0 | 2023 | 0 | 0 | Base | Evaporator Coil Cleaning ¦ SCE ¦ All | Evaporator Coil Cleaning | 0.43707 | 1 | 1 | Same as Central AC tune-up | 0 | 0 | 1
IQ-HVAC-44.3 | Income Qualified ¦ Efficient Evaporator Coil Cleaning ¦ SCE ¦ All | Income Qualified ¦ Efficient Evaporator Coil Cleaning | SCE ¦ All | SCE | All | Electric | Efficient Evaporator Coil Cleaning | Efficient |  |  | 0 | Conventional | HVAC | Income Qualified - Single Family IQ | Income Qualified | RET Only | 0 | Residential Households | Each | 1 | DEER:HVAC_Eff_AC | -16.3333 | -0.015606 | 0.0022083 | SCE Data Request 2024 | 0 | 2025 | 39 | 2024.75 | 0 | 0 | SCE Data Request 2024 | Evaporator Coil Cleaning ¦ SCE ¦ All | Evaporator Coil Cleaning | 0.43707 | 1 | 0 | Same as Central AC tune-up | 0 | 0 | 1
IQ-HVAC-43.4 | Income Qualified ¦ No Evaporator Coil Cleaning ¦ SCE ¦ All | Income Qualified ¦ No Evaporator Coil Cleaning | SCE ¦ All | SCE | All | Electric | Average Evaporator Coil Cleaning | Average Existing and Code |  |  | 0 | Conventional | HVAC | Income Qualified - Multi Family IQ | Income Qualified | RET Only | 0 | Residential Households | Each | 1 | DEER:HVAC_Eff_AC | 0 | 0 | 0 | Base | 0 | 2023 | 0 | 2023 | 0 | 0 | Base | Evaporator Coil Cleaning ¦ SCE ¦ All | Evaporator Coil Cleaning | 0.28988 | 1 | 1 | Same as Central AC tune-up | 0 | 0 | 1
IQ-HVAC-44.4 | Income Qualified ¦ Efficient Evaporator Coil Cleaning ¦ SCE ¦ All | Income Qualified ¦ Efficient Evaporator Coil Cleaning | SCE ¦ All | SCE | All | Electric | Efficient Evaporator Coil Cleaning | Efficient |  |  | 0 | Conventional | HVAC | Income Qualified - Multi Family IQ | Income Qualified | RET Only | 0 | Residential Households | Each | 1 | DEER:HVAC_Eff_AC | -16.3333 | -0.015606 | 0.0022083 | SCE Data Request 2024 | 0 | 2025 | 39 | 2024.75 | 0 | 0 | SCE Data Request 2024 | Evaporator Coil Cleaning ¦ SCE ¦ All | Evaporator Coil Cleaning | 0.28988 | 1 | 0 | Same as Central AC tune-up | 0 | 0 | 1
IQ-HVAC-43.5 | Income Qualified ¦ No Evaporator Coil Cleaning ¦ SDG&E ¦ All | Income Qualified ¦ No Evaporator Coil Cleaning | SDG&E ¦ All | SDG&E | All | Electric | Average Evaporator Coil Cleaning | Average Existing and Code |  |  | 0 | Conventional | HVAC | Income Qualified - Single Family IQ | Income Qualified | RET Only | 0 | Residential Households | Each | 1 | DEER:HVAC_Eff_AC | 0 | 0 | 0 | Base | 0 | 2023 | 0 | 2023 | 0 | 0 | Base | Evaporator Coil Cleaning ¦ SDG&E ¦ All | Evaporator Coil Cleaning | 0.43707 | 1 | 1 | Same as Central AC tune-up | 0 | 0 | 1
IQ-HVAC-44.5 | Income Qualified ¦ Efficient Evaporator Coil Cleaning ¦ SDG&E ¦ All | Income Qualified ¦ Efficient Evaporator Coil Cleaning | SDG&E ¦ All | SDG&E | All | Electric | Efficient Evaporator Coil Cleaning | Efficient |  |  | 0 | Conventional | HVAC | Income Qualified - Single Family IQ | Income Qualified | RET Only | 0 | Residential Households | Each | 1 | DEER:HVAC_Eff_AC | -16.3333 | -0.015606 | 0.0022083 | SCE Data Request 2024 | 0 | 2025 | 39 | 2024.75 | 0 | 0 | SCE Data Request 2024 | Evaporator Coil Cleaning ¦ SDG&E ¦ All | Evaporator Coil Cleaning | 0.43707 | 1 | 0 | Same as Central AC tune-up | 0 | 0 | 1
IQ-HVAC-43.6 | Income Qualified ¦ No Evaporator Coil Cleaning ¦ SDG&E ¦ All | Income Qualified ¦ No Evaporator Coil Cleaning | SDG&E ¦ All | SDG&E | All | Electric | Average Evaporator Coil Cleaning | Average Existing and Code |  |  | 0 | Conventional | HVAC | Income Qualified - Multi Family IQ | Income Qualified | RET Only | 0 | Residential Households | Each | 1 | DEER:HVAC_Eff_AC | 0 | 0 | 0 | Base | 0 | 2023 | 0 | 2023 | 0 | 0 | Base | Evaporator Coil Cleaning ¦ SDG&E ¦ All | Evaporator Coil Cleaning | 0.28988 | 1 | 1 | Same as Central AC tune-up | 0 | 0 | 1
IQ-HVAC-44.6 | Income Qualified ¦ Efficient Evaporator Coil Cleaning ¦ SDG&E ¦ All | Income Qualified ¦ Efficient Evaporator Coil Cleaning | SDG&E ¦ All | SDG&E | All | Electric | Efficient Evaporator Coil Cleaning | Efficient |  |  | 0 | Conventional | HVAC | Income Qualified - Multi Family IQ | Income Qualified | RET Only | 0 | Residential Households | Each | 1 | DEER:HVAC_Eff_AC | -16.3333 | -0.015606 | 0.0022083 | SCE Data Request 2024 | 0 | 2025 | 39 | 2024.75 | 0 | 0 | SCE Data Request 2024 | Evaporator Coil Cleaning ¦ SDG&E ¦ All | Evaporator Coil Cleaning | 0.28988 | 1 | 0 | Same as Central AC tune-up | 0 | 0 | 1
IQ-HVAC-45.1 | Income Qualified ¦ Average Existing and Code Solar Attic Fan ¦ PG&E ¦ All | Income Qualified ¦ Average Existing and Code Solar Attic Fan | PG&E ¦ All | PG&E | All | Electric | Average Solar Attic Fan | Average Existing and Code |  |  | 0 | Conventional | HVAC | Income Qualified - Single Family IQ | Income Qualified | ROB and NEW | 0 | Residential Households | Building | 20 | DEER:HVAC_Eff_AC | 0 | 0 | 0 | Base | 0 | 2023 | 0 | 2023 | 0 | 0 | Base | Solar Attic Fan ¦ PG&E ¦ All | Solar Attic Fan | 0.02 | 1 | 1 | RASS 2019 Attic Fan | 0 | 0 | 1
IQ-HVAC-46.1 | Income Qualified ¦ Efficient Solar Attic Fan ¦ PG&E ¦ All | Income Qualified ¦ Efficient Solar Attic Fan | PG&E ¦ All | PG&E | All | Electric | Efficient Solar Attic Fan | Efficient |  |  | 0 | Conventional | HVAC | Income Qualified - Single Family IQ | Income Qualified | ROB and NEW | 0 | Residential Households | Building | 20 | DEER:HVAC_Eff_AC | -194.6167 | -0.099517 | 0.041718 | SDG&E Data Request 2024 | 341.5033 | 2023 | 0 | 2023 | 0 | 0 | SDG&E Data Request 2024 | Solar Attic Fan ¦ PG&E ¦ All | Solar Attic Fan | 0.02 | 1 | 0 | RASS 2019 Attic Fan | 0 | 0 | 1
IQ-HVAC-45.2 | Income Qualified ¦ Average Existing and Code Solar Attic Fan ¦ PG&E ¦ All | Income Qualified ¦ Average Existing and Code Solar Attic Fan | PG&E ¦ All | PG&E | All | Electric | Average Solar Attic Fan | Average Existing and Code |  |  | 0 | Conventional | HVAC | Income Qualified - Multi Family IQ | Income Qualified | ROB and NEW | 0 | Residential Households | Building | 20 | DEER:HVAC_Eff_AC | 0 | 0 | 0 | Base | 0 | 2023 | 0 | 2023 | 0 | 0 | SDG&E Data Request 2024 | Solar Attic Fan ¦ PG&E ¦ All | Solar Attic Fan | 0.02 | 1 | 1 | RASS 2019 Attic Fan | 0 | 0 | 1
IQ-HVAC-46.2 | Income Qualified ¦ Efficient Solar Attic Fan ¦ PG&E ¦ All | Income Qualified ¦ Efficient Solar Attic Fan | PG&E ¦ All | PG&E | All | Electric | Efficient Solar Attic Fan | Efficient |  |  | 0 | Conventional | HVAC | Income Qualified - Multi Family IQ | Income Qualified | ROB and NEW | 0 | Residential Households | Building | 20 | DEER:HVAC_Eff_AC | -194.6167 | -0.099517 | 0.041718 | SDG&E Data Request 2024 | 341.5033 | 2023 | 0 | 2023 | 0 | 0 | SDG&E Data Request 2024 | Solar Attic Fan ¦ PG&E ¦ All | Solar Attic Fan | 0.02 | 1 | 0 | RASS 2019 Attic Fan | 0 | 0 | 1
IQ-HVAC-45.3 | Income Qualified ¦ Average Existing and Code Solar Attic Fan ¦ SCE ¦ All | Income Qualified ¦ Average Existing and Code Solar Attic Fan | SCE ¦ All | SCE | All | Electric | Average Solar Attic Fan | Average Existing and Code |  |  | 0 | Conventional | HVAC | Income Qualified - Single Family IQ | Income Qualified | ROB and NEW | 0 | Residential Households | Building | 20 | DEER:HVAC_Eff_AC | 0 | 0 | 0 | Base | 0 | 2023 | 0 | 2023 | 0 | 0 | Base | Solar Attic Fan ¦ SCE ¦ All | Solar Attic Fan | 0.02 | 1 | 1 | RASS 2019 Attic Fan | 0 | 0 | 1
IQ-HVAC-46.3 | Income Qualified ¦ Efficient Solar Attic Fan ¦ SCE ¦ All | Income Qualified ¦ Efficient Solar Attic Fan | SCE ¦ All | SCE | All | Electric | Efficient Solar Attic Fan | Efficient |  |  | 0 | Conventional | HVAC | Income Qualified - Single Family IQ | Income Qualified | ROB and NEW | 0 | Residential Households | Building | 20 | DEER:HVAC_Eff_AC | -194.6167 | -0.099517 | 0.041718 | SDG&E Data Request 2024 | 341.5033 | 2023 | 0 | 2023 | 0 | 0 | SDG&E Data Request 2024 | Solar Attic Fan ¦ SCE ¦ All | Solar Attic Fan | 0.02 | 1 | 0 | RASS 2019 Attic Fan | 0 | 0 | 1
IQ-HVAC-45.4 | Income Qualified ¦ Average Existing and Code Solar Attic Fan ¦ SCE ¦ All | Income Qualified ¦ Average Existing and Code Solar Attic Fan | SCE ¦ All | SCE | All | Electric | Average Solar Attic Fan | Average Existing and Code |  |  | 0 | Conventional | HVAC | Income Qualified - Multi Family IQ | Income Qualified | ROB and NEW | 0 | Residential Households | Building | 20 | DEER:HVAC_Eff_AC | 0 | 0 | 0 | Base | 0 | 2023 | 0 | 2023 | 0 | 0 | Base | Solar Attic Fan ¦ SCE ¦ All | Solar Attic Fan | 0.02 | 1 | 1 | RASS 2019 Attic Fan | 0 | 0 | 1
IQ-HVAC-46.4 | Income Qualified ¦ Efficient Solar Attic Fan ¦ SCE ¦ All | Income Qualified ¦ Efficient Solar Attic Fan | SCE ¦ All | SCE | All | Electric | Efficient Solar Attic Fan | Efficient |  |  | 0 | Conventional | HVAC | Income Qualified - Multi Family IQ | Income Qualified | ROB and NEW | 0 | Residential Households | Building | 20 | DEER:HVAC_Eff_AC | -194.6167 | -0.099517 | 0.041718 | SDG&E Data Request 2024 | 341.5033 | 2023 | 0 | 2023 | 0 | 0 | SDG&E Data Request 2024 | Solar Attic Fan ¦ SCE ¦ All | Solar Attic Fan | 0.02 | 1 | 0 | RASS 2019 Attic Fan | 0 | 0 | 1
IQ-HVAC-45.5 | Income Qualified ¦ Average Existing and Code Solar Attic Fan ¦ SDG&E ¦ All | Income Qualified ¦ Average Existing and Code Solar Attic Fan | SDG&E ¦ All | SDG&E | All | Electric | Average Solar Attic Fan | Average Existing and Code |  |  | 0 | Conventional | HVAC | Income Qualified - Single Family IQ | Income Qualified | ROB and NEW | 0 | Residential Households | Building | 20 | DEER:HVAC_Eff_AC | 0 | 0 | 0 | Base | 0 | 2023 | 0 | 2023 | 0 | 0 | Base | Solar Attic Fan ¦ SDG&E ¦ All | Solar Attic Fan | 0.02 | 1 | 1 | RASS 2019 Attic Fan | 0 | 0 | 1
IQ-HVAC-46.5 | Income Qualified ¦ Efficient Solar Attic Fan ¦ SDG&E ¦ All | Income Qualified ¦ Efficient Solar Attic Fan | SDG&E ¦ All | SDG&E | All | Electric | Efficient Solar Attic Fan | Efficient |  |  | 0 | Conventional | HVAC | Income Qualified - Single Family IQ | Income Qualified | ROB and NEW | 0 | Residential Households | Building | 20 | DEER:HVAC_Eff_AC | -194.6167 | -0.099517 | 0.041718 | SDG&E Data Request 2024 | 341.5033 | 2023 | 0 | 2023 | 0 | 0 | SDG&E Data Request 2024 | Solar Attic Fan ¦ SDG&E ¦ All | Solar Attic Fan | 0.02 | 1 | 0 | RASS 2019 Attic Fan | 0 | 0 | 1
IQ-HVAC-45.6 | Income Qualified ¦ Average Existing and Code Solar Attic Fan ¦ SDG&E ¦ All | Income Qualified ¦ Average Existing and Code Solar Attic Fan | SDG&E ¦ All | SDG&E | All | Electric | Average Solar Attic Fan | Average Existing and Code |  |  | 0 | Conventional | HVAC | Income Qualified - Multi Family IQ | Income Qualified | ROB and NEW | 0 | Residential Households | Building | 20 | DEER:HVAC_Eff_AC | 0 | 0 | 0 | Base | 0 | 2023 | 0 | 2023 | 0 | 0 | Base | Solar Attic Fan ¦ SDG&E ¦ All | Solar Attic Fan | 0.02 | 1 | 1 | RASS 2019 Attic Fan | 0 | 0 | 1
IQ-HVAC-46.6 | Income Qualified ¦ Efficient Solar Attic Fan ¦ SDG&E ¦ All | Income Qualified ¦ Efficient Solar Attic Fan | SDG&E ¦ All | SDG&E | All | Electric | Efficient Solar Attic Fan | Efficient |  |  | 0 | Conventional | HVAC | Income Qualified - Multi Family IQ | Income Qualified | ROB and NEW | 0 | Residential Households | Building | 20 | DEER:HVAC_Eff_AC | -194.6167 | -0.099517 | 0.041718 | SDG&E Data Request 2024 | 341.5033 | 2023 | 0 | 2023 | 0 | 0 | SDG&E Data Request 2024 | Solar Attic Fan ¦ SDG&E ¦ All | Solar Attic Fan | 0.02 | 1 | 0 | RASS 2019 Attic Fan | 0 | 0 | 1
IQ-HVAC-47.1 | Income Qualified ¦ Average Existing and Code Smart Fan Controller ¦ PG&E ¦ All | Income Qualified ¦ Average Existing and Code Smart Fan Controller | PG&E ¦ All | PG&E | All | Electric | Average Smart Fan Controller | Average Existing and Code |  |  | 0 | Conventional | HVAC | Income Qualified - Single Family IQ | Income Qualified | ROB and NEW | 0 | Residential Households | Area-ft2-BA | 6.1333 | DEER:HVAC_Eff_AC | 0 | 0 | 0 | Base | 0 | 2023 | 0 | 2023 | 0 | 0 | Base | Smart Fan Controller ¦ PG&E ¦ All | Smart Fan Controller | 372.372 | 1 | 0.8 | From Duct Optimization and Fan Controllers | 0 | 0 | 1
IQ-HVAC-48.1 | Income Qualified ¦ Efficient Smart Fan Controller ¦ PG&E ¦ All | Income Qualified ¦ Efficient Smart Fan Controller | PG&E ¦ All | PG&E | All | Electric | Efficient Smart Fan Controller | Efficient |  |  | 0 | Conventional | HVAC | Income Qualified - Single Family IQ | Income Qualified | ROB and NEW | 0 | Residential Households | Area-ft2-BA | 6.1333 | DEER:HVAC_Eff_AC | -0.12998 | -0.00017952 | -0.0078133 | SDG&E Data Request 2024 | 0.07885 | 2024 | 0 | 2024 | 0 | 0 | SDG&E Data Request 2024 | Smart Fan Controller ¦ PG&E ¦ All | Smart Fan Controller | 372.372 | 1 | 0.2 | From Duct Optimization and Fan Controllers | 0 | 0 | 1
IQ-HVAC-47.2 | Income Qualified ¦ Average Existing and Code Smart Fan Controller ¦ PG&E ¦ All | Income Qualified ¦ Average Existing and Code Smart Fan Controller | PG&E ¦ All | PG&E | All | Electric | Average Smart Fan Controller | Average Existing and Code |  |  | 0 | Conventional | HVAC | Income Qualified - Multi Family IQ | Income Qualified | ROB and NEW | 0 | Residential Households | Area-ft2-BA | 6.1333 | DEER:HVAC_Eff_AC | 0 | 0 | 0 | Base | 0 | 2023 | 0 | 2023 | 0 | 0 | SDG&E Data Request 2024 | Smart Fan Controller ¦ PG&E ¦ All | Smart Fan Controller | 205.5493 | 1 | 0.8 | From Duct Optimization and Fan Controllers | 0 | 0 | 1
IQ-HVAC-48.2 | Income Qualified ¦ Efficient Smart Fan Controller ¦ PG&E ¦ All | Income Qualified ¦ Efficient Smart Fan Controller | PG&E ¦ All | PG&E | All | Electric | Efficient Smart Fan Controller | Efficient |  |  | 0 | Conventional | HVAC | Income Qualified - Multi Family IQ | Income Qualified | ROB and NEW | 0 | Residential Households | Area-ft2-BA | 6.1333 | DEER:HVAC_Eff_AC | -0.12998 | -0.00017952 | -0.0078133 | SDG&E Data Request 2024 | 0.07885 | 2024 | 0 | 2024 | 0 | 0 | SDG&E Data Request 2024 | Smart Fan Controller ¦ PG&E ¦ All | Smart Fan Controller | 205.5493 | 1 | 0.2 | From Duct Optimization and Fan Controllers | 0 | 0 | 1
IQ-HVAC-47.3 | Income Qualified ¦ Average Existing and Code Smart Fan Controller ¦ SCE ¦ All | Income Qualified ¦ Average Existing and Code Smart Fan Controller | SCE ¦ All | SCE | All | Electric | Average Smart Fan Controller | Average Existing and Code |  |  | 0 | Conventional | HVAC | Income Qualified - Single Family IQ | Income Qualified | ROB and NEW | 0 | Residential Households | Area-ft2-BA | 6.1333 | DEER:HVAC_Eff_AC | 0 | 0 | 0 | Base | 0 | 2023 | 0 | 2023 | 0 | 0 | Base | Smart Fan Controller ¦ SCE ¦ All | Smart Fan Controller | 362.824 | 1 | 0.8 | From Duct Optimization and Fan Controllers | 0 | 0 | 1
IQ-HVAC-48.3 | Income Qualified ¦ Efficient Smart Fan Controller ¦ SCE ¦ All | Income Qualified ¦ Efficient Smart Fan Controller | SCE ¦ All | SCE | All | Electric | Efficient Smart Fan Controller | Efficient |  |  | 0 | Conventional | HVAC | Income Qualified - Single Family IQ | Income Qualified | ROB and NEW | 0 | Residential Households | Area-ft2-BA | 6.1333 | DEER:HVAC_Eff_AC | -0.12998 | -0.00017952 | -0.0078133 | SDG&E Data Request 2024 | 0.07885 | 2024 | 0 | 2024 | 0 | 0 | SDG&E Data Request 2024 | Smart Fan Controller ¦ SCE ¦ All | Smart Fan Controller | 362.824 | 1 | 0.2 | From Duct Optimization and Fan Controllers | 0 | 0 | 1
IQ-HVAC-47.4 | Income Qualified ¦ Average Existing and Code Smart Fan Controller ¦ SCE ¦ All | Income Qualified ¦ Average Existing and Code Smart Fan Controller | SCE ¦ All | SCE | All | Electric | Average Smart Fan Controller | Average Existing and Code |  |  | 0 | Conventional | HVAC | Income Qualified - Multi Family IQ | Income Qualified | ROB and NEW | 0 | Residential Households | Area-ft2-BA | 6.1333 | DEER:HVAC_Eff_AC | 0 | 0 | 0 | Base | 0 | 2023 | 0 | 2023 | 0 | 0 | Base | Smart Fan Controller ¦ SCE ¦ All | Smart Fan Controller | 200.2788 | 1 | 0.8 | From Duct Optimization and Fan Controllers | 0 | 0 | 1
IQ-HVAC-48.4 | Income Qualified ¦ Efficient Smart Fan Controller ¦ SCE ¦ All | Income Qualified ¦ Efficient Smart Fan Controller | SCE ¦ All | SCE | All | Electric | Efficient Smart Fan Controller | Efficient |  |  | 0 | Conventional | HVAC | Income Qualified - Multi Family IQ | Income Qualified | ROB and NEW | 0 | Residential Households | Area-ft2-BA | 6.1333 | DEER:HVAC_Eff_AC | -0.12998 | -0.00017952 | -0.0078133 | SDG&E Data Request 2024 | 0.07885 | 2024 | 0 | 2024 | 0 | 0 | SDG&E Data Request 2024 | Smart Fan Controller ¦ SCE ¦ All | Smart Fan Controller | 200.2788 | 1 | 0.2 | From Duct Optimization and Fan Controllers | 0 | 0 | 1
IQ-HVAC-47.5 | Income Qualified ¦ Average Existing and Code Smart Fan Controller ¦ SDG&E ¦ All | Income Qualified ¦ Average Existing and Code Smart Fan Controller | SDG&E ¦ All | SDG&E | All | Electric | Average Smart Fan Controller | Average Existing and Code |  |  | 0 | Conventional | HVAC | Income Qualified - Single Family IQ | Income Qualified | ROB and NEW | 0 | Residential Households | Area-ft2-BA | 6.1333 | DEER:HVAC_Eff_AC | 0 | 0 | 0 | Base | 0 | 2023 | 0 | 2023 | 0 | 0 | Base | Smart Fan Controller ¦ SDG&E ¦ All | Smart Fan Controller | 358.05 | 1 | 0.8 | From Duct Optimization and Fan Controllers | 0 | 0 | 1
IQ-HVAC-48.5 | Income Qualified ¦ Efficient Smart Fan Controller ¦ SDG&E ¦ All | Income Qualified ¦ Efficient Smart Fan Controller | SDG&E ¦ All | SDG&E | All | Electric | Efficient Smart Fan Controller | Efficient |  |  | 0 | Conventional | HVAC | Income Qualified - Single Family IQ | Income Qualified | ROB and NEW | 0 | Residential Households | Area-ft2-BA | 6.1333 | DEER:HVAC_Eff_AC | -0.12998 | -0.00017952 | -0.0078133 | SDG&E Data Request 2024 | 0.07885 | 2024 | 0 | 2024 | 0 | 0 | SDG&E Data Request 2024 | Smart Fan Controller ¦ SDG&E ¦ All | Smart Fan Controller | 358.05 | 1 | 0.2 | From Duct Optimization and Fan Controllers | 0 | 0 | 1
IQ-HVAC-47.6 | Income Qualified ¦ Average Existing and Code Smart Fan Controller ¦ SDG&E ¦ All | Income Qualified ¦ Average Existing and Code Smart Fan Controller | SDG&E ¦ All | SDG&E | All | Electric | Average Smart Fan Controller | Average Existing and Code |  |  | 0 | Conventional | HVAC | Income Qualified - Multi Family IQ | Income Qualified | ROB and NEW | 0 | Residential Households | Area-ft2-BA | 6.1333 | DEER:HVAC_Eff_AC | 0 | 0 | 0 | Base | 0 | 2023 | 0 | 2023 | 0 | 0 | Base | Smart Fan Controller ¦ SDG&E ¦ All | Smart Fan Controller | 197.6436 | 1 | 0.8 | From Duct Optimization and Fan Controllers | 0 | 0 | 1
IQ-HVAC-48.6 | Income Qualified ¦ Efficient Smart Fan Controller ¦ SDG&E ¦ All | Income Qualified ¦ Efficient Smart Fan Controller | SDG&E ¦ All | SDG&E | All | Electric | Efficient Smart Fan Controller | Efficient |  |  | 0 | Conventional | HVAC | Income Qualified - Multi Family IQ | Income Qualified | ROB and NEW | 0 | Residential Households | Area-ft2-BA | 6.1333 | DEER:HVAC_Eff_AC | -0.12998 | -0.00017952 | -0.0078133 | SDG&E Data Request 2024 | 0.07885 | 2024 | 0 | 2024 | 0 | 0 | SDG&E Data Request 2024 | Smart Fan Controller ¦ SDG&E ¦ All | Smart Fan Controller | 197.6436 | 1 | 0.2 | From Duct Optimization and Fan Controllers | 0 | 0 | 1
IQ-HVAC-49.1 | Income Qualified ¦ Average Existing and Code Room Air Cleaner ¦ PG&E ¦ All | Income Qualified ¦ Average Existing and Code Room Air Cleaner | PG&E ¦ All | PG&E | All | Electric | Average Room Air Cleaner | Average Existing and Code |  |  | 0 | Conventional | HVAC | Income Qualified - Single Family IQ | Income Qualified | RET Only | 0 | Residential Households | Each | 9 | DEER:HVAC_Eff_AC | 0 | 0 | 0 | Base | 0 | 2023 | 0 | 2023 | 0 | 0 | Base | Room Air Cleaner ¦ PG&E ¦ All | Room Air Cleaner | 0.36821 | 1 | 0.99 | Same as Room AC | 0 | 0 | 1
IQ-HVAC-50.1 | Income Qualified ¦ Efficient Room Air Cleaner ¦ PG&E ¦ All | Income Qualified ¦ Efficient Room Air Cleaner | PG&E ¦ All | PG&E | All | Electric | Efficient Room Air Cleaner | Efficient |  |  | 0 | Conventional | HVAC | Income Qualified - Single Family IQ | Income Qualified | RET Only | 0 | Residential Households | Each | 9 | DEER:HVAC_Eff_AC | -81.625 | -0.011627 | 1.3172 | SDG&E Data Request 2024 | 113.8883 | 2023 | 0 | 2023 | 0 | 0 | SDG&E Data Request 2024 | Room Air Cleaner ¦ PG&E ¦ All | Room Air Cleaner | 0.36821 | 1 | 0.01 | Same as Room AC | 0 | 0 | 1
IQ-HVAC-49.2 | Income Qualified ¦ Average Existing and Code Room Air Cleaner ¦ PG&E ¦ All | Income Qualified ¦ Average Existing and Code Room Air Cleaner | PG&E ¦ All | PG&E | All | Electric | Average Room Air Cleaner | Average Existing and Code |  |  | 0 | Conventional | HVAC | Income Qualified - Multi Family IQ | Income Qualified | RET Only | 0 | Residential Households | Each | 9 | DEER:HVAC_Eff_AC | 0 | 0 | 0 | Base | 0 | 2023 | 0 | 2023 | 0 | 0 | SDG&E Data Request 2024 | Room Air Cleaner ¦ PG&E ¦ All | Room Air Cleaner | 0.35648 | 1 | 0.99 | Same as Room AC | 0 | 0 | 1
IQ-HVAC-50.2 | Income Qualified ¦ Efficient Room Air Cleaner ¦ PG&E ¦ All | Income Qualified ¦ Efficient Room Air Cleaner | PG&E ¦ All | PG&E | All | Electric | Efficient Room Air Cleaner | Efficient |  |  | 0 | Conventional | HVAC | Income Qualified - Multi Family IQ | Income Qualified | RET Only | 0 | Residential Households | Each | 9 | DEER:HVAC_Eff_AC | -81.625 | -0.011627 | 1.3172 | SDG&E Data Request 2024 | 113.8883 | 2023 | 0 | 2023 | 0 | 0 | SDG&E Data Request 2024 | Room Air Cleaner ¦ PG&E ¦ All | Room Air Cleaner | 0.35648 | 1 | 0.01 | Same as Room AC | 0 | 0 | 1
IQ-HVAC-49.3 | Income Qualified ¦ Average Existing and Code Room Air Cleaner ¦ SCE ¦ All | Income Qualified ¦ Average Existing and Code Room Air Cleaner | SCE ¦ All | SCE | All | Electric | Average Room Air Cleaner | Average Existing and Code |  |  | 0 | Conventional | HVAC | Income Qualified - Single Family IQ | Income Qualified | RET Only | 0 | Residential Households | Each | 9 | DEER:HVAC_Eff_AC | 0 | 0 | 0 | Base | 0 | 2023 | 0 | 2023 | 0 | 0 | Base | Room Air Cleaner ¦ SCE ¦ All | Room Air Cleaner | 0.36821 | 1 | 0.99 | Same as Room AC | 0 | 0 | 1
IQ-HVAC-50.3 | Income Qualified ¦ Efficient Room Air Cleaner ¦ SCE ¦ All | Income Qualified ¦ Efficient Room Air Cleaner | SCE ¦ All | SCE | All | Electric | Efficient Room Air Cleaner | Efficient |  |  | 0 | Conventional | HVAC | Income Qualified - Single Family IQ | Income Qualified | RET Only | 0 | Residential Households | Each | 9 | DEER:HVAC_Eff_AC | -81.625 | -0.011627 | 1.3172 | SDG&E Data Request 2024 | 113.8883 | 2023 | 0 | 2023 | 0 | 0 | SDG&E Data Request 2024 | Room Air Cleaner ¦ SCE ¦ All | Room Air Cleaner | 0.36821 | 1 | 0.01 | Same as Room AC | 0 | 0 | 1
IQ-HVAC-49.4 | Income Qualified ¦ Average Existing and Code Room Air Cleaner ¦ SCE ¦ All | Income Qualified ¦ Average Existing and Code Room Air Cleaner | SCE ¦ All | SCE | All | Electric | Average Room Air Cleaner | Average Existing and Code |  |  | 0 | Conventional | HVAC | Income Qualified - Multi Family IQ | Income Qualified | RET Only | 0 | Residential Households | Each | 9 | DEER:HVAC_Eff_AC | 0 | 0 | 0 | Base | 0 | 2023 | 0 | 2023 | 0 | 0 | Base | Room Air Cleaner ¦ SCE ¦ All | Room Air Cleaner | 0.35648 | 1 | 0.99 | Same as Room AC | 0 | 0 | 1
IQ-HVAC-50.4 | Income Qualified ¦ Efficient Room Air Cleaner ¦ SCE ¦ All | Income Qualified ¦ Efficient Room Air Cleaner | SCE ¦ All | SCE | All | Electric | Efficient Room Air Cleaner | Efficient |  |  | 0 | Conventional | HVAC | Income Qualified - Multi Family IQ | Income Qualified | RET Only | 0 | Residential Households | Each | 9 | DEER:HVAC_Eff_AC | -81.625 | -0.011627 | 1.3172 | SDG&E Data Request 2024 | 113.8883 | 2023 | 0 | 2023 | 0 | 0 | SDG&E Data Request 2024 | Room Air Cleaner ¦ SCE ¦ All | Room Air Cleaner | 0.35648 | 1 | 0.01 | Same as Room AC | 0 | 0 | 1
IQ-HVAC-49.5 | Income Qualified ¦ Average Existing and Code Room Air Cleaner ¦ SDG&E ¦ All | Income Qualified ¦ Average Existing and Code Room Air Cleaner | SDG&E ¦ All | SDG&E | All | Electric | Average Room Air Cleaner | Average Existing and Code |  |  | 0 | Conventional | HVAC | Income Qualified - Single Family IQ | Income Qualified | RET Only | 0 | Residential Households | Each | 9 | DEER:HVAC_Eff_AC | 0 | 0 | 0 | Base | 0 | 2023 | 0 | 2023 | 0 | 0 | Base | Room Air Cleaner ¦ SDG&E ¦ All | Room Air Cleaner | 0.36821 | 1 | 0.01 | Same as Room AC | 0 | 0 | 1
IQ-HVAC-50.5 | Income Qualified ¦ Efficient Room Air Cleaner ¦ SDG&E ¦ All | Income Qualified ¦ Efficient Room Air Cleaner | SDG&E ¦ All | SDG&E | All | Electric | Efficient Room Air Cleaner | Efficient |  |  | 0 | Conventional | HVAC | Income Qualified - Single Family IQ | Income Qualified | RET Only | 0 | Residential Households | Each | 9 | DEER:HVAC_Eff_AC | -81.625 | -0.011627 | 1.3172 | SDG&E Data Request 2024 | 113.8883 | 2023 | 0 | 2023 | 0 | 0 | SDG&E Data Request 2024 | Room Air Cleaner ¦ SDG&E ¦ All | Room Air Cleaner | 0.36821 | 1 | 0.01 | Same as Room AC | 0 | 0 | 1
IQ-HVAC-49.6 | Income Qualified ¦ Average Existing and Code Room Air Cleaner ¦ SDG&E ¦ All | Income Qualified ¦ Average Existing and Code Room Air Cleaner | SDG&E ¦ All | SDG&E | All | Electric | Average Room Air Cleaner | Average Existing and Code |  |  | 0 | Conventional | HVAC | Income Qualified - Multi Family IQ | Income Qualified | RET Only | 0 | Residential Households | Each | 9 | DEER:HVAC_Eff_AC | 0 | 0 | 0 | Base | 0 | 2023 | 0 | 2023 | 0 | 0 | Base | Room Air Cleaner ¦ SDG&E ¦ All | Room Air Cleaner | 0.35648 | 1 | 0.01 | Same as Room AC | 0 | 0 | 1
IQ-HVAC-50.6 | Income Qualified ¦ Efficient Room Air Cleaner ¦ SDG&E ¦ All | Income Qualified ¦ Efficient Room Air Cleaner | SDG&E ¦ All | SDG&E | All | Electric | Efficient Room Air Cleaner | Efficient |  |  | 0 | Conventional | HVAC | Income Qualified - Multi Family IQ | Income Qualified | RET Only | 0 | Residential Households | Each | 9 | DEER:HVAC_Eff_AC | -81.625 | -0.011627 | 1.3172 | SDG&E Data Request 2024 | 113.8883 | 2023 | 0 | 2023 | 0 | 0 | SDG&E Data Request 2024 | Room Air Cleaner ¦ SDG&E ¦ All | Room Air Cleaner | 0.35648 | 1 | 0.01 | Same as Room AC | 0 | 0 | 1
IQ-HVAC-51.1 | Income Qualified ¦ Average Existing and Code Portable Heat Pump ¦ PG&E ¦ All | Income Qualified ¦ Average Existing and Code Portable Heat Pump | PG&E ¦ All | PG&E | All | Electric | Average Portable Heat Pump | Average Existing and Code |  |  | 0 | Conventional | HVAC | Income Qualified - Single Family IQ | Income Qualified | ROB and NEW | 0 | Residential Households | Each | 9 | DEER:HVAC_Eff_AC | 0 | 0 | 0 | Base | 0 | 2023 | 0 | 2023 | 0 | 0 | Base | Portable Heat Pump ¦ PG&E ¦ All | Portable Heat Pump | 0.36821 | 1 | 0.99 | Same as Room AC | 0 | 0 | 1
IQ-HVAC-52.1 | Income Qualified ¦ Efficient Portable Heat Pump ¦ PG&E ¦ All | Income Qualified ¦ Efficient Portable Heat Pump | PG&E ¦ All | PG&E | All | Electric | Efficient Portable Heat Pump | Efficient |  |  | 0 | Conventional | HVAC | Income Qualified - Single Family IQ | Income Qualified | ROB and NEW | 0 | Residential Households | Each | 9 | DEER:HVAC_Eff_AC | -30.325 | -0.023625 | 0 | SDG&E Data Request 2024 | 138.395 | 2023 | 0 | 2023 | 0 | 0 | SDG&E Data Request 2024 | Portable Heat Pump ¦ PG&E ¦ All | Portable Heat Pump | 0.36821 | 1 | 0.01 | Same as Room AC | 0 | 0 | 1
IQ-HVAC-51.2 | Income Qualified ¦ Average Existing and Code Portable Heat Pump ¦ PG&E ¦ All | Income Qualified ¦ Average Existing and Code Portable Heat Pump | PG&E ¦ All | PG&E | All | Electric | Average Portable Heat Pump | Average Existing and Code |  |  | 0 | Conventional | HVAC | Income Qualified - Multi Family IQ | Income Qualified | ROB and NEW | 0 | Residential Households | Each | 9 | DEER:HVAC_Eff_AC | 0 | 0 | 0 | Base | 0 | 2023 | 0 | 2023 | 0 | 0 | SDG&E Data Request 2024 | Portable Heat Pump ¦ PG&E ¦ All | Portable Heat Pump | 0.35648 | 1 | 0.99 | Same as Room AC | 0 | 0 | 1
IQ-HVAC-52.2 | Income Qualified ¦ Efficient Portable Heat Pump ¦ PG&E ¦ All | Income Qualified ¦ Efficient Portable Heat Pump | PG&E ¦ All | PG&E | All | Electric | Efficient Portable Heat Pump | Efficient |  |  | 0 | Conventional | HVAC | Income Qualified - Multi Family IQ | Income Qualified | ROB and NEW | 0 | Residential Households | Each | 9 | DEER:HVAC_Eff_AC | -30.325 | -0.023625 | 0 | SDG&E Data Request 2024 | 138.395 | 2023 | 0 | 2023 | 0 | 0 | SDG&E Data Request 2024 | Portable Heat Pump ¦ PG&E ¦ All | Portable Heat Pump | 0.35648 | 1 | 0.01 | Same as Room AC | 0 | 0 | 1
IQ-HVAC-51.3 | Income Qualified ¦ Average Existing and Code Portable Heat Pump ¦ SCE ¦ All | Income Qualified ¦ Average Existing and Code Portable Heat Pump | SCE ¦ All | SCE | All | Electric | Average Portable Heat Pump | Average Existing and Code |  |  | 0 | Conventional | HVAC | Income Qualified - Single Family IQ | Income Qualified | ROB and NEW | 0 | Residential Households | Each | 9 | DEER:HVAC_Eff_AC | 0 | 0 | 0 | Base | 0 | 2023 | 0 | 2023 | 0 | 0 | Base | Portable Heat Pump ¦ SCE ¦ All | Portable Heat Pump | 0.36821 | 1 | 0.99 | Same as Room AC | 0 | 0 | 1
IQ-HVAC-52.3 | Income Qualified ¦ Efficient Portable Heat Pump ¦ SCE ¦ All | Income Qualified ¦ Efficient Portable Heat Pump | SCE ¦ All | SCE | All | Electric | Efficient Portable Heat Pump | Efficient |  |  | 0 | Conventional | HVAC | Income Qualified - Single Family IQ | Income Qualified | ROB and NEW | 0 | Residential Households | Each | 9 | DEER:HVAC_Eff_AC | -30.325 | -0.023625 | 0 | SDG&E Data Request 2024 | 138.395 | 2023 | 0 | 2023 | 0 | 0 | SDG&E Data Request 2024 | Portable Heat Pump ¦ SCE ¦ All | Portable Heat Pump | 0.36821 | 1 | 0.01 | Same as Room AC | 0 | 0 | 1
IQ-HVAC-51.4 | Income Qualified ¦ Average Existing and Code Portable Heat Pump ¦ SCE ¦ All | Income Qualified ¦ Average Existing and Code Portable Heat Pump | SCE ¦ All | SCE | All | Electric | Average Portable Heat Pump | Average Existing and Code |  |  | 0 | Conventional | HVAC | Income Qualified - Multi Family IQ | Income Qualified | ROB and NEW | 0 | Residential Households | Each | 9 | DEER:HVAC_Eff_AC | 0 | 0 | 0 | Base | 0 | 2023 | 0 | 2023 | 0 | 0 | Base | Portable Heat Pump ¦ SCE ¦ All | Portable Heat Pump | 0.35648 | 1 | 0.99 | Same as Room AC | 0 | 0 | 1
IQ-HVAC-52.4 | Income Qualified ¦ Efficient Portable Heat Pump ¦ SCE ¦ All | Income Qualified ¦ Efficient Portable Heat Pump | SCE ¦ All | SCE | All | Electric | Efficient Portable Heat Pump | Efficient |  |  | 0 | Conventional | HVAC | Income Qualified - Multi Family IQ | Income Qualified | ROB and NEW | 0 | Residential Households | Each | 9 | DEER:HVAC_Eff_AC | -30.325 | -0.023625 | 0 | SDG&E Data Request 2024 | 138.395 | 2023 | 0 | 2023 | 0 | 0 | SDG&E Data Request 2024 | Portable Heat Pump ¦ SCE ¦ All | Portable Heat Pump | 0.35648 | 1 | 0.01 | Same as Room AC | 0 | 0 | 1
IQ-HVAC-51.5 | Income Qualified ¦ Average Existing and Code Portable Heat Pump ¦ SDG&E ¦ All | Income Qualified ¦ Average Existing and Code Portable Heat Pump | SDG&E ¦ All | SDG&E | All | Electric | Average Portable Heat Pump | Average Existing and Code |  |  | 0 | Conventional | HVAC | Income Qualified - Single Family IQ | Income Qualified | ROB and NEW | 0 | Residential Households | Each | 9 | DEER:HVAC_Eff_AC | 0 | 0 | 0 | Base | 0 | 2023 | 0 | 2023 | 0 | 0 | Base | Portable Heat Pump ¦ SDG&E ¦ All | Portable Heat Pump | 0.36821 | 1 | 0.01 | Same as Room AC | 0 | 0 | 1
IQ-HVAC-52.5 | Income Qualified ¦ Efficient Portable Heat Pump ¦ SDG&E ¦ All | Income Qualified ¦ Efficient Portable Heat Pump | SDG&E ¦ All | SDG&E | All | Electric | Efficient Portable Heat Pump | Efficient |  |  | 0 | Conventional | HVAC | Income Qualified - Single Family IQ | Income Qualified | ROB and NEW | 0 | Residential Households | Each | 9 | DEER:HVAC_Eff_AC | -30.325 | -0.023625 | 0 | SDG&E Data Request 2024 | 138.395 | 2023 | 0 | 2023 | 0 | 0 | SDG&E Data Request 2024 | Portable Heat Pump ¦ SDG&E ¦ All | Portable Heat Pump | 0.36821 | 1 | 0.01 | Same as Room AC | 0 | 0 | 1
IQ-HVAC-51.6 | Income Qualified ¦ Average Existing and Code Portable Heat Pump ¦ SDG&E ¦ All | Income Qualified ¦ Average Existing and Code Portable Heat Pump | SDG&E ¦ All | SDG&E | All | Electric | Average Portable Heat Pump | Average Existing and Code |  |  | 0 | Conventional | HVAC | Income Qualified - Multi Family IQ | Income Qualified | ROB and NEW | 0 | Residential Households | Each | 9 | DEER:HVAC_Eff_AC | 0 | 0 | 0 | Base | 0 | 2023 | 0 | 2023 | 0 | 0 | Base | Portable Heat Pump ¦ SDG&E ¦ All | Portable Heat Pump | 0.35648 | 1 | 0.01 | Same as Room AC | 0 | 0 | 1
IQ-HVAC-52.6 | Income Qualified ¦ Efficient Portable Heat Pump ¦ SDG&E ¦ All | Income Qualified ¦ Efficient Portable Heat Pump | SDG&E ¦ All | SDG&E | All | Electric | Efficient Portable Heat Pump | Efficient |  |  | 0 | Conventional | HVAC | Income Qualified - Multi Family IQ | Income Qualified | ROB and NEW | 0 | Residential Households | Each | 9 | DEER:HVAC_Eff_AC | -30.325 | -0.023625 | 0 | SDG&E Data Request 2024 | 138.395 | 2023 | 0 | 2023 | 0 | 0 | SDG&E Data Request 2024 | Portable Heat Pump ¦ SDG&E ¦ All | Portable Heat Pump | 0.35648 | 1 | 0.01 | Same as Room AC | 0 | 0 | 1
IQ-HVAC-53.1 | Income Qualified ¦ Average Existing and Code Package Terminal Air Conditioner or Heat Pump, Under 24 kBtu/hr ¦ PG&E ¦ All | Income Qualified ¦ Average Existing and Code Package Terminal Air Conditioner or Heat Pump, Under 24 kBtu/hr | PG&E ¦ All | PG&E | All | Electric | Average Package Terminal Air Conditioner or Heat Pump, Under 24 kBtu/hr | Average Existing and Code |  |  | 0 | Conventional | HVAC | Income Qualified - Single Family IQ | Income Qualified | ROB and NEW | 0 | Residential Households | Home | 15 | DEER:HVAC_Eff_AC | 0 | 0 | 0 | Base | 0 | 2023 | 0 | 2023 | 0 | 0 | Base | Package Terminal Air Conditioner or Heat Pump, Under 24 kBtu/hr ¦ PG&E ¦ All | Package Terminal Air Conditioner or Heat Pump, Under 24 kBtu/hr | 1 | 1 | 0.93506 | Already converted to HH | 0 | 0 | 1
IQ-HVAC-54.1 | Income Qualified ¦ Efficient Package Terminal Air Conditioner or Heat Pump, Under 24 kBtu/hr ¦ PG&E ¦ All | Income Qualified ¦ Efficient Package Terminal Air Conditioner or Heat Pump, Under 24 kBtu/hr | PG&E ¦ All | PG&E | All | Electric | Efficient Package Terminal Air Conditioner or Heat Pump, Under 24 kBtu/hr | Efficient |  |  | 0 | Conventional | HVAC | Income Qualified - Single Family IQ | Income Qualified | ROB and NEW | 0 | Residential Households | Home | 15 | DEER:HVAC_Eff_AC | -101.0263 | -0.0859 | 0 | SDG&E Data Request 2024 | 114.5524 | 2023 | 0 | 2023 | 0 | 0 | SDG&E Data Request 2024 | Package Terminal Air Conditioner or Heat Pump, Under 24 kBtu/hr ¦ PG&E ¦ All | Package Terminal Air Conditioner or Heat Pump, Under 24 kBtu/hr | 1 | 1 | 0.064945 | Already converted to HH | 0 | 0 | 1
IQ-HVAC-53.2 | Income Qualified ¦ Average Existing and Code Package Terminal Air Conditioner or Heat Pump, Under 24 kBtu/hr ¦ PG&E ¦ All | Income Qualified ¦ Average Existing and Code Package Terminal Air Conditioner or Heat Pump, Under 24 kBtu/hr | PG&E ¦ All | PG&E | All | Electric | Average Package Terminal Air Conditioner or Heat Pump, Under 24 kBtu/hr | Average Existing and Code |  |  | 0 | Conventional | HVAC | Income Qualified - Multi Family IQ | Income Qualified | ROB and NEW | 0 | Residential Households | Home | 15 | DEER:HVAC_Eff_AC | 0 | 0 | 0 | Base | 0 | 2023 | 0 | 2023 | 0 | 0 | SDG&E Data Request 2024 | Package Terminal Air Conditioner or Heat Pump, Under 24 kBtu/hr ¦ PG&E ¦ All | Package Terminal Air Conditioner or Heat Pump, Under 24 kBtu/hr | 1 | 1 | 0.97544 | Already converted to HH | 0 | 0 | 1
IQ-HVAC-54.2 | Income Qualified ¦ Efficient Package Terminal Air Conditioner or Heat Pump, Under 24 kBtu/hr ¦ PG&E ¦ All | Income Qualified ¦ Efficient Package Terminal Air Conditioner or Heat Pump, Under 24 kBtu/hr | PG&E ¦ All | PG&E | All | Electric | Efficient Package Terminal Air Conditioner or Heat Pump, Under 24 kBtu/hr | Efficient |  |  | 0 | Conventional | HVAC | Income Qualified - Multi Family IQ | Income Qualified | ROB and NEW | 0 | Residential Households | Home | 15 | DEER:HVAC_Eff_AC | -101.0263 | -0.0859 | 0 | SDG&E Data Request 2024 | 114.5524 | 2023 | 0 | 2023 | 0 | 0 | SDG&E Data Request 2024 | Package Terminal Air Conditioner or Heat Pump, Under 24 kBtu/hr ¦ PG&E ¦ All | Package Terminal Air Conditioner or Heat Pump, Under 24 kBtu/hr | 1 | 1 | 0.024556 | Already converted to HH | 0 | 0 | 1
IQ-HVAC-53.3 | Income Qualified ¦ Average Existing and Code Package Terminal Air Conditioner or Heat Pump, Under 24 kBtu/hr ¦ SCE ¦ All | Income Qualified ¦ Average Existing and Code Package Terminal Air Conditioner or Heat Pump, Under 24 kBtu/hr | SCE ¦ All | SCE | All | Electric | Average Package Terminal Air Conditioner or Heat Pump, Under 24 kBtu/hr | Average Existing and Code |  |  | 0 | Conventional | HVAC | Income Qualified - Single Family IQ | Income Qualified | ROB and NEW | 0 | Residential Households | Home | 15 | DEER:HVAC_Eff_AC | 0 | 0 | 0 | Base | 0 | 2023 | 0 | 2023 | 0 | 0 | Base | Package Terminal Air Conditioner or Heat Pump, Under 24 kBtu/hr ¦ SCE ¦ All | Package Terminal Air Conditioner or Heat Pump, Under 24 kBtu/hr | 1 | 1 | 0.93506 | Already converted to HH | 0 | 0 | 1
IQ-HVAC-54.3 | Income Qualified ¦ Efficient Package Terminal Air Conditioner or Heat Pump, Under 24 kBtu/hr ¦ SCE ¦ All | Income Qualified ¦ Efficient Package Terminal Air Conditioner or Heat Pump, Under 24 kBtu/hr | SCE ¦ All | SCE | All | Electric | Efficient Package Terminal Air Conditioner or Heat Pump, Under 24 kBtu/hr | Efficient |  |  | 0 | Conventional | HVAC | Income Qualified - Single Family IQ | Income Qualified | ROB and NEW | 0 | Residential Households | Home | 15 | DEER:HVAC_Eff_AC | -101.0263 | -0.0859 | 0 | SDG&E Data Request 2024 | 114.5524 | 2023 | 0 | 2023 | 0 | 0 | SDG&E Data Request 2024 | Package Terminal Air Conditioner or Heat Pump, Under 24 kBtu/hr ¦ SCE ¦ All | Package Terminal Air Conditioner or Heat Pump, Under 24 kBtu/hr | 1 | 1 | 0.064945 | Already converted to HH | 0 | 0 | 1
IQ-HVAC-53.4 | Income Qualified ¦ Average Existing and Code Package Terminal Air Conditioner or Heat Pump, Under 24 kBtu/hr ¦ SCE ¦ All | Income Qualified ¦ Average Existing and Code Package Terminal Air Conditioner or Heat Pump, Under 24 kBtu/hr | SCE ¦ All | SCE | All | Electric | Average Package Terminal Air Conditioner or Heat Pump, Under 24 kBtu/hr | Average Existing and Code |  |  | 0 | Conventional | HVAC | Income Qualified - Multi Family IQ | Income Qualified | ROB and NEW | 0 | Residential Households | Home | 15 | DEER:HVAC_Eff_AC | 0 | 0 | 0 | Base | 0 | 2023 | 0 | 2023 | 0 | 0 | Base | Package Terminal Air Conditioner or Heat Pump, Under 24 kBtu/hr ¦ SCE ¦ All | Package Terminal Air Conditioner or Heat Pump, Under 24 kBtu/hr | 1 | 1 | 0.97544 | Already converted to HH | 0 | 0 | 1
IQ-HVAC-54.4 | Income Qualified ¦ Efficient Package Terminal Air Conditioner or Heat Pump, Under 24 kBtu/hr ¦ SCE ¦ All | Income Qualified ¦ Efficient Package Terminal Air Conditioner or Heat Pump, Under 24 kBtu/hr | SCE ¦ All | SCE | All | Electric | Efficient Package Terminal Air Conditioner or Heat Pump, Under 24 kBtu/hr | Efficient |  |  | 0 | Conventional | HVAC | Income Qualified - Multi Family IQ | Income Qualified | ROB and NEW | 0 | Residential Households | Home | 15 | DEER:HVAC_Eff_AC | -101.0263 | -0.0859 | 0 | SDG&E Data Request 2024 | 114.5524 | 2023 | 0 | 2023 | 0 | 0 | SDG&E Data Request 2024 | Package Terminal Air Conditioner or Heat Pump, Under 24 kBtu/hr ¦ SCE ¦ All | Package Terminal Air Conditioner or Heat Pump, Under 24 kBtu/hr | 1 | 1 | 0.024556 | Already converted to HH | 0 | 0 | 1
IQ-HVAC-53.5 | Income Qualified ¦ Average Existing and Code Package Terminal Air Conditioner or Heat Pump, Under 24 kBtu/hr ¦ SDG&E ¦ All | Income Qualified ¦ Average Existing and Code Package Terminal Air Conditioner or Heat Pump, Under 24 kBtu/hr | SDG&E ¦ All | SDG&E | All | Electric | Average Package Terminal Air Conditioner or Heat Pump, Under 24 kBtu/hr | Average Existing and Code |  |  | 0 | Conventional | HVAC | Income Qualified - Single Family IQ | Income Qualified | ROB and NEW | 0 | Residential Households | Home | 15 | DEER:HVAC_Eff_AC | 0 | 0 | 0 | Base | 0 | 2023 | 0 | 2023 | 0 | 0 | Base | Package Terminal Air Conditioner or Heat Pump, Under 24 kBtu/hr ¦ SDG&E ¦ All | Package Terminal Air Conditioner or Heat Pump, Under 24 kBtu/hr | 1 | 1 | 0.93506 | Already converted to HH | 0 | 0 | 1
IQ-HVAC-54.5 | Income Qualified ¦ Efficient Package Terminal Air Conditioner or Heat Pump, Under 24 kBtu/hr ¦ SDG&E ¦ All | Income Qualified ¦ Efficient Package Terminal Air Conditioner or Heat Pump, Under 24 kBtu/hr | SDG&E ¦ All | SDG&E | All | Electric | Efficient Package Terminal Air Conditioner or Heat Pump, Under 24 kBtu/hr | Efficient |  |  | 0 | Conventional | HVAC | Income Qualified - Single Family IQ | Income Qualified | ROB and NEW | 0 | Residential Households | Home | 15 | DEER:HVAC_Eff_AC | -101.0263 | -0.0859 | 0 | SDG&E Data Request 2024 | 114.5524 | 2023 | 0 | 2023 | 0 | 0 | SDG&E Data Request 2024 | Package Terminal Air Conditioner or Heat Pump, Under 24 kBtu/hr ¦ SDG&E ¦ All | Package Terminal Air Conditioner or Heat Pump, Under 24 kBtu/hr | 1 | 1 | 0.064945 | Already converted to HH | 0 | 0 | 1
IQ-HVAC-53.6 | Income Qualified ¦ Average Existing and Code Package Terminal Air Conditioner or Heat Pump, Under 24 kBtu/hr ¦ SDG&E ¦ All | Income Qualified ¦ Average Existing and Code Package Terminal Air Conditioner or Heat Pump, Under 24 kBtu/hr | SDG&E ¦ All | SDG&E | All | Electric | Average Package Terminal Air Conditioner or Heat Pump, Under 24 kBtu/hr | Average Existing and Code |  |  | 0 | Conventional | HVAC | Income Qualified - Multi Family IQ | Income Qualified | ROB and NEW | 0 | Residential Households | Home | 15 | DEER:HVAC_Eff_AC | 0 | 0 | 0 | Base | 0 | 2023 | 0 | 2023 | 0 | 0 | Base | Package Terminal Air Conditioner or Heat Pump, Under 24 kBtu/hr ¦ SDG&E ¦ All | Package Terminal Air Conditioner or Heat Pump, Under 24 kBtu/hr | 1 | 1 | 0.97544 | Already converted to HH | 0 | 0 | 1
IQ-HVAC-54.6 | Income Qualified ¦ Efficient Package Terminal Air Conditioner or Heat Pump, Under 24 kBtu/hr ¦ SDG&E ¦ All | Income Qualified ¦ Efficient Package Terminal Air Conditioner or Heat Pump, Under 24 kBtu/hr | SDG&E ¦ All | SDG&E | All | Electric | Efficient Package Terminal Air Conditioner or Heat Pump, Under 24 kBtu/hr | Efficient |  |  | 0 | Conventional | HVAC | Income Qualified - Multi Family IQ | Income Qualified | ROB and NEW | 0 | Residential Households | Home | 15 | DEER:HVAC_Eff_AC | -101.0263 | -0.0859 | 0 | SDG&E Data Request 2024 | 114.5524 | 2023 | 0 | 2023 | 0 | 0 | SDG&E Data Request 2024 | Package Terminal Air Conditioner or Heat Pump, Under 24 kBtu/hr ¦ SDG&E ¦ All | Package Terminal Air Conditioner or Heat Pump, Under 24 kBtu/hr | 1 | 1 | 0.024556 | Already converted to HH | 0 | 0 | 1
IQ-HVAC-57.1 | Income Qualified ¦ Average Existing and Code MSHP - RAC Gas ¦ PG&E ¦ All | Income Qualified ¦ Average Existing and Code MSHP - RAC Gas | PG&E ¦ All | PG&E | All | Gas | Average MSHP = RAC Gas | Average Existing and Code |  |  | 0 | Conventional | HVAC | Income Qualified - Single Family IQ | Income Qualified | ROB Only | 0 | Residential Households | Each | 15 | DEER:HVAC_Eff_AC | 0 | 0 | 0 | Base | 0 | 2023 | 0 | 2023 | 0 | 0 | Base | MSHP = RAC Gas ¦ PG&E ¦ All | MSHP = RAC Gas | 0.0022502 | 1 | 1 | Based on Ductless HP + 80/20 electric/gas split | 0 | 0 | 1
IQ-HVAC-58.1 | Income Qualified ¦ Efficient MSHP - RAC Gas ¦ PG&E ¦ All | Income Qualified ¦ Efficient MSHP - RAC Gas | PG&E ¦ All | PG&E | All | Gas | Efficient MSHP = RAC Gas | Efficient |  |  | 0 | Conventional | HVAC | Income Qualified - Single Family IQ | Income Qualified | ROB Only | 0 | Residential Households | Each | 15 | DEER:HVAC_Eff_AC | -402.2447 | -0.46737 | -154.8998 | SCG Data Request 2024 | 10296 | 2025 | 0 | 2025 | 0 | 0 | SCG Data Request 2024 | MSHP = RAC Gas ¦ PG&E ¦ All | MSHP = RAC Gas | 0.0022502 | 1 | 0 | Based on Ductless HP + 80/20 electric/gas split | 0 | 0 | 1
IQ-HVAC-57.2 | Income Qualified ¦ Average Existing and Code MSHP - RAC Gas ¦ PG&E ¦ All | Income Qualified ¦ Average Existing and Code MSHP - RAC Gas | PG&E ¦ All | PG&E | All | Gas | Average MSHP = RAC Gas | Average Existing and Code |  |  | 0 | Conventional | HVAC | Income Qualified - Multi Family IQ | Income Qualified | ROB Only | 0 | Residential Households | Each | 15 | DEER:HVAC_Eff_AC | 0 | 0 | 0 | Base | 0 | 2023 | 0 | 2023 | 0 | 0 | SCG Data Request 2024 | MSHP = RAC Gas ¦ PG&E ¦ All | MSHP = RAC Gas | 0.00010224 | 1 | 1 | Based on Ductless HP + 80/20 electric/gas split | 0 | 0 | 1
IQ-HVAC-58.2 | Income Qualified ¦ Efficient MSHP - RAC Gas ¦ PG&E ¦ All | Income Qualified ¦ Efficient MSHP - RAC Gas | PG&E ¦ All | PG&E | All | Gas | Efficient MSHP = RAC Gas | Efficient |  |  | 0 | Conventional | HVAC | Income Qualified - Multi Family IQ | Income Qualified | ROB Only | 0 | Residential Households | Each | 15 | DEER:HVAC_Eff_AC | -402.2447 | -0.46737 | -154.8998 | SCG Data Request 2024 | 10296 | 2025 | 0 | 2025 | 0 | 0 | SCG Data Request 2024 | MSHP = RAC Gas ¦ PG&E ¦ All | MSHP = RAC Gas | 0.00010224 | 1 | 0 | Based on Ductless HP + 80/20 electric/gas split | 0 | 0 | 1
IQ-HVAC-57.3 | Income Qualified ¦ Average Existing and Code MSHP - RAC Gas ¦ SCG ¦ All | Income Qualified ¦ Average Existing and Code MSHP - RAC Gas | SCG ¦ All | SCG | All | Gas | Average MSHP = RAC Gas | Average Existing and Code |  |  | 0 | Conventional | HVAC | Income Qualified - Single Family IQ | Income Qualified | ROB Only | 0 | Residential Households | Each | 15 | DEER:HVAC_Eff_AC | 0 | 0 | 0 | Base | 0 | 2023 | 0 | 2023 | 0 | 0 | Base | MSHP = RAC Gas ¦ SCG ¦ All | MSHP = RAC Gas | 0.0020911 | 1 | 1 | Based on Ductless HP + 80/20 electric/gas split | 0 | 0 | 1
IQ-HVAC-58.3 | Income Qualified ¦ Efficient MSHP - RAC Gas ¦ SCG ¦ All | Income Qualified ¦ Efficient MSHP - RAC Gas | SCG ¦ All | SCG | All | Gas | Efficient MSHP = RAC Gas | Efficient |  |  | 0 | Conventional | HVAC | Income Qualified - Single Family IQ | Income Qualified | ROB Only | 0 | Residential Households | Each | 15 | DEER:HVAC_Eff_AC | -402.2447 | -0.46737 | -154.8998 | SCG Data Request 2024 | 10296 | 2025 | 0 | 2025 | 0 | 0 | SCG Data Request 2024 | MSHP = RAC Gas ¦ SCG ¦ All | MSHP = RAC Gas | 0.0020911 | 1 | 0 | Based on Ductless HP + 80/20 electric/gas split | 0 | 0 | 1
IQ-HVAC-57.4 | Income Qualified ¦ Average Existing and Code MSHP - RAC Gas ¦ SCG ¦ All | Income Qualified ¦ Average Existing and Code MSHP - RAC Gas | SCG ¦ All | SCG | All | Gas | Average MSHP = RAC Gas | Average Existing and Code |  |  | 0 | Conventional | HVAC | Income Qualified - Multi Family IQ | Income Qualified | ROB Only | 0 | Residential Households | Each | 15 | DEER:HVAC_Eff_AC | 0 | 0 | 0 | Base | 0 | 2023 | 0 | 2023 | 0 | 0 | Base | MSHP = RAC Gas ¦ SCG ¦ All | MSHP = RAC Gas | 0.00051382 | 1 | 1 | Based on Ductless HP + 80/20 electric/gas split | 0 | 0 | 1
IQ-HVAC-58.4 | Income Qualified ¦ Efficient MSHP - RAC Gas ¦ SCG ¦ All | Income Qualified ¦ Efficient MSHP - RAC Gas | SCG ¦ All | SCG | All | Gas | Efficient MSHP = RAC Gas | Efficient |  |  | 0 | Conventional | HVAC | Income Qualified - Multi Family IQ | Income Qualified | ROB Only | 0 | Residential Households | Each | 15 | DEER:HVAC_Eff_AC | -402.2447 | -0.46737 | -154.8998 | SCG Data Request 2024 | 10296 | 2025 | 0 | 2025 | 0 | 0 | SCG Data Request 2024 | MSHP = RAC Gas ¦ SCG ¦ All | MSHP = RAC Gas | 0.00051382 | 1 | 0 | Based on Ductless HP + 80/20 electric/gas split | 0 | 0 | 1
IQ-HVAC-57.5 | Income Qualified ¦ Average Existing and Code MSHP - RAC Gas ¦ SDG&E ¦ All | Income Qualified ¦ Average Existing and Code MSHP - RAC Gas | SDG&E ¦ All | SDG&E | All | Gas | Average MSHP = RAC Gas | Average Existing and Code |  |  | 0 | Conventional | HVAC | Income Qualified - Single Family IQ | Income Qualified | ROB Only | 0 | Residential Households | Each | 15 | DEER:HVAC_Eff_AC | 0 | 0 | 0 | Base | 0 | 2023 | 0 | 2023 | 0 | 0 | Base | MSHP = RAC Gas ¦ SDG&E ¦ All | MSHP = RAC Gas | 0.0036236 | 1 | 1 | Based on Ductless HP + 80/20 electric/gas split | 0 | 0 | 1
IQ-HVAC-58.5 | Income Qualified ¦ Efficient MSHP - RAC Gas ¦ SDG&E ¦ All | Income Qualified ¦ Efficient MSHP - RAC Gas | SDG&E ¦ All | SDG&E | All | Gas | Efficient MSHP = RAC Gas | Efficient |  |  | 0 | Conventional | HVAC | Income Qualified - Single Family IQ | Income Qualified | ROB Only | 0 | Residential Households | Each | 15 | DEER:HVAC_Eff_AC | -402.2447 | -0.46737 | -154.8998 | SCG Data Request 2024 | 10296 | 2025 | 0 | 2025 | 0 | 0 | SCG Data Request 2024 | MSHP = RAC Gas ¦ SDG&E ¦ All | MSHP = RAC Gas | 0.0036236 | 1 | 0 | Based on Ductless HP + 80/20 electric/gas split | 0 | 0 | 1
IQ-HVAC-57.6 | Income Qualified ¦ Average Existing and Code MSHP - RAC Gas ¦ SDG&E ¦ All | Income Qualified ¦ Average Existing and Code MSHP - RAC Gas | SDG&E ¦ All | SDG&E | All | Gas | Average MSHP = RAC Gas | Average Existing and Code |  |  | 0 | Conventional | HVAC | Income Qualified - Multi Family IQ | Income Qualified | ROB Only | 0 | Residential Households | Each | 15 | DEER:HVAC_Eff_AC | 0 | 0 | 0 | Base | 0 | 2023 | 0 | 2023 | 0 | 0 | Base | MSHP = RAC Gas ¦ SDG&E ¦ All | MSHP = RAC Gas | 0.0007764 | 1 | 1 | Based on Ductless HP + 80/20 electric/gas split | 0 | 0 | 1
IQ-HVAC-58.6 | Income Qualified ¦ Efficient MSHP - RAC Gas ¦ SDG&E ¦ All | Income Qualified ¦ Efficient MSHP - RAC Gas | SDG&E ¦ All | SDG&E | All | Gas | Efficient MSHP = RAC Gas | Efficient |  |  | 0 | Conventional | HVAC | Income Qualified - Multi Family IQ | Income Qualified | ROB Only | 0 | Residential Households | Each | 15 | DEER:HVAC_Eff_AC | -402.2447 | -0.46737 | -154.8998 | SCG Data Request 2024 | 10296 | 2025 | 0 | 2025 | 0 | 0 | SCG Data Request 2024 | MSHP = RAC Gas ¦ SDG&E ¦ All | MSHP = RAC Gas | 0.0007764 | 1 | 0 | Based on Ductless HP + 80/20 electric/gas split | 0 | 0 | 1
IQ-HVAC-59.1 | Income Qualified ¦ Average Existing and Code MSHP - RAC Elect Heat ¦ PG&E ¦ All | Income Qualified ¦ Average Existing and Code MSHP - RAC Elect Heat | PG&E ¦ All | PG&E | All | Electric | Average MSHP - RAC Elect Heat | Average Existing and Code |  |  | 0 | Conventional | HVAC | Income Qualified - Single Family IQ | Income Qualified | ROB and NEW | 0 | Residential Households | Each | 15 | DEER:HVAC_Eff_AC | 0 | 0 | 0 | Base | 0 | 2023 | 0 | 2023 | 0 | 0 | Base | MSHP - RAC Elect Heat ¦ PG&E ¦ All | MSHP - RAC Elect Heat | 0.00056254 | 1 | 1 | Based on Ductless HP + 80/20 electric/gas split | 0 | 0 | 1
IQ-HVAC-60.1 | Income Qualified ¦ Efficient MSHP - RAC Elect Heat ¦ PG&E ¦ All | Income Qualified ¦ Efficient MSHP - RAC Elect Heat | PG&E ¦ All | PG&E | All | Electric | Efficient MSHP - RAC Elect Heat | Efficient |  |  | 0 | Conventional | HVAC | Income Qualified - Single Family IQ | Income Qualified | ROB and NEW | 0 | Residential Households | Each | 15 | DEER:HVAC_Eff_AC | -2112.4553 | -0.48676 | 0 | SCE Data Request 2024 | 10296 | 2025 | 0 | 2025 | 0 | 0 | SCE Data Request 2024 | MSHP - RAC Elect Heat ¦ PG&E ¦ All | MSHP - RAC Elect Heat | 0.00056254 | 1 | 0 | Based on Ductless HP + 80/20 electric/gas split | 0 | 0 | 1
IQ-HVAC-59.2 | Income Qualified ¦ Average Existing and Code MSHP - RAC Elect Heat ¦ PG&E ¦ All | Income Qualified ¦ Average Existing and Code MSHP - RAC Elect Heat | PG&E ¦ All | PG&E | All | Electric | Average MSHP - RAC Elect Heat | Average Existing and Code |  |  | 0 | Conventional | HVAC | Income Qualified - Multi Family IQ | Income Qualified | ROB and NEW | 0 | Residential Households | Each | 15 | DEER:HVAC_Eff_AC | 0 | 0 | 0 | Base | 0 | 2023 | 0 | 2023 | 0 | 0 | SCE Data Request 2024 | MSHP - RAC Elect Heat ¦ PG&E ¦ All | MSHP - RAC Elect Heat | 2.556e-05 | 1 | 1 | Based on Ductless HP + 80/20 electric/gas split | 0 | 0 | 1
IQ-HVAC-60.2 | Income Qualified ¦ Efficient MSHP - RAC Elect Heat ¦ PG&E ¦ All | Income Qualified ¦ Efficient MSHP - RAC Elect Heat | PG&E ¦ All | PG&E | All | Electric | Efficient MSHP - RAC Elect Heat | Efficient |  |  | 0 | Conventional | HVAC | Income Qualified - Multi Family IQ | Income Qualified | ROB and NEW | 0 | Residential Households | Each | 15 | DEER:HVAC_Eff_AC | -2112.4553 | -0.48676 | 0 | SCE Data Request 2024 | 10296 | 2025 | 0 | 2025 | 0 | 0 | SCE Data Request 2024 | MSHP - RAC Elect Heat ¦ PG&E ¦ All | MSHP - RAC Elect Heat | 2.556e-05 | 1 | 0 | Based on Ductless HP + 80/20 electric/gas split | 0 | 0 | 1
IQ-HVAC-59.3 | Income Qualified ¦ Average Existing and Code MSHP - RAC Elect Heat ¦ SCE ¦ All | Income Qualified ¦ Average Existing and Code MSHP - RAC Elect Heat | SCE ¦ All | SCE | All | Electric | Average MSHP - RAC Elect Heat | Average Existing and Code |  |  | 0 | Conventional | HVAC | Income Qualified - Single Family IQ | Income Qualified | ROB and NEW | 0 | Residential Households | Each | 15 | DEER:HVAC_Eff_AC | 0 | 0 | 0 | Base | 0 | 2023 | 0 | 2023 | 0 | 0 | Base | MSHP - RAC Elect Heat ¦ SCE ¦ All | MSHP - RAC Elect Heat | 0.00052277 | 1 | 1 | Based on Ductless HP + 80/20 electric/gas split | 0 | 0 | 1
IQ-HVAC-60.3 | Income Qualified ¦ Efficient MSHP - RAC Elect Heat ¦ SCE ¦ All | Income Qualified ¦ Efficient MSHP - RAC Elect Heat | SCE ¦ All | SCE | All | Electric | Efficient MSHP - RAC Elect Heat | Efficient |  |  | 0 | Conventional | HVAC | Income Qualified - Single Family IQ | Income Qualified | ROB and NEW | 0 | Residential Households | Each | 15 | DEER:HVAC_Eff_AC | -2112.4553 | -0.48676 | 0 | SCE Data Request 2024 | 10296 | 2025 | 0 | 2025 | 0 | 0 | SCE Data Request 2024 | MSHP - RAC Elect Heat ¦ SCE ¦ All | MSHP - RAC Elect Heat | 0.00052277 | 1 | 0 | Based on Ductless HP + 80/20 electric/gas split | 0 | 0 | 1
IQ-HVAC-59.4 | Income Qualified ¦ Average Existing and Code MSHP - RAC Elect Heat ¦ SCE ¦ All | Income Qualified ¦ Average Existing and Code MSHP - RAC Elect Heat | SCE ¦ All | SCE | All | Electric | Average MSHP - RAC Elect Heat | Average Existing and Code |  |  | 0 | Conventional | HVAC | Income Qualified - Multi Family IQ | Income Qualified | ROB and NEW | 0 | Residential Households | Each | 15 | DEER:HVAC_Eff_AC | 0 | 0 | 0 | Base | 0 | 2023 | 0 | 2023 | 0 | 0 | Base | MSHP - RAC Elect Heat ¦ SCE ¦ All | MSHP - RAC Elect Heat | 0.00012845 | 1 | 1 | Based on Ductless HP + 80/20 electric/gas split | 0 | 0 | 1
IQ-HVAC-60.4 | Income Qualified ¦ Efficient MSHP - RAC Elect Heat ¦ SCE ¦ All | Income Qualified ¦ Efficient MSHP - RAC Elect Heat | SCE ¦ All | SCE | All | Electric | Efficient MSHP - RAC Elect Heat | Efficient |  |  | 0 | Conventional | HVAC | Income Qualified - Multi Family IQ | Income Qualified | ROB and NEW | 0 | Residential Households | Each | 15 | DEER:HVAC_Eff_AC | -2112.4553 | -0.48676 | 0 | SCE Data Request 2024 | 10296 | 2025 | 0 | 2025 | 0 | 0 | SCE Data Request 2024 | MSHP - RAC Elect Heat ¦ SCE ¦ All | MSHP - RAC Elect Heat | 0.00012845 | 1 | 0 | Based on Ductless HP + 80/20 electric/gas split | 0 | 0 | 1
IQ-HVAC-59.5 | Income Qualified ¦ Average Existing and Code MSHP - RAC Elect Heat ¦ SDG&E ¦ All | Income Qualified ¦ Average Existing and Code MSHP - RAC Elect Heat | SDG&E ¦ All | SDG&E | All | Electric | Average MSHP - RAC Elect Heat | Average Existing and Code |  |  | 0 | Conventional | HVAC | Income Qualified - Single Family IQ | Income Qualified | ROB and NEW | 0 | Residential Households | Each | 15 | DEER:HVAC_Eff_AC | 0 | 0 | 0 | Base | 0 | 2023 | 0 | 2023 | 0 | 0 | Base | MSHP - RAC Elect Heat ¦ SDG&E ¦ All | MSHP - RAC Elect Heat | 0.00090591 | 1 | 1 | Based on Ductless HP + 80/20 electric/gas split | 0 | 0 | 1
IQ-HVAC-60.5 | Income Qualified ¦ Efficient MSHP - RAC Elect Heat ¦ SDG&E ¦ All | Income Qualified ¦ Efficient MSHP - RAC Elect Heat | SDG&E ¦ All | SDG&E | All | Electric | Efficient MSHP - RAC Elect Heat | Efficient |  |  | 0 | Conventional | HVAC | Income Qualified - Single Family IQ | Income Qualified | ROB and NEW | 0 | Residential Households | Each | 15 | DEER:HVAC_Eff_AC | -2112.4553 | -0.48676 | 0 | SCE Data Request 2024 | 10296 | 2025 | 0 | 2025 | 0 | 0 | SCE Data Request 2024 | MSHP - RAC Elect Heat ¦ SDG&E ¦ All | MSHP - RAC Elect Heat | 0.00090591 | 1 | 0 | Based on Ductless HP + 80/20 electric/gas split | 0 | 0 | 1
IQ-HVAC-59.6 | Income Qualified ¦ Average Existing and Code MSHP - RAC Elect Heat ¦ SDG&E ¦ All | Income Qualified ¦ Average Existing and Code MSHP - RAC Elect Heat | SDG&E ¦ All | SDG&E | All | Electric | Average MSHP - RAC Elect Heat | Average Existing and Code |  |  | 0 | Conventional | HVAC | Income Qualified - Multi Family IQ | Income Qualified | ROB and NEW | 0 | Residential Households | Each | 15 | DEER:HVAC_Eff_AC | 0 | 0 | 0 | Base | 0 | 2023 | 0 | 2023 | 0 | 0 | Base | MSHP - RAC Elect Heat ¦ SDG&E ¦ All | MSHP - RAC Elect Heat | 0.0001941 | 1 | 1 | Based on Ductless HP + 80/20 electric/gas split | 0 | 0 | 1
IQ-HVAC-60.6 | Income Qualified ¦ Efficient MSHP - RAC Elect Heat ¦ SDG&E ¦ All | Income Qualified ¦ Efficient MSHP - RAC Elect Heat | SDG&E ¦ All | SDG&E | All | Electric | Efficient MSHP - RAC Elect Heat | Efficient |  |  | 0 | Conventional | HVAC | Income Qualified - Multi Family IQ | Income Qualified | ROB and NEW | 0 | Residential Households | Each | 15 | DEER:HVAC_Eff_AC | -2112.4553 | -0.48676 | 0 | SCE Data Request 2024 | 10296 | 2025 | 0 | 2025 | 0 | 0 | SCE Data Request 2024 | MSHP - RAC Elect Heat ¦ SDG&E ¦ All | MSHP - RAC Elect Heat | 0.0001941 | 1 | 0 | Based on Ductless HP + 80/20 electric/gas split | 0 | 0 | 1
IQ-HVAC-61.1 | Income Qualified ¦ Average Existing and Code Intermittent Pilot Light ¦ PG&E ¦ All | Income Qualified ¦ Average Existing and Code Intermittent Pilot Light | PG&E ¦ All | PG&E | All | Gas | Average Intermittent Pilot Light | Average Existing and Code |  |  | 0 | Conventional | HVAC | Income Qualified - Single Family IQ | Income Qualified | RET Only | 0 | Residential Households | Each | 6.7 | None | 0 | 0 | 0 | Base | 0 | 2023 | 0 | 2023 | 0 | 0 | Base | Intermittent Pilot Light ¦ PG&E ¦ All | Intermittent Pilot Light | 0.48129 | 1 | 0.65176 | Same as Furnace Repair/Replace | 0 | 0 | 1
IQ-HVAC-62.1 | Income Qualified ¦ Efficient Intermittent Pilot Light ¦ PG&E ¦ All | Income Qualified ¦ Efficient Intermittent Pilot Light | PG&E ¦ All | PG&E | All | Gas | Efficient Intermittent Pilot Light | Efficient |  |  | 0 | Conventional | HVAC | Income Qualified - Single Family IQ | Income Qualified | RET Only | 0 | Residential Households | Each | 6.7 | None | 0 | 0 | -12.45 | SDG&E Data Request 2024 | 309.96 | 2023 | 0 | 2023 | 0 | 0 | SDG&E Data Request 2024 | Intermittent Pilot Light ¦ PG&E ¦ All | Intermittent Pilot Light | 0.48129 | 1 | 0.34824 | Same as Furnace Repair/Replace | 0 | 0 | 1
IQ-HVAC-61.2 | Income Qualified ¦ Average Existing and Code Intermittent Pilot Light ¦ PG&E ¦ All | Income Qualified ¦ Average Existing and Code Intermittent Pilot Light | PG&E ¦ All | PG&E | All | Gas | Average Intermittent Pilot Light | Average Existing and Code |  |  | 0 | Conventional | HVAC | Income Qualified - Multi Family IQ | Income Qualified | RET Only | 0 | Residential Households | Each | 6.7 | None | 0 | 0 | 0 | Base | 0 | 2023 | 0 | 2023 | 0 | 0 | SDG&E Data Request 2024 | Intermittent Pilot Light ¦ PG&E ¦ All | Intermittent Pilot Light | 0.15307 | 1 | 0.88362 | Same as Furnace Repair/Replace | 0 | 0 | 1
IQ-HVAC-62.2 | Income Qualified ¦ Efficient Intermittent Pilot Light ¦ PG&E ¦ All | Income Qualified ¦ Efficient Intermittent Pilot Light | PG&E ¦ All | PG&E | All | Gas | Efficient Intermittent Pilot Light | Efficient |  |  | 0 | Conventional | HVAC | Income Qualified - Multi Family IQ | Income Qualified | RET Only | 0 | Residential Households | Each | 6.7 | None | 0 | 0 | -12.45 | SDG&E Data Request 2024 | 309.96 | 2023 | 0 | 2023 | 0 | 0 | SDG&E Data Request 2024 | Intermittent Pilot Light ¦ PG&E ¦ All | Intermittent Pilot Light | 0.15307 | 1 | 0.11638 | Same as Furnace Repair/Replace | 0 | 0 | 1
IQ-HVAC-61.3 | Income Qualified ¦ Average Existing and Code Intermittent Pilot Light ¦ SCG ¦ All | Income Qualified ¦ Average Existing and Code Intermittent Pilot Light | SCG ¦ All | SCG | All | Gas | Average Intermittent Pilot Light | Average Existing and Code |  |  | 0 | Conventional | HVAC | Income Qualified - Single Family IQ | Income Qualified | RET Only | 0 | Residential Households | Each | 6.7 | None | 0 | 0 | 0 | Base | 0 | 2023 | 0 | 2023 | 0 | 0 | Base | Intermittent Pilot Light ¦ SCG ¦ All | Intermittent Pilot Light | 0.48129 | 1 | 0.65176 | Same as Furnace Repair/Replace | 0 | 0 | 1
IQ-HVAC-62.3 | Income Qualified ¦ Efficient Intermittent Pilot Light ¦ SCG ¦ All | Income Qualified ¦ Efficient Intermittent Pilot Light | SCG ¦ All | SCG | All | Gas | Efficient Intermittent Pilot Light | Efficient |  |  | 0 | Conventional | HVAC | Income Qualified - Single Family IQ | Income Qualified | RET Only | 0 | Residential Households | Each | 6.7 | None | 0 | 0 | -12.45 | SDG&E Data Request 2024 | 309.96 | 2023 | 0 | 2023 | 0 | 0 | SDG&E Data Request 2024 | Intermittent Pilot Light ¦ SCG ¦ All | Intermittent Pilot Light | 0.48129 | 1 | 0.34824 | Same as Furnace Repair/Replace | 0 | 0 | 1
IQ-HVAC-61.4 | Income Qualified ¦ Average Existing and Code Intermittent Pilot Light ¦ SCG ¦ All | Income Qualified ¦ Average Existing and Code Intermittent Pilot Light | SCG ¦ All | SCG | All | Gas | Average Intermittent Pilot Light | Average Existing and Code |  |  | 0 | Conventional | HVAC | Income Qualified - Multi Family IQ | Income Qualified | RET Only | 0 | Residential Households | Each | 6.7 | None | 0 | 0 | 0 | Base | 0 | 2023 | 0 | 2023 | 0 | 0 | Base | Intermittent Pilot Light ¦ SCG ¦ All | Intermittent Pilot Light | 0.15307 | 1 | 0.88362 | Same as Furnace Repair/Replace | 0 | 0 | 1
IQ-HVAC-62.4 | Income Qualified ¦ Efficient Intermittent Pilot Light ¦ SCG ¦ All | Income Qualified ¦ Efficient Intermittent Pilot Light | SCG ¦ All | SCG | All | Gas | Efficient Intermittent Pilot Light | Efficient |  |  | 0 | Conventional | HVAC | Income Qualified - Multi Family IQ | Income Qualified | RET Only | 0 | Residential Households | Each | 6.7 | None | 0 | 0 | -12.45 | SDG&E Data Request 2024 | 309.96 | 2023 | 0 | 2023 | 0 | 0 | SDG&E Data Request 2024 | Intermittent Pilot Light ¦ SCG ¦ All | Intermittent Pilot Light | 0.15307 | 1 | 0.11638 | Same as Furnace Repair/Replace | 0 | 0 | 1
IQ-HVAC-61.5 | Income Qualified ¦ Average Existing and Code Intermittent Pilot Light ¦ SDG&E ¦ All | Income Qualified ¦ Average Existing and Code Intermittent Pilot Light | SDG&E ¦ All | SDG&E | All | Gas | Average Intermittent Pilot Light | Average Existing and Code |  |  | 0 | Conventional | HVAC | Income Qualified - Single Family IQ | Income Qualified | RET Only | 0 | Residential Households | Each | 6.7 | None | 0 | 0 | 0 | Base | 0 | 2023 | 0 | 2023 | 0 | 0 | Base | Intermittent Pilot Light ¦ SDG&E ¦ All | Intermittent Pilot Light | 0.48129 | 1 | 0.65176 | Same as Furnace Repair/Replace | 0 | 0 | 1
IQ-HVAC-62.5 | Income Qualified ¦ Efficient Intermittent Pilot Light ¦ SDG&E ¦ All | Income Qualified ¦ Efficient Intermittent Pilot Light | SDG&E ¦ All | SDG&E | All | Gas | Efficient Intermittent Pilot Light | Efficient |  |  | 0 | Conventional | HVAC | Income Qualified - Single Family IQ | Income Qualified | RET Only | 0 | Residential Households | Each | 6.7 | None | 0 | 0 | -12.45 | SDG&E Data Request 2024 | 309.96 | 2023 | 0 | 2023 | 0 | 0 | SDG&E Data Request 2024 | Intermittent Pilot Light ¦ SDG&E ¦ All | Intermittent Pilot Light | 0.48129 | 1 | 0.34824 | Same as Furnace Repair/Replace | 0 | 0 | 1
IQ-HVAC-61.6 | Income Qualified ¦ Average Existing and Code Intermittent Pilot Light ¦ SDG&E ¦ All | Income Qualified ¦ Average Existing and Code Intermittent Pilot Light | SDG&E ¦ All | SDG&E | All | Gas | Average Intermittent Pilot Light | Average Existing and Code |  |  | 0 | Conventional | HVAC | Income Qualified - Multi Family IQ | Income Qualified | RET Only | 0 | Residential Households | Each | 6.7 | None | 0 | 0 | 0 | Base | 0 | 2023 | 0 | 2023 | 0 | 0 | Base | Intermittent Pilot Light ¦ SDG&E ¦ All | Intermittent Pilot Light | 0.15307 | 1 | 0.88362 | Same as Furnace Repair/Replace | 0 | 0 | 1
IQ-HVAC-62.6 | Income Qualified ¦ Efficient Intermittent Pilot Light ¦ SDG&E ¦ All | Income Qualified ¦ Efficient Intermittent Pilot Light | SDG&E ¦ All | SDG&E | All | Gas | Efficient Intermittent Pilot Light | Efficient |  |  | 0 | Conventional | HVAC | Income Qualified - Multi Family IQ | Income Qualified | RET Only | 0 | Residential Households | Each | 6.7 | None | 0 | 0 | -12.45 | SDG&E Data Request 2024 | 309.96 | 2023 | 0 | 2023 | 0 | 0 | SDG&E Data Request 2024 | Intermittent Pilot Light ¦ SDG&E ¦ All | Intermittent Pilot Light | 0.15307 | 1 | 0.11638 | Same as Furnace Repair/Replace | 0 | 0 | 1
IQ-HVAC-63.1 | Income Qualified ¦ Average Existing and Code Brushless Fan Motor Replacement ¦ PG&E ¦ All | Income Qualified ¦ Average Existing and Code Brushless Fan Motor Replacement | PG&E ¦ All | PG&E | All | Electric | Average Brushless Fan Motor Replacement | Average Existing and Code |  |  | 0 | Conventional | HVAC | Income Qualified - Single Family IQ | Income Qualified | RET Only | 0 | Residential Households | SurfArea-ft2 | 5 | DEER:HVAC_Eff_AC | 0 | 0 | 0 | Base | 0 | 2023 | 0 | 2023 | 0 | 0 | Base | Brushless Fan Motor Replacement ¦ PG&E ¦ All | Brushless Fan Motor Replacement | 1209 | 0.5 | 0.8 | From Duct Optimization | 0 | 0 | 1
IQ-HVAC-64.1 | Income Qualified ¦ Efficient Brushless Fan Motor Replacement ¦ PG&E ¦ All | Income Qualified ¦ Efficient Brushless Fan Motor Replacement | PG&E ¦ All | PG&E | All | Electric | Efficient Brushless Fan Motor Replacement | Efficient |  |  | 0 | Conventional | HVAC | Income Qualified - Single Family IQ | Income Qualified | RET Only | 0 | Residential Households | SurfArea-ft2 | 5 | DEER:HVAC_Eff_AC | -0.26 | -0.0001725 | 0.0005875 | SDG&E Data Request 2024 | 0.09555 | 2024 | 0 | 2024 | 0 | 0 | SDG&E Data Request 2024 | Brushless Fan Motor Replacement ¦ PG&E ¦ All | Brushless Fan Motor Replacement | 1209 | 0.5 | 0.2 | From Duct Optimization | 0 | 0 | 1
IQ-HVAC-63.2 | Income Qualified ¦ Average Existing and Code Brushless Fan Motor Replacement ¦ PG&E ¦ All | Income Qualified ¦ Average Existing and Code Brushless Fan Motor Replacement | PG&E ¦ All | PG&E | All | Electric | Average Brushless Fan Motor Replacement | Average Existing and Code |  |  | 0 | Conventional | HVAC | Income Qualified - Multi Family IQ | Income Qualified | RET Only | 0 | Residential Households | SurfArea-ft2 | 5 | DEER:HVAC_Eff_AC | 0 | 0 | 0 | Base | 0 | 2023 | 0 | 2023 | 0 | 0 | SDG&E Data Request 2024 | Brushless Fan Motor Replacement ¦ PG&E ¦ All | Brushless Fan Motor Replacement | 667.368 | 0.5 | 0.8 | From Duct Optimization | 0 | 0 | 1
IQ-HVAC-64.2 | Income Qualified ¦ Efficient Brushless Fan Motor Replacement ¦ PG&E ¦ All | Income Qualified ¦ Efficient Brushless Fan Motor Replacement | PG&E ¦ All | PG&E | All | Electric | Efficient Brushless Fan Motor Replacement | Efficient |  |  | 0 | Conventional | HVAC | Income Qualified - Multi Family IQ | Income Qualified | RET Only | 0 | Residential Households | SurfArea-ft2 | 5 | DEER:HVAC_Eff_AC | -0.26 | -0.0001725 | 0.0005875 | SDG&E Data Request 2024 | 0.09555 | 2024 | 0 | 2024 | 0 | 0 | SDG&E Data Request 2024 | Brushless Fan Motor Replacement ¦ PG&E ¦ All | Brushless Fan Motor Replacement | 667.368 | 0.5 | 0.2 | From Duct Optimization | 0 | 0 | 1
IQ-HVAC-63.3 | Income Qualified ¦ Average Existing and Code Brushless Fan Motor Replacement ¦ SCE ¦ All | Income Qualified ¦ Average Existing and Code Brushless Fan Motor Replacement | SCE ¦ All | SCE | All | Electric | Average Brushless Fan Motor Replacement | Average Existing and Code |  |  | 0 | Conventional | HVAC | Income Qualified - Single Family IQ | Income Qualified | RET Only | 0 | Residential Households | SurfArea-ft2 | 5 | DEER:HVAC_Eff_AC | 0 | 0 | 0 | Base | 0 | 2023 | 0 | 2023 | 0 | 0 | Base | Brushless Fan Motor Replacement ¦ SCE ¦ All | Brushless Fan Motor Replacement | 1178 | 0.5 | 0.8 | From Duct Optimization | 0 | 0 | 1
IQ-HVAC-64.3 | Income Qualified ¦ Efficient Brushless Fan Motor Replacement ¦ SCE ¦ All | Income Qualified ¦ Efficient Brushless Fan Motor Replacement | SCE ¦ All | SCE | All | Electric | Efficient Brushless Fan Motor Replacement | Efficient |  |  | 0 | Conventional | HVAC | Income Qualified - Single Family IQ | Income Qualified | RET Only | 0 | Residential Households | SurfArea-ft2 | 5 | DEER:HVAC_Eff_AC | -0.26 | -0.0001725 | 0.0005875 | SDG&E Data Request 2024 | 0.09555 | 2024 | 0 | 2024 | 0 | 0 | SDG&E Data Request 2024 | Brushless Fan Motor Replacement ¦ SCE ¦ All | Brushless Fan Motor Replacement | 1178 | 0.5 | 0.2 | From Duct Optimization | 0 | 0 | 1
IQ-HVAC-63.4 | Income Qualified ¦ Average Existing and Code Brushless Fan Motor Replacement ¦ SCE ¦ All | Income Qualified ¦ Average Existing and Code Brushless Fan Motor Replacement | SCE ¦ All | SCE | All | Electric | Average Brushless Fan Motor Replacement | Average Existing and Code |  |  | 0 | Conventional | HVAC | Income Qualified - Multi Family IQ | Income Qualified | RET Only | 0 | Residential Households | SurfArea-ft2 | 5 | DEER:HVAC_Eff_AC | 0 | 0 | 0 | Base | 0 | 2023 | 0 | 2023 | 0 | 0 | Base | Brushless Fan Motor Replacement ¦ SCE ¦ All | Brushless Fan Motor Replacement | 650.256 | 0.5 | 0.8 | From Duct Optimization | 0 | 0 | 1
IQ-HVAC-64.4 | Income Qualified ¦ Efficient Brushless Fan Motor Replacement ¦ SCE ¦ All | Income Qualified ¦ Efficient Brushless Fan Motor Replacement | SCE ¦ All | SCE | All | Electric | Efficient Brushless Fan Motor Replacement | Efficient |  |  | 0 | Conventional | HVAC | Income Qualified - Multi Family IQ | Income Qualified | RET Only | 0 | Residential Households | SurfArea-ft2 | 5 | DEER:HVAC_Eff_AC | -0.26 | -0.0001725 | 0.0005875 | SDG&E Data Request 2024 | 0.09555 | 2024 | 0 | 2024 | 0 | 0 | SDG&E Data Request 2024 | Brushless Fan Motor Replacement ¦ SCE ¦ All | Brushless Fan Motor Replacement | 650.256 | 0.5 | 0.2 | From Duct Optimization | 0 | 0 | 1
IQ-HVAC-63.5 | Income Qualified ¦ Average Existing and Code Brushless Fan Motor Replacement ¦ SDG&E ¦ All | Income Qualified ¦ Average Existing and Code Brushless Fan Motor Replacement | SDG&E ¦ All | SDG&E | All | Electric | Average Brushless Fan Motor Replacement | Average Existing and Code |  |  | 0 | Conventional | HVAC | Income Qualified - Single Family IQ | Income Qualified | RET Only | 0 | Residential Households | SurfArea-ft2 | 5 | DEER:HVAC_Eff_AC | 0 | 0 | 0 | Base | 0 | 2023 | 0 | 2023 | 0 | 0 | Base | Brushless Fan Motor Replacement ¦ SDG&E ¦ All | Brushless Fan Motor Replacement | 1162.5 | 0.5 | 0.8 | From Duct Optimization | 0 | 0 | 1
IQ-HVAC-64.5 | Income Qualified ¦ Efficient Brushless Fan Motor Replacement ¦ SDG&E ¦ All | Income Qualified ¦ Efficient Brushless Fan Motor Replacement | SDG&E ¦ All | SDG&E | All | Electric | Efficient Brushless Fan Motor Replacement | Efficient |  |  | 0 | Conventional | HVAC | Income Qualified - Single Family IQ | Income Qualified | RET Only | 0 | Residential Households | SurfArea-ft2 | 5 | DEER:HVAC_Eff_AC | -0.26 | -0.0001725 | 0.0005875 | SDG&E Data Request 2024 | 0.09555 | 2024 | 0 | 2024 | 0 | 0 | SDG&E Data Request 2024 | Brushless Fan Motor Replacement ¦ SDG&E ¦ All | Brushless Fan Motor Replacement | 1162.5 | 0.5 | 0.2 | From Duct Optimization | 0 | 0 | 1
IQ-HVAC-63.6 | Income Qualified ¦ Average Existing and Code Brushless Fan Motor Replacement ¦ SDG&E ¦ All | Income Qualified ¦ Average Existing and Code Brushless Fan Motor Replacement | SDG&E ¦ All | SDG&E | All | Electric | Average Brushless Fan Motor Replacement | Average Existing and Code |  |  | 0 | Conventional | HVAC | Income Qualified - Multi Family IQ | Income Qualified | RET Only | 0 | Residential Households | SurfArea-ft2 | 5 | DEER:HVAC_Eff_AC | 0 | 0 | 0 | Base | 0 | 2023 | 0 | 2023 | 0 | 0 | Base | Brushless Fan Motor Replacement ¦ SDG&E ¦ All | Brushless Fan Motor Replacement | 641.7 | 0.5 | 0.8 | From Duct Optimization | 0 | 0 | 1
IQ-HVAC-64.6 | Income Qualified ¦ Efficient Brushless Fan Motor Replacement ¦ SDG&E ¦ All | Income Qualified ¦ Efficient Brushless Fan Motor Replacement | SDG&E ¦ All | SDG&E | All | Electric | Efficient Brushless Fan Motor Replacement | Efficient |  |  | 0 | Conventional | HVAC | Income Qualified - Multi Family IQ | Income Qualified | RET Only | 0 | Residential Households | SurfArea-ft2 | 5 | DEER:HVAC_Eff_AC | -0.26 | -0.0001725 | 0.0005875 | SDG&E Data Request 2024 | 0.09555 | 2024 | 0 | 2024 | 0 | 0 | SDG&E Data Request 2024 | Brushless Fan Motor Replacement ¦ SDG&E ¦ All | Brushless Fan Motor Replacement | 641.7 | 0.5 | 0.2 | From Duct Optimization | 0 | 0 | 1
IQ-LIGHTING-01.1 | Income Qualified ¦ Average Existing and Code Exterior Hard Wired LED Fixtures ¦ PG&E ¦ All | Income Qualified ¦ Average Existing and Code Exterior Hard Wired LED Fixtures | PG&E ¦ All | PG&E | All | Electric | Exterior Hard Wired LED Fixtures | Average Existing and Code |  |  | 0 | Conventional | Lighting | Income Qualified - Single Family IQ | Income Qualified | ROB Only | 0 | Residential Households | House | 16 | DEER:Indoor_CFL_Ltg | 0 | 0 | 0 | Base | 0 | 2023 | 0 | 2023 | 0 | 0 | Base | Exterior Hard Wired LED Fixtures ¦ PG&E ¦ All | Exterior Hard Wired LED Fixtures | 0.24639 | 1 | 0.040794 | MICS - Navigant 2015 | 0 | 0 | 1
IQ-LIGHTING-02.1 | Income Qualified ¦ Efficient Exterior Hard Wired LED Fixtures ¦ PG&E ¦ All | Income Qualified ¦ Efficient Exterior Hard Wired LED Fixtures | PG&E ¦ All | PG&E | All | Electric | Exterior Hard Wired LED Fixtures | Efficient |  |  | 0 | Conventional | Lighting | Income Qualified - Single Family IQ | Income Qualified | ROB Only | 0 | Residential Households | House | 16 | DEER:Indoor_CFL_Ltg | -14.6047 | 0 | 0 | SCE Data Request 2024 | 96 | 2024 | 0 | 2024 | 0 | 0 | SCE Data Request 2024 | Exterior Hard Wired LED Fixtures ¦ PG&E ¦ All | Exterior Hard Wired LED Fixtures | 0.24639 | 1 | 0.95921 | MICS - Navigant 2015 | 0 | 0 | 1
IQ-LIGHTING-01.2 | Income Qualified ¦ Average Existing and Code Exterior Hard Wired LED Fixtures ¦ PG&E ¦ All | Income Qualified ¦ Average Existing and Code Exterior Hard Wired LED Fixtures | PG&E ¦ All | PG&E | All | Electric | Exterior Hard Wired LED Fixtures | Average Existing and Code |  |  | 0 | Conventional | Lighting | Income Qualified - Multi Family IQ | Income Qualified | ROB Only | 0 | Residential Households | House | 16 | DEER:Indoor_CFL_Ltg | 0 | 0 | 0 | Base | 0 | 2023 | 0 | 2023 | 0 | 0 | Base | Exterior Hard Wired LED Fixtures ¦ PG&E ¦ All | Exterior Hard Wired LED Fixtures | 0.15115 | 1 | 0.067871 | MICS - Navigant 2015 | 0 | 0 | 1
IQ-LIGHTING-02.2 | Income Qualified ¦ Efficient Exterior Hard Wired LED Fixtures ¦ PG&E ¦ All | Income Qualified ¦ Efficient Exterior Hard Wired LED Fixtures | PG&E ¦ All | PG&E | All | Electric | Exterior Hard Wired LED Fixtures | Efficient |  |  | 0 | Conventional | Lighting | Income Qualified - Multi Family IQ | Income Qualified | ROB Only | 0 | Residential Households | House | 16 | DEER:Indoor_CFL_Ltg | -14.6047 | 0 | 0 | SCE Data Request 2024 | 96 | 2024 | 0 | 2024 | 0 | 0 | SCE Data Request 2024 | Exterior Hard Wired LED Fixtures ¦ PG&E ¦ All | Exterior Hard Wired LED Fixtures | 0.15115 | 1 | 0.93213 | MICS - Navigant 2015 | 0 | 0 | 1
IQ-LIGHTING-01.3 | Income Qualified ¦ Average Existing and Code Exterior Hard Wired LED Fixtures ¦ SCE ¦ All | Income Qualified ¦ Average Existing and Code Exterior Hard Wired LED Fixtures | SCE ¦ All | SCE | All | Electric | Exterior Hard Wired LED Fixtures | Average Existing and Code |  |  | 0 | Conventional | Lighting | Income Qualified - Single Family IQ | Income Qualified | ROB Only | 0 | Residential Households | House | 16 | DEER:Indoor_CFL_Ltg | 0 | 0 | 0 | Base | 0 | 2023 | 0 | 2023 | 0 | 0 | Base | Exterior Hard Wired LED Fixtures ¦ SCE ¦ All | Exterior Hard Wired LED Fixtures | 0.24639 | 1 | 0.040794 | MICS - Navigant 2015 | 0 | 0 | 1
IQ-LIGHTING-02.3 | Income Qualified ¦ Efficient Exterior Hard Wired LED Fixtures ¦ SCE ¦ All | Income Qualified ¦ Efficient Exterior Hard Wired LED Fixtures | SCE ¦ All | SCE | All | Electric | Exterior Hard Wired LED Fixtures | Efficient |  |  | 0 | Conventional | Lighting | Income Qualified - Single Family IQ | Income Qualified | ROB Only | 0 | Residential Households | House | 16 | DEER:Indoor_CFL_Ltg | -14.6047 | 0 | 0 | SCE Data Request 2024 | 96 | 2024 | 0 | 2024 | 0 | 0 | SCE Data Request 2024 | Exterior Hard Wired LED Fixtures ¦ SCE ¦ All | Exterior Hard Wired LED Fixtures | 0.24639 | 1 | 0.95921 | MICS - Navigant 2015 | 0 | 0 | 1
IQ-LIGHTING-01.4 | Income Qualified ¦ Average Existing and Code Exterior Hard Wired LED Fixtures ¦ SCE ¦ All | Income Qualified ¦ Average Existing and Code Exterior Hard Wired LED Fixtures | SCE ¦ All | SCE | All | Electric | Exterior Hard Wired LED Fixtures | Average Existing and Code |  |  | 0 | Conventional | Lighting | Income Qualified - Multi Family IQ | Income Qualified | ROB Only | 0 | Residential Households | House | 16 | DEER:Indoor_CFL_Ltg | 0 | 0 | 0 | Base | 0 | 2023 | 0 | 2023 | 0 | 0 | Base | Exterior Hard Wired LED Fixtures ¦ SCE ¦ All | Exterior Hard Wired LED Fixtures | 0.15115 | 1 | 0.067871 | MICS - Navigant 2015 | 0 | 0 | 1
IQ-LIGHTING-02.4 | Income Qualified ¦ Efficient Exterior Hard Wired LED Fixtures ¦ SCE ¦ All | Income Qualified ¦ Efficient Exterior Hard Wired LED Fixtures | SCE ¦ All | SCE | All | Electric | Exterior Hard Wired LED Fixtures | Efficient |  |  | 0 | Conventional | Lighting | Income Qualified - Multi Family IQ | Income Qualified | ROB Only | 0 | Residential Households | House | 16 | DEER:Indoor_CFL_Ltg | -14.6047 | 0 | 0 | SCE Data Request 2024 | 96 | 2024 | 0 | 2024 | 0 | 0 | SCE Data Request 2024 | Exterior Hard Wired LED Fixtures ¦ SCE ¦ All | Exterior Hard Wired LED Fixtures | 0.15115 | 1 | 0.93213 | MICS - Navigant 2015 | 0 | 0 | 1
IQ-LIGHTING-01.5 | Income Qualified ¦ Average Existing and Code Exterior Hard Wired LED Fixtures ¦ SDG&E ¦ All | Income Qualified ¦ Average Existing and Code Exterior Hard Wired LED Fixtures | SDG&E ¦ All | SDG&E | All | Electric | Exterior Hard Wired LED Fixtures | Average Existing and Code |  |  | 0 | Conventional | Lighting | Income Qualified - Single Family IQ | Income Qualified | ROB Only | 0 | Residential Households | House | 16 | DEER:Indoor_CFL_Ltg | 0 | 0 | 0 | Base | 0 | 2023 | 0 | 2023 | 0 | 0 | Base | Exterior Hard Wired LED Fixtures ¦ SDG&E ¦ All | Exterior Hard Wired LED Fixtures | 0.24639 | 1 | 0.040794 | MICS - Navigant 2015 | 0 | 0 | 1
IQ-LIGHTING-02.5 | Income Qualified ¦ Efficient Exterior Hard Wired LED Fixtures ¦ SDG&E ¦ All | Income Qualified ¦ Efficient Exterior Hard Wired LED Fixtures | SDG&E ¦ All | SDG&E | All | Electric | Exterior Hard Wired LED Fixtures | Efficient |  |  | 0 | Conventional | Lighting | Income Qualified - Single Family IQ | Income Qualified | ROB Only | 0 | Residential Households | House | 16 | DEER:Indoor_CFL_Ltg | -14.6047 | 0 | 0 | SCE Data Request 2024 | 96 | 2024 | 0 | 2024 | 0 | 0 | SCE Data Request 2024 | Exterior Hard Wired LED Fixtures ¦ SDG&E ¦ All | Exterior Hard Wired LED Fixtures | 0.24639 | 1 | 0.95921 | MICS - Navigant 2015 | 0 | 0 | 1
IQ-LIGHTING-01.6 | Income Qualified ¦ Average Existing and Code Exterior Hard Wired LED Fixtures ¦ SDG&E ¦ All | Income Qualified ¦ Average Existing and Code Exterior Hard Wired LED Fixtures | SDG&E ¦ All | SDG&E | All | Electric | Exterior Hard Wired LED Fixtures | Average Existing and Code |  |  | 0 | Conventional | Lighting | Income Qualified - Multi Family IQ | Income Qualified | ROB Only | 0 | Residential Households | House | 16 | DEER:Indoor_CFL_Ltg | 0 | 0 | 0 | Base | 0 | 2023 | 0 | 2023 | 0 | 0 | Base | Exterior Hard Wired LED Fixtures ¦ SDG&E ¦ All | Exterior Hard Wired LED Fixtures | 0.15115 | 1 | 0.067871 | MICS - Navigant 2015 | 0 | 0 | 1
IQ-LIGHTING-02.6 | Income Qualified ¦ Efficient Exterior Hard Wired LED Fixtures ¦ SDG&E ¦ All | Income Qualified ¦ Efficient Exterior Hard Wired LED Fixtures | SDG&E ¦ All | SDG&E | All | Electric | Exterior Hard Wired LED Fixtures | Efficient |  |  | 0 | Conventional | Lighting | Income Qualified - Multi Family IQ | Income Qualified | ROB Only | 0 | Residential Households | House | 16 | DEER:Indoor_CFL_Ltg | -14.6047 | 0 | 0 | SCE Data Request 2024 | 96 | 2024 | 0 | 2024 | 0 | 0 | SCE Data Request 2024 | Exterior Hard Wired LED Fixtures ¦ SDG&E ¦ All | Exterior Hard Wired LED Fixtures | 0.15115 | 1 | 0.93213 | MICS - Navigant 2015 | 0 | 0 | 1
IQ-LIGHTING-03.1 | Income Qualified ¦ Average Existing and Code LED A-lamp Bulbs ¦ PG&E ¦ All | Income Qualified ¦ Average Existing and Code LED A-lamp Bulbs | PG&E ¦ All | PG&E | All | Electric | LED A‐lamp Bulbs | Average Existing and Code |  |  | 0 | Conventional | Lighting | Income Qualified - Single Family IQ | Income Qualified | ROB Only | 0 | Residential Households | House | 16 | DEER:Indoor_CFL_Ltg | 0 | 0 | 0 | Base | 0 | 2023 | 0 | 2023 | 0 | 0 | Base | LED A‐lamp Bulbs ¦ PG&E ¦ All | LED A‐lamp Bulbs | 22.0749 | 1 | 0.023692 | MICS - Navigant 2015 | 0 | 0 | 1
IQ-LIGHTING-04.1 | Income Qualified ¦ Efficient LED A-lamp Bulbs ¦ PG&E ¦ All | Income Qualified ¦ Efficient LED A-lamp Bulbs | PG&E ¦ All | PG&E | All | Electric | LED A‐lamp Bulbs | Efficient |  |  | 0 | Conventional | Lighting | Income Qualified - Single Family IQ | Income Qualified | ROB Only | 0 | Residential Households | House | 16 | DEER:Indoor_CFL_Ltg | -9.6045 | -0.00023564 | 0.022753 | PG&E Data Request 2024 | 1.36 | 2024 | 7.21 | 2024 | 0 | 0 | PG&E Data Request 2024 | LED A‐lamp Bulbs ¦ PG&E ¦ All | LED A‐lamp Bulbs | 22.0749 | 1 | 0.97631 | MICS - Navigant 2015 | 0 | 0 | 1
IQ-LIGHTING-03.2 | Income Qualified ¦ Average Existing and Code LED A-lamp Bulbs ¦ PG&E ¦ All | Income Qualified ¦ Average Existing and Code LED A-lamp Bulbs | PG&E ¦ All | PG&E | All | Electric | LED A‐lamp Bulbs | Average Existing and Code |  |  | 0 | Conventional | Lighting | Income Qualified - Multi Family IQ | Income Qualified | ROB Only | 0 | Residential Households | House | 16 | DEER:Indoor_CFL_Ltg | 0 | 0 | 0 | Base | 0 | 2023 | 0 | 2023 | 0 | 0 | Base | LED A‐lamp Bulbs ¦ PG&E ¦ All | LED A‐lamp Bulbs | 12.6517 | 1 | 0.041401 | MICS - Navigant 2015 | 0 | 0 | 1
IQ-LIGHTING-04.2 | Income Qualified ¦ Efficient LED A-lamp Bulbs ¦ PG&E ¦ All | Income Qualified ¦ Efficient LED A-lamp Bulbs | PG&E ¦ All | PG&E | All | Electric | LED A‐lamp Bulbs | Efficient |  |  | 0 | Conventional | Lighting | Income Qualified - Multi Family IQ | Income Qualified | ROB Only | 0 | Residential Households | House | 16 | DEER:Indoor_CFL_Ltg | -9.6045 | -0.00023564 | 0.022753 | PG&E Data Request 2024 | 1.36 | 2024 | 7.21 | 2024 | 0 | 0 | PG&E Data Request 2024 | LED A‐lamp Bulbs ¦ PG&E ¦ All | LED A‐lamp Bulbs | 12.6517 | 1 | 0.9586 | MICS - Navigant 2015 | 0 | 0 | 1
IQ-LIGHTING-03.3 | Income Qualified ¦ Average Existing and Code LED A-lamp Bulbs ¦ SCE ¦ All | Income Qualified ¦ Average Existing and Code LED A-lamp Bulbs | SCE ¦ All | SCE | All | Electric | LED A‐lamp Bulbs | Average Existing and Code |  |  | 0 | Conventional | Lighting | Income Qualified - Single Family IQ | Income Qualified | ROB Only | 0 | Residential Households | House | 16 | DEER:Indoor_CFL_Ltg | 0 | 0 | 0 | Base | 0 | 2023 | 0 | 2023 | 0 | 0 | Base | LED A‐lamp Bulbs ¦ SCE ¦ All | LED A‐lamp Bulbs | 22.0749 | 1 | 0.023692 | MICS - Navigant 2015 | 0 | 0 | 1
IQ-LIGHTING-04.3 | Income Qualified ¦ Efficient LED A-lamp Bulbs ¦ SCE ¦ All | Income Qualified ¦ Efficient LED A-lamp Bulbs | SCE ¦ All | SCE | All | Electric | LED A‐lamp Bulbs | Efficient |  |  | 0 | Conventional | Lighting | Income Qualified - Single Family IQ | Income Qualified | ROB Only | 0 | Residential Households | House | 16 | DEER:Indoor_CFL_Ltg | -20.32 | -0.0024674 | 0.37478 | SCE Data Request 2024 | 3.57 | 2024 | 5 | 2024 | 0 | 0 | SCE Data Request 2024 | LED A‐lamp Bulbs ¦ SCE ¦ All | LED A‐lamp Bulbs | 22.0749 | 1 | 0.97631 | MICS - Navigant 2015 | 0 | 0 | 1
IQ-LIGHTING-03.4 | Income Qualified ¦ Average Existing and Code LED A-lamp Bulbs ¦ SCE ¦ All | Income Qualified ¦ Average Existing and Code LED A-lamp Bulbs | SCE ¦ All | SCE | All | Electric | LED A‐lamp Bulbs | Average Existing and Code |  |  | 0 | Conventional | Lighting | Income Qualified - Multi Family IQ | Income Qualified | ROB Only | 0 | Residential Households | House | 16 | DEER:Indoor_CFL_Ltg | 0 | 0 | 0 | Base | 0 | 2023 | 0 | 2023 | 0 | 0 | Base | LED A‐lamp Bulbs ¦ SCE ¦ All | LED A‐lamp Bulbs | 12.6517 | 1 | 0.041401 | MICS - Navigant 2015 | 0 | 0 | 1
IQ-LIGHTING-04.4 | Income Qualified ¦ Efficient LED A-lamp Bulbs ¦ SCE ¦ All | Income Qualified ¦ Efficient LED A-lamp Bulbs | SCE ¦ All | SCE | All | Electric | LED A‐lamp Bulbs | Efficient |  |  | 0 | Conventional | Lighting | Income Qualified - Multi Family IQ | Income Qualified | ROB Only | 0 | Residential Households | House | 16 | DEER:Indoor_CFL_Ltg | -20.32 | -0.0024674 | 0.37478 | SCE Data Request 2024 | 3.57 | 2024 | 5 | 2024 | 0 | 0 | SCE Data Request 2024 | LED A‐lamp Bulbs ¦ SCE ¦ All | LED A‐lamp Bulbs | 12.6517 | 1 | 0.9586 | MICS - Navigant 2015 | 0 | 0 | 1
IQ-LIGHTING-03.5 | Income Qualified ¦ Average Existing and Code LED A-lamp Bulbs ¦ SDG&E ¦ All | Income Qualified ¦ Average Existing and Code LED A-lamp Bulbs | SDG&E ¦ All | SDG&E | All | Electric | LED A‐lamp Bulbs | Average Existing and Code |  |  | 0 | Conventional | Lighting | Income Qualified - Single Family IQ | Income Qualified | ROB Only | 0 | Residential Households | House | 16 | DEER:Indoor_CFL_Ltg | 0 | 0 | 0 | Base | 0 | 2023 | 0 | 2023 | 0 | 0 | Base | LED A‐lamp Bulbs ¦ SDG&E ¦ All | LED A‐lamp Bulbs | 22.0749 | 1 | 0.023692 | MICS - Navigant 2015 | 0 | 0 | 1
IQ-LIGHTING-04.5 | Income Qualified ¦ Efficient LED A-lamp Bulbs ¦ SDG&E ¦ All | Income Qualified ¦ Efficient LED A-lamp Bulbs | SDG&E ¦ All | SDG&E | All | Electric | LED A‐lamp Bulbs | Efficient |  |  | 0 | Conventional | Lighting | Income Qualified - Single Family IQ | Income Qualified | ROB Only | 0 | Residential Households | House | 16 | DEER:Indoor_CFL_Ltg | -14.9623 | -0.0013515 | 0.19877 | PG&E & SCE Data Request 2024 | 2.465 | 2024 | 6.105 | 2024 | 0 | 0 | PG&E & SCE Data Request 2024 | LED A‐lamp Bulbs ¦ SDG&E ¦ All | LED A‐lamp Bulbs | 22.0749 | 1 | 0.97631 | MICS - Navigant 2015 | 0 | 0 | 1
IQ-LIGHTING-03.6 | Income Qualified ¦ Average Existing and Code LED A-lamp Bulbs ¦ SDG&E ¦ All | Income Qualified ¦ Average Existing and Code LED A-lamp Bulbs | SDG&E ¦ All | SDG&E | All | Electric | LED A‐lamp Bulbs | Average Existing and Code |  |  | 0 | Conventional | Lighting | Income Qualified - Multi Family IQ | Income Qualified | ROB Only | 0 | Residential Households | House | 16 | DEER:Indoor_CFL_Ltg | 0 | 0 | 0 | Base | 0 | 2023 | 0 | 2023 | 0 | 0 | Base | LED A‐lamp Bulbs ¦ SDG&E ¦ All | LED A‐lamp Bulbs | 12.6517 | 1 | 0.041401 | MICS - Navigant 2015 | 0 | 0 | 1
IQ-LIGHTING-04.6 | Income Qualified ¦ Efficient LED A-lamp Bulbs ¦ SDG&E ¦ All | Income Qualified ¦ Efficient LED A-lamp Bulbs | SDG&E ¦ All | SDG&E | All | Electric | LED A‐lamp Bulbs | Efficient |  |  | 0 | Conventional | Lighting | Income Qualified - Multi Family IQ | Income Qualified | ROB Only | 0 | Residential Households | House | 16 | DEER:Indoor_CFL_Ltg | -14.9623 | -0.0013515 | 0.19877 | PG&E & SCE Data Request 2024 | 2.465 | 2024 | 6.105 | 2024 | 0 | 0 | PG&E & SCE Data Request 2024 | LED A‐lamp Bulbs ¦ SDG&E ¦ All | LED A‐lamp Bulbs | 12.6517 | 1 | 0.9586 | MICS - Navigant 2015 | 0 | 0 | 1
IQ-LIGHTING-05.1 | Income Qualified ¦ Average Existing and Code LED Reflector Bulbs ¦ PG&E ¦ All | Income Qualified ¦ Average Existing and Code LED Reflector Bulbs | PG&E ¦ All | PG&E | All | Electric | LED Reflector Bulbs | Average Existing and Code |  |  | 0 | Conventional | Lighting | Income Qualified - Single Family IQ | Income Qualified | ROB Only | 0 | Residential Households | House | 16 | DEER:Indoor_CFL_Ltg | 0 | 0 | 0 | Base | 0 | 2023 | 0 | 2023 | 0 | 0 | Base | LED Reflector Bulbs ¦ PG&E ¦ All | LED Reflector Bulbs | 6.0486 | 1 | 0.14149 | MICS - Navigant 2015 | 0 | 0 | 1
IQ-LIGHTING-06.1 | Income Qualified ¦ Efficient LED Reflector Bulbs ¦ PG&E ¦ All | Income Qualified ¦ Efficient LED Reflector Bulbs | PG&E ¦ All | PG&E | All | Electric | LED Reflector Bulbs | Efficient |  |  | 0 | Conventional | Lighting | Income Qualified - Single Family IQ | Income Qualified | ROB Only | 0 | Residential Households | House | 16 | DEER:Indoor_CFL_Ltg | -11.3606 | -0.00027591 | 0.023807 | PG&E Data Request 2024 | 1.94 | 2024 | 6.49 | 2024 | 0 | 0 | PG&E Data Request 2024 | LED Reflector Bulbs ¦ PG&E ¦ All | LED Reflector Bulbs | 6.0486 | 1 | 0.85851 | MICS - Navigant 2015 | 0 | 0 | 1
IQ-LIGHTING-05.2 | Income Qualified ¦ Average Existing and Code LED Reflector Bulbs ¦ PG&E ¦ All | Income Qualified ¦ Average Existing and Code LED Reflector Bulbs | PG&E ¦ All | PG&E | All | Electric | LED Reflector Bulbs | Average Existing and Code |  |  | 0 | Conventional | Lighting | Income Qualified - Multi Family IQ | Income Qualified | ROB Only | 0 | Residential Households | House | 16 | DEER:Indoor_CFL_Ltg | 0 | 0 | 0 | Base | 0 | 2023 | 0 | 2023 | 0 | 0 | Base | LED Reflector Bulbs ¦ PG&E ¦ All | LED Reflector Bulbs | 1.8228 | 1 | 0.49399 | MICS - Navigant 2015 | 0 | 0 | 1
IQ-LIGHTING-06.2 | Income Qualified ¦ Efficient LED Reflector Bulbs ¦ PG&E ¦ All | Income Qualified ¦ Efficient LED Reflector Bulbs | PG&E ¦ All | PG&E | All | Electric | LED Reflector Bulbs | Efficient |  |  | 0 | Conventional | Lighting | Income Qualified - Multi Family IQ | Income Qualified | ROB Only | 0 | Residential Households | House | 16 | DEER:Indoor_CFL_Ltg | -11.3606 | -0.00027591 | 0.023807 | PG&E Data Request 2024 | 1.94 | 2024 | 6.49 | 2024 | 0 | 0 | PG&E Data Request 2024 | LED Reflector Bulbs ¦ PG&E ¦ All | LED Reflector Bulbs | 1.8228 | 1 | 0.50601 | MICS - Navigant 2015 | 0 | 0 | 1
IQ-LIGHTING-05.3 | Income Qualified ¦ Average Existing and Code LED Reflector Bulbs ¦ SCE ¦ All | Income Qualified ¦ Average Existing and Code LED Reflector Bulbs | SCE ¦ All | SCE | All | Electric | LED Reflector Bulbs | Average Existing and Code |  |  | 0 | Conventional | Lighting | Income Qualified - Single Family IQ | Income Qualified | ROB Only | 0 | Residential Households | House | 16 | DEER:Indoor_CFL_Ltg | 0 | 0 | 0 | Base | 0 | 2023 | 0 | 2023 | 0 | 0 | Base | LED Reflector Bulbs ¦ SCE ¦ All | LED Reflector Bulbs | 6.0486 | 1 | 0.14149 | MICS - Navigant 2015 | 0 | 0 | 1
IQ-LIGHTING-06.3 | Income Qualified ¦ Efficient LED Reflector Bulbs ¦ SCE ¦ All | Income Qualified ¦ Efficient LED Reflector Bulbs | SCE ¦ All | SCE | All | Electric | LED Reflector Bulbs | Efficient |  |  | 0 | Conventional | Lighting | Income Qualified - Single Family IQ | Income Qualified | ROB Only | 0 | Residential Households | House | 16 | DEER:Indoor_CFL_Ltg | -14.2441 | -0.0017296 | 0.26272 | SCE Data Request 2024 | 3.57 | 2024 | 5 | 2024 | 0 | 0 | SCE Data Request 2024 | LED Reflector Bulbs ¦ SCE ¦ All | LED Reflector Bulbs | 6.0486 | 1 | 0.85851 | MICS - Navigant 2015 | 0 | 0 | 1
IQ-LIGHTING-05.4 | Income Qualified ¦ Average Existing and Code LED Reflector Bulbs ¦ SCE ¦ All | Income Qualified ¦ Average Existing and Code LED Reflector Bulbs | SCE ¦ All | SCE | All | Electric | LED Reflector Bulbs | Average Existing and Code |  |  | 0 | Conventional | Lighting | Income Qualified - Multi Family IQ | Income Qualified | ROB Only | 0 | Residential Households | House | 16 | DEER:Indoor_CFL_Ltg | 0 | 0 | 0 | Base | 0 | 2023 | 0 | 2023 | 0 | 0 | Base | LED Reflector Bulbs ¦ SCE ¦ All | LED Reflector Bulbs | 1.8228 | 1 | 0.49399 | MICS - Navigant 2015 | 0 | 0 | 1
IQ-LIGHTING-06.4 | Income Qualified ¦ Efficient LED Reflector Bulbs ¦ SCE ¦ All | Income Qualified ¦ Efficient LED Reflector Bulbs | SCE ¦ All | SCE | All | Electric | LED Reflector Bulbs | Efficient |  |  | 0 | Conventional | Lighting | Income Qualified - Multi Family IQ | Income Qualified | ROB Only | 0 | Residential Households | House | 16 | DEER:Indoor_CFL_Ltg | -14.2441 | -0.0017296 | 0.26272 | SCE Data Request 2024 | 3.57 | 2024 | 5 | 2024 | 0 | 0 | SCE Data Request 2024 | LED Reflector Bulbs ¦ SCE ¦ All | LED Reflector Bulbs | 1.8228 | 1 | 0.50601 | MICS - Navigant 2015 | 0 | 0 | 1
IQ-LIGHTING-05.5 | Income Qualified ¦ Average Existing and Code LED Reflector Bulbs ¦ SDG&E ¦ All | Income Qualified ¦ Average Existing and Code LED Reflector Bulbs | SDG&E ¦ All | SDG&E | All | Electric | LED Reflector Bulbs | Average Existing and Code |  |  | 0 | Conventional | Lighting | Income Qualified - Single Family IQ | Income Qualified | ROB Only | 0 | Residential Households | House | 16 | DEER:Indoor_CFL_Ltg | 0 | 0 | 0 | Base | 0 | 2023 | 0 | 2023 | 0 | 0 | Base | LED Reflector Bulbs ¦ SDG&E ¦ All | LED Reflector Bulbs | 6.0486 | 1 | 0.14149 | MICS - Navigant 2015 | 0 | 0 | 1
IQ-LIGHTING-06.5 | Income Qualified ¦ Efficient LED Reflector Bulbs ¦ SDG&E ¦ All | Income Qualified ¦ Efficient LED Reflector Bulbs | SDG&E ¦ All | SDG&E | All | Electric | LED Reflector Bulbs | Efficient |  |  | 0 | Conventional | Lighting | Income Qualified - Single Family IQ | Income Qualified | ROB Only | 0 | Residential Households | House | 16 | DEER:Indoor_CFL_Ltg | -12.8023 | -0.0010028 | 0.14326 | PG&E & SCE Data Request 2024 | 2.755 | 2024 | 5.745 | 2024 | 0 | 0 | PG&E & SCE Data Request 2024 | LED Reflector Bulbs ¦ SDG&E ¦ All | LED Reflector Bulbs | 6.0486 | 1 | 0.85851 | MICS - Navigant 2015 | 0 | 0 | 1
IQ-LIGHTING-05.6 | Income Qualified ¦ Average Existing and Code LED Reflector Bulbs ¦ SDG&E ¦ All | Income Qualified ¦ Average Existing and Code LED Reflector Bulbs | SDG&E ¦ All | SDG&E | All | Electric | LED Reflector Bulbs | Average Existing and Code |  |  | 0 | Conventional | Lighting | Income Qualified - Multi Family IQ | Income Qualified | ROB Only | 0 | Residential Households | House | 16 | DEER:Indoor_CFL_Ltg | 0 | 0 | 0 | Base | 0 | 2023 | 0 | 2023 | 0 | 0 | Base | LED Reflector Bulbs ¦ SDG&E ¦ All | LED Reflector Bulbs | 1.8228 | 1 | 0.49399 | MICS - Navigant 2015 | 0 | 0 | 1
IQ-LIGHTING-06.6 | Income Qualified ¦ Efficient LED Reflector Bulbs ¦ SDG&E ¦ All | Income Qualified ¦ Efficient LED Reflector Bulbs | SDG&E ¦ All | SDG&E | All | Electric | LED Reflector Bulbs | Efficient |  |  | 0 | Conventional | Lighting | Income Qualified - Multi Family IQ | Income Qualified | ROB Only | 0 | Residential Households | House | 16 | DEER:Indoor_CFL_Ltg | -12.8023 | -0.0010028 | 0.14326 | PG&E & SCE Data Request 2024 | 2.755 | 2024 | 5.745 | 2024 | 0 | 0 | PG&E & SCE Data Request 2024 | LED Reflector Bulbs ¦ SDG&E ¦ All | LED Reflector Bulbs | 1.8228 | 1 | 0.50601 | MICS - Navigant 2015 | 0 | 0 | 1
IQ-WATERHEAT-01.1 | Income Qualified ¦ No Electric Low‐Flow Showerhead or Combined Showerhead TSV ¦ PG&E ¦ All | Income Qualified ¦ No Electric Low‐Flow Showerhead or Combined Showerhead TSV | PG&E ¦ All | PG&E | All | Electric | Basic Showerhead and Valve | Average Existing and Code |  |  | 0 | Conventional | WaterHeat | Income Qualified - Single Family IQ | Income Qualified | RET Only | 0 | Residential Households | Each | 10 | DEER:Res_ClothesDishWasher | 0 | 0 | 0 | Base | 0 | 2024 | 0 | 2024 | 0 | 0 | Base | Electric Low‐Flow Showerhead or Combined Showerhead TSV ¦ PG&E ¦ All | Electric Low‐Flow Showerhead or Combined Showerhead TSV | 0.050885 | 1 | 0.32576 | RASS 2019 | 0 | 0 | 1
IQ-WATERHEAT-02.1 | Income Qualified ¦ Efficient Electric Low‐Flow Showerhead or Combined Showerhead TSV ¦ PG&E ¦ All | Income Qualified ¦ Efficient Electric Low‐Flow Showerhead or Combined Showerhead TSV | PG&E ¦ All | PG&E | All | Electric | Low-Flow Showerhead and Thermostatic Valve | Efficient |  |  | 0 | Conventional | WaterHeat | Income Qualified - Single Family IQ | Income Qualified | RET Only | 0 | Residential Households | Each | 10 | DEER:Res_ClothesDishWasher | -106.2208 | -0.021515 | 0 | SDG&E and SCE average | 33.5 | 2024 | 0 | 2024 | 0 | 0 | SCE and SDG&E average | Electric Low‐Flow Showerhead or Combined Showerhead TSV ¦ PG&E ¦ All | Electric Low‐Flow Showerhead or Combined Showerhead TSV | 0.050885 | 1 | 0.67424 | RASS 2019 | 0 | 0 | 1
IQ-WATERHEAT-01.2 | Income Qualified ¦ No Electric Low‐Flow Showerhead or Combined Showerhead TSV ¦ PG&E ¦ All | Income Qualified ¦ No Electric Low‐Flow Showerhead or Combined Showerhead TSV | PG&E ¦ All | PG&E | All | Electric | Basic Showerhead and Valve | Average Existing and Code |  |  | 0 | Conventional | WaterHeat | Income Qualified - Multi Family IQ | Income Qualified | RET Only | 0 | Residential Households | Each | 10 | DEER:Res_ClothesDishWasher | 0 | 0 | 0 | Base | 0 | 2024 | 0 | 2024 | 0 | 0 | Base | Electric Low‐Flow Showerhead or Combined Showerhead TSV ¦ PG&E ¦ All | Electric Low‐Flow Showerhead or Combined Showerhead TSV | 0.11883 | 1 | 0.6179 | RASS 2019 | 0 | 0 | 1
IQ-WATERHEAT-02.2 | Income Qualified ¦ Efficient Electric Low‐Flow Showerhead or Combined Showerhead TSV ¦ PG&E ¦ All | Income Qualified ¦ Efficient Electric Low‐Flow Showerhead or Combined Showerhead TSV | PG&E ¦ All | PG&E | All | Electric | Low-Flow Showerhead and Thermostatic Valve | Efficient |  |  | 0 | Conventional | WaterHeat | Income Qualified - Multi Family IQ | Income Qualified | RET Only | 0 | Residential Households | Each | 10 | DEER:Res_ClothesDishWasher | -106.2208 | -0.021515 | 0 | SDG&E and SCE average | 33.5 | 2024 | 0 | 2024 | 0 | 0 | SCE and SDG&E average | Electric Low‐Flow Showerhead or Combined Showerhead TSV ¦ PG&E ¦ All | Electric Low‐Flow Showerhead or Combined Showerhead TSV | 0.11883 | 1 | 0.3821 | RASS 2019 | 0 | 0 | 1
IQ-WATERHEAT-01.3 | Income Qualified ¦ No Electric Low‐Flow Showerhead or Combined Showerhead TSV ¦ SCE ¦ All | Income Qualified ¦ No Electric Low‐Flow Showerhead or Combined Showerhead TSV | SCE ¦ All | SCE | All | Electric | Basic Showerhead and Valve | Average Existing and Code |  |  | 0 | Conventional | WaterHeat | Income Qualified - Single Family IQ | Income Qualified | RET Only | 0 | Residential Households | Each | 10 | DEER:Res_ClothesDishWasher | 0 | 0 | 0 | Base | 0 | 2024 | 0 | 2024 | 0 | 0 | Base | Electric Low‐Flow Showerhead or Combined Showerhead TSV ¦ SCE ¦ All | Electric Low‐Flow Showerhead or Combined Showerhead TSV | 0.050885 | 1 | 0.32576 | RASS 2019 | 0 | 0 | 1
IQ-WATERHEAT-02.3 | Income Qualified ¦ Efficient Electric Low‐Flow Showerhead or Combined Showerhead TSV ¦ SCE ¦ All | Income Qualified ¦ Efficient Electric Low‐Flow Showerhead or Combined Showerhead TSV | SCE ¦ All | SCE | All | Electric | Low-Flow Showerhead and Thermostatic Valve | Efficient |  |  | 0 | Conventional | WaterHeat | Income Qualified - Single Family IQ | Income Qualified | RET Only | 0 | Residential Households | Each | 10 | DEER:Res_ClothesDishWasher | -26.775 | -0.0054125 | 0 | SCE Data request 2024 | 40 | 2024 | 0 | 2024 | 0 | 0 | SCE Data Request 2024 | Electric Low‐Flow Showerhead or Combined Showerhead TSV ¦ SCE ¦ All | Electric Low‐Flow Showerhead or Combined Showerhead TSV | 0.050885 | 1 | 0.67424 | RASS 2019 | 0 | 0 | 1
IQ-WATERHEAT-01.4 | Income Qualified ¦ No Electric Low‐Flow Showerhead or Combined Showerhead TSV ¦ SCE ¦ All | Income Qualified ¦ No Electric Low‐Flow Showerhead or Combined Showerhead TSV | SCE ¦ All | SCE | All | Electric | Basic Showerhead and Valve | Average Existing and Code |  |  | 0 | Conventional | WaterHeat | Income Qualified - Multi Family IQ | Income Qualified | RET Only | 0 | Residential Households | Each | 10 | DEER:Res_ClothesDishWasher | 0 | 0 | 0 | Base | 0 | 2024 | 0 | 2024 | 0 | 0 | Base | Electric Low‐Flow Showerhead or Combined Showerhead TSV ¦ SCE ¦ All | Electric Low‐Flow Showerhead or Combined Showerhead TSV | 0.11883 | 1 | 0.6179 | RASS 2019 | 0 | 0 | 1
IQ-WATERHEAT-02.4 | Income Qualified ¦ Efficient Electric Low‐Flow Showerhead or Combined Showerhead TSV ¦ SCE ¦ All | Income Qualified ¦ Efficient Electric Low‐Flow Showerhead or Combined Showerhead TSV | SCE ¦ All | SCE | All | Electric | Low-Flow Showerhead and Thermostatic Valve | Efficient |  |  | 0 | Conventional | WaterHeat | Income Qualified - Multi Family IQ | Income Qualified | RET Only | 0 | Residential Households | Each | 10 | DEER:Res_ClothesDishWasher | -26.775 | -0.0054125 | 0 | SCE Data request 2024 | 40 | 2024 | 0 | 2024 | 0 | 0 | SCE Data Request 2024 | Electric Low‐Flow Showerhead or Combined Showerhead TSV ¦ SCE ¦ All | Electric Low‐Flow Showerhead or Combined Showerhead TSV | 0.11883 | 1 | 0.3821 | RASS 2019 | 0 | 0 | 1
IQ-WATERHEAT-01.5 | Income Qualified ¦ No Electric Low‐Flow Showerhead or Combined Showerhead TSV ¦ SDG&E ¦ All | Income Qualified ¦ No Electric Low‐Flow Showerhead or Combined Showerhead TSV | SDG&E ¦ All | SDG&E | All | Electric | Basic Showerhead and Valve | Average Existing and Code |  |  | 0 | Conventional | WaterHeat | Income Qualified - Single Family IQ | Income Qualified | RET Only | 0 | Residential Households | Each | 10 | DEER:Res_ClothesDishWasher | 0 | 0 | 0 | Base | 0 | 2024 | 0 | 2024 | 0 | 0 | Base | Electric Low‐Flow Showerhead or Combined Showerhead TSV ¦ SDG&E ¦ All | Electric Low‐Flow Showerhead or Combined Showerhead TSV | 0.050885 | 1 | 0.32576 | RASS 2019 | 0 | 0 | 1
IQ-WATERHEAT-02.5 | Income Qualified ¦ Efficient Electric Low‐Flow Showerhead or Combined Showerhead TSV ¦ SDG&E ¦ All | Income Qualified ¦ Efficient Electric Low‐Flow Showerhead or Combined Showerhead TSV | SDG&E ¦ All | SDG&E | All | Electric | Low-Flow Showerhead and Thermostatic Valve | Efficient |  |  | 0 | Conventional | WaterHeat | Income Qualified - Single Family IQ | Income Qualified | RET Only | 0 | Residential Households | Each | 10 | DEER:Res_ClothesDishWasher | -185.6667 | -0.037617 | 0 | SDG&E IOU Monthly report | 27 | 2024 | 0 | 2024 | 0 | 0 | SDG&E Data request 2024 | Electric Low‐Flow Showerhead or Combined Showerhead TSV ¦ SDG&E ¦ All | Electric Low‐Flow Showerhead or Combined Showerhead TSV | 0.050885 | 1 | 0.67424 | RASS 2019 | 0 | 0 | 1
IQ-WATERHEAT-01.6 | Income Qualified ¦ No Electric Low‐Flow Showerhead or Combined Showerhead TSV ¦ SDG&E ¦ All | Income Qualified ¦ No Electric Low‐Flow Showerhead or Combined Showerhead TSV | SDG&E ¦ All | SDG&E | All | Electric | Basic Showerhead and Valve | Average Existing and Code |  |  | 0 | Conventional | WaterHeat | Income Qualified - Multi Family IQ | Income Qualified | RET Only | 0 | Residential Households | Each | 10 | DEER:Res_ClothesDishWasher | 0 | 0 | 0 | Base | 0 | 2024 | 0 | 2024 | 0 | 0 | Base | Electric Low‐Flow Showerhead or Combined Showerhead TSV ¦ SDG&E ¦ All | Electric Low‐Flow Showerhead or Combined Showerhead TSV | 0.11883 | 1 | 0.6179 | RASS 2019 | 0 | 0 | 1
IQ-WATERHEAT-02.6 | Income Qualified ¦ Efficient Electric Low‐Flow Showerhead or Combined Showerhead TSV ¦ SDG&E ¦ All | Income Qualified ¦ Efficient Electric Low‐Flow Showerhead or Combined Showerhead TSV | SDG&E ¦ All | SDG&E | All | Electric | Low-Flow Showerhead and Thermostatic Valve | Efficient |  |  | 0 | Conventional | WaterHeat | Income Qualified - Multi Family IQ | Income Qualified | RET Only | 0 | Residential Households | Each | 10 | DEER:Res_ClothesDishWasher | -185.6667 | -0.037617 | 0 | SDG&E IOU Monthly report | 27 | 2024 | 0 | 2024 | 0 | 0 | SDG&E Data request 2024 | Electric Low‐Flow Showerhead or Combined Showerhead TSV ¦ SDG&E ¦ All | Electric Low‐Flow Showerhead or Combined Showerhead TSV | 0.11883 | 1 | 0.3821 | RASS 2019 | 0 | 0 | 1
IQ-WATERHEAT-03.1 | Income Qualified ¦ No Electric Other Hot Water ¦ PG&E ¦ All | Income Qualified ¦ No Electric Other Hot Water | PG&E ¦ All | PG&E | All | Electric | Electric Other Hot Water | Average Existing and Code |  |  | 0 | Conventional | WaterHeat | Income Qualified - Single Family IQ | Income Qualified | RET Only | 0 | Residential Households | Home | 8 | DEER:Res_ClothesDishWasher | 0 | 0 | 0 | Base | 0 | 2024 | 0 | 2024 | 0 | 0 | Base | Electric Other Hot Water ¦ PG&E ¦ All | Electric Other Hot Water | 0.050822 | 1 | 0.48463 | RASS 2019 | 0 | 0 | 1
IQ-WATERHEAT-04.1 | Income Qualified ¦ Efficient Electric Other Hot Water ¦ PG&E ¦ All | Income Qualified ¦ Efficient Electric Other Hot Water | PG&E ¦ All | PG&E | All | Electric | Electric Other Hot Water | Efficient |  |  | 0 | Conventional | WaterHeat | Income Qualified - Single Family IQ | Income Qualified | RET Only | 0 | Residential Households | Home | 8 | DEER:Res_ClothesDishWasher | -40.2463 | -0.005694 | 0 | PG&E Data Request 2024 | 45.63 | 2024 | 0 | 2024 | 0 | 0 | PG&E Data Request 2024 | Electric Other Hot Water ¦ PG&E ¦ All | Electric Other Hot Water | 0.050822 | 1 | 0.51537 | RASS 2019 | 0 | 0 | 1
IQ-WATERHEAT-03.2 | Income Qualified ¦ No Electric Other Hot Water ¦ PG&E ¦ All | Income Qualified ¦ No Electric Other Hot Water | PG&E ¦ All | PG&E | All | Electric | Electric Other Hot Water | Average Existing and Code |  |  | 0 | Conventional | WaterHeat | Income Qualified - Multi Family IQ | Income Qualified | RET Only | 0 | Residential Households | Home | 8 | DEER:Res_ClothesDishWasher | 0 | 0 | 0 | Base | 0 | 2024 | 0 | 2024 | 0 | 0 | Base | Electric Other Hot Water ¦ PG&E ¦ All | Electric Other Hot Water | 0.1237 | 1 | 0.69242 | RASS 2019 | 0 | 0 | 1
IQ-WATERHEAT-04.2 | Income Qualified ¦ Efficient Electric Other Hot Water ¦ PG&E ¦ All | Income Qualified ¦ Efficient Electric Other Hot Water | PG&E ¦ All | PG&E | All | Electric | Electric Other Hot Water | Efficient |  |  | 0 | Conventional | WaterHeat | Income Qualified - Multi Family IQ | Income Qualified | RET Only | 0 | Residential Households | Home | 8 | DEER:Res_ClothesDishWasher | -40.2463 | -0.005694 | 0 | PG&E Data Request 2024 | 45.63 | 2024 | 0 | 2024 | 0 | 0 | PG&E Data Request 2024 | Electric Other Hot Water ¦ PG&E ¦ All | Electric Other Hot Water | 0.1237 | 1 | 0.30758 | RASS 2019 | 0 | 0 | 1
IQ-WATERHEAT-03.3 | Income Qualified ¦ No Electric Other Hot Water ¦ SCE ¦ All | Income Qualified ¦ No Electric Other Hot Water | SCE ¦ All | SCE | All | Electric | Electric Other Hot Water | Average Existing and Code |  |  | 0 | Conventional | WaterHeat | Income Qualified - Single Family IQ | Income Qualified | RET Only | 0 | Residential Households | Home | 8 | DEER:Res_ClothesDishWasher | 0 | 0 | 0 | Base | 0 | 2024 | 0 | 2024 | 0 | 0 | Base | Electric Other Hot Water ¦ SCE ¦ All | Electric Other Hot Water | 0.050822 | 1 | 0.48463 | RASS 2019 | 0 | 0 | 1
IQ-WATERHEAT-04.3 | Income Qualified ¦ Efficient Electric Other Hot Water ¦ SCE ¦ All | Income Qualified ¦ Efficient Electric Other Hot Water | SCE ¦ All | SCE | All | Electric | Electric Other Hot Water | Efficient |  |  | 0 | Conventional | WaterHeat | Income Qualified - Single Family IQ | Income Qualified | RET Only | 0 | Residential Households | Home | 8 | DEER:Res_ClothesDishWasher | -23.3864 | -0.0033038 | 0 | SCE Data Request 2022 | 64.9616 | 2024 | 0 | 2024 | 0 | 0 | SCE Data Request 2024 | Electric Other Hot Water ¦ SCE ¦ All | Electric Other Hot Water | 0.050822 | 1 | 0.51537 | RASS 2019 | 0 | 0 | 1
IQ-WATERHEAT-03.4 | Income Qualified ¦ No Electric Other Hot Water ¦ SCE ¦ All | Income Qualified ¦ No Electric Other Hot Water | SCE ¦ All | SCE | All | Electric | Electric Other Hot Water | Average Existing and Code |  |  | 0 | Conventional | WaterHeat | Income Qualified - Multi Family IQ | Income Qualified | RET Only | 0 | Residential Households | Home | 8 | DEER:Res_ClothesDishWasher | 0 | 0 | 0 | Base | 0 | 2024 | 0 | 2024 | 0 | 0 | Base | Electric Other Hot Water ¦ SCE ¦ All | Electric Other Hot Water | 0.1237 | 1 | 0.69242 | RASS 2019 | 0 | 0 | 1
IQ-WATERHEAT-04.4 | Income Qualified ¦ Efficient Electric Other Hot Water ¦ SCE ¦ All | Income Qualified ¦ Efficient Electric Other Hot Water | SCE ¦ All | SCE | All | Electric | Electric Other Hot Water | Efficient |  |  | 0 | Conventional | WaterHeat | Income Qualified - Multi Family IQ | Income Qualified | RET Only | 0 | Residential Households | Home | 8 | DEER:Res_ClothesDishWasher | -23.3864 | -0.0033038 | 0 | SCE Data Request 2022 | 64.9616 | 2024 | 0 | 2024 | 0 | 0 | SCE Data Request 2024 | Electric Other Hot Water ¦ SCE ¦ All | Electric Other Hot Water | 0.1237 | 1 | 0.30758 | RASS 2019 | 0 | 0 | 1
IQ-WATERHEAT-03.5 | Income Qualified ¦ No Electric Other Hot Water ¦ SDG&E ¦ All | Income Qualified ¦ No Electric Other Hot Water | SDG&E ¦ All | SDG&E | All | Electric | Electric Other Hot Water | Average Existing and Code |  |  | 0 | Conventional | WaterHeat | Income Qualified - Single Family IQ | Income Qualified | RET Only | 0 | Residential Households | Home | 8 | DEER:Res_ClothesDishWasher | 0 | 0 | 0 | Base | 0 | 2024 | 0 | 2024 | 0 | 0 | Base | Electric Other Hot Water ¦ SDG&E ¦ All | Electric Other Hot Water | 0.050822 | 1 | 0.48463 | RASS 2019 | 0 | 0 | 1
IQ-WATERHEAT-04.5 | Income Qualified ¦ Efficient Electric Other Hot Water ¦ SDG&E ¦ All | Income Qualified ¦ Efficient Electric Other Hot Water | SDG&E ¦ All | SDG&E | All | Electric | Electric Other Hot Water | Efficient |  |  | 0 | Conventional | WaterHeat | Income Qualified - Single Family IQ | Income Qualified | RET Only | 0 | Residential Households | Home | 8 | DEER:Res_ClothesDishWasher | -6.5265 | -0.00091371 | 0 | IOU Monthly Report SDG&E 2022 | 84.2933 | 2022 | 0 | 2022 | 0 | 0 | SDG&E IOU Monthly report | Electric Other Hot Water ¦ SDG&E ¦ All | Electric Other Hot Water | 0.050822 | 1 | 0.51537 | RASS 2019 | 0 | 0 | 1
IQ-WATERHEAT-03.6 | Income Qualified ¦ No Electric Other Hot Water ¦ SDG&E ¦ All | Income Qualified ¦ No Electric Other Hot Water | SDG&E ¦ All | SDG&E | All | Electric | Electric Other Hot Water | Average Existing and Code |  |  | 0 | Conventional | WaterHeat | Income Qualified - Multi Family IQ | Income Qualified | RET Only | 0 | Residential Households | Home | 8 | DEER:Res_ClothesDishWasher | 0 | 0 | 0 | Base | 0 | 2024 | 0 | 2024 | 0 | 0 | Base | Electric Other Hot Water ¦ SDG&E ¦ All | Electric Other Hot Water | 0.1237 | 1 | 0.69242 | RASS 2019 | 0 | 0 | 1
IQ-WATERHEAT-04.6 | Income Qualified ¦ Efficient Electric Other Hot Water ¦ SDG&E ¦ All | Income Qualified ¦ Efficient Electric Other Hot Water | SDG&E ¦ All | SDG&E | All | Electric | Electric Other Hot Water | Efficient |  |  | 0 | Conventional | WaterHeat | Income Qualified - Multi Family IQ | Income Qualified | RET Only | 0 | Residential Households | Home | 8 | DEER:Res_ClothesDishWasher | -6.5265 | -0.00091371 | 0 | IOU Monthly Report SDG&E 2022 | 84.2933 | 2022 | 0 | 2022 | 0 | 0 | SDG&E IOU Monthly report | Electric Other Hot Water ¦ SDG&E ¦ All | Electric Other Hot Water | 0.1237 | 1 | 0.30758 | RASS 2019 | 0 | 0 | 1
IQ-WATERHEAT-05.1 | Income Qualified ¦ No Electric Shower Valve ¦ PG&E ¦ All | Income Qualified ¦ No Electric Shower Valve | PG&E ¦ All | PG&E | All | Electric | Basic Shower valve | Average Existing and Code |  |  | 0 | Conventional | WaterHeat | Income Qualified - Single Family IQ | Income Qualified | RET Only | 0 | Residential Households | Each | 10 | DEER:Res_ClothesDishWasher | 0 | 0 | 0 | Base | 0 | 2022 | 0 | 2022 | 0 | 0 | Base | Electric Thermostatic Shower Valve ¦ PG&E ¦ All | Electric Thermostatic Shower Valve | 2 | 1 | 0.86464 | MICS 2021 (RASS 2009; US Census 2010) | 0 | 0 | 1
IQ-WATERHEAT-06.1 | Income Qualified ¦ Efficient Electric Shower Valve ¦ PG&E ¦ All | Income Qualified ¦ Efficient Electric Shower Valve | PG&E ¦ All | PG&E | All | Electric | Thermostatic Shower Valve | Efficient |  |  | 0 | Conventional | WaterHeat | Income Qualified - Single Family IQ | Income Qualified | RET Only | 0 | Residential Households | Each | 10 | DEER:Res_ClothesDishWasher | -58.517 | -0.011864 | 0 | Average SCE and SDG&E | 38 | 2022 | 0 | 2022 | 0 | 0 | Average SCE and SDG&E | Electric Thermostatic Shower Valve ¦ PG&E ¦ All | Electric Thermostatic Shower Valve | 2 | 1 | 0.13536 | MICS 2021 (RASS 2009; US Census 2010) | 0 | 0 | 1
IQ-WATERHEAT-05.2 | Income Qualified ¦ No Electric Shower Valve ¦ PG&E ¦ All | Income Qualified ¦ No Electric Shower Valve | PG&E ¦ All | PG&E | All | Electric | Basic Shower valve | Average Existing and Code |  |  | 0 | Conventional | WaterHeat | Income Qualified - Multi Family IQ | Income Qualified | RET Only | 0 | Residential Households | Each | 10 | DEER:Res_ClothesDishWasher | 0 | 0 | 0 | Base | 0 | 2022 | 0 | 2022 | 0 | 0 | Base | Electric Thermostatic Shower Valve ¦ PG&E ¦ All | Electric Thermostatic Shower Valve | 1 | 1 | 0.73236 | MICS 2021 (RASS 2009; US Census 2010) | 0 | 0 | 1
IQ-WATERHEAT-06.2 | Income Qualified ¦ Efficient Electric Shower Valve ¦ PG&E ¦ All | Income Qualified ¦ Efficient Electric Shower Valve | PG&E ¦ All | PG&E | All | Electric | Thermostatic Shower Valve | Efficient |  |  | 0 | Conventional | WaterHeat | Income Qualified - Multi Family IQ | Income Qualified | RET Only | 0 | Residential Households | Each | 10 | DEER:Res_ClothesDishWasher | -68.2714 | -0.01384 | 0 | SDG&E Data Request 2024 | 38 | 2022 | 0 | 2022 | 0 | 0 | Average SCE and SDG&E | Electric Thermostatic Shower Valve ¦ PG&E ¦ All | Electric Thermostatic Shower Valve | 1 | 1 | 0.26764 | MICS 2021 (RASS 2009; US Census 2010) | 0 | 0 | 1
IQ-WATERHEAT-05.3 | Income Qualified ¦ No Electric Shower Valve ¦ SCE ¦ All | Income Qualified ¦ No Electric Shower Valve | SCE ¦ All | SCE | All | Electric | Basic Shower valve | Average Existing and Code |  |  | 0 | Conventional | WaterHeat | Income Qualified - Single Family IQ | Income Qualified | RET Only | 0 | Residential Households | Each | 10 | DEER:Res_ClothesDishWasher | 0 | 0 | 0 | Base | 0 | 2022 | 0 | 2022 | 0 | 0 | Base | Electric Thermostatic Shower Valve ¦ SCE ¦ All | Electric Thermostatic Shower Valve | 2 | 1 | 0.86464 | MICS 2021 (RASS 2009; US Census 2010) | 0 | 0 | 1
IQ-WATERHEAT-06.3 | Income Qualified ¦ Efficient Electric Shower Valve ¦ SCE ¦ All | Income Qualified ¦ Efficient Electric Shower Valve | SCE ¦ All | SCE | All | Electric | Thermostatic Shower Valve | Efficient |  |  | 0 | Conventional | WaterHeat | Income Qualified - Single Family IQ | Income Qualified | RET Only | 0 | Residential Households | Each | 10 | DEER:Res_ClothesDishWasher | -48.7625 | -0.0098875 | 0 | SCE Data Request 2022 | 32 | 2022 | 0 | 2022 | 0 | 0 | SCE Data Request 2022 | Electric Thermostatic Shower Valve ¦ SCE ¦ All | Electric Thermostatic Shower Valve | 2 | 1 | 0.13536 | MICS 2021 (RASS 2009; US Census 2010) | 0 | 0 | 1
IQ-WATERHEAT-05.4 | Income Qualified ¦ No Electric Shower Valve ¦ SCE ¦ All | Income Qualified ¦ No Electric Shower Valve | SCE ¦ All | SCE | All | Electric | Basic Shower valve | Average Existing and Code |  |  | 0 | Conventional | WaterHeat | Income Qualified - Multi Family IQ | Income Qualified | RET Only | 0 | Residential Households | Each | 10 | DEER:Res_ClothesDishWasher | 0 | 0 | 0 | Base | 0 | 2022 | 0 | 2022 | 0 | 0 | Base | Electric Thermostatic Shower Valve ¦ SCE ¦ All | Electric Thermostatic Shower Valve | 1 | 1 | 0.73236 | MICS 2021 (RASS 2009; US Census 2010) | 0 | 0 | 1
IQ-WATERHEAT-06.4 | Income Qualified ¦ Efficient Electric Shower Valve ¦ SCE ¦ All | Income Qualified ¦ Efficient Electric Shower Valve | SCE ¦ All | SCE | All | Electric | Thermostatic Shower Valve | Efficient |  |  | 0 | Conventional | WaterHeat | Income Qualified - Multi Family IQ | Income Qualified | RET Only | 0 | Residential Households | Each | 10 | DEER:Res_ClothesDishWasher | -68.2714 | -0.01384 | 0 | SDG&E Data Request 2024 | 32 | 2022 | 0 | 2022 | 0 | 0 | SCE Data Request 2022 | Electric Thermostatic Shower Valve ¦ SCE ¦ All | Electric Thermostatic Shower Valve | 1 | 1 | 0.26764 | MICS 2021 (RASS 2009; US Census 2010) | 0 | 0 | 1
IQ-WATERHEAT-05.5 | Income Qualified ¦ No Electric Shower Valve ¦ SDG&E ¦ All | Income Qualified ¦ No Electric Shower Valve | SDG&E ¦ All | SDG&E | All | Electric | Basic Shower valve | Average Existing and Code |  |  | 0 | Conventional | WaterHeat | Income Qualified - Single Family IQ | Income Qualified | RET Only | 0 | Residential Households | Each | 10 | DEER:Res_ClothesDishWasher | 0 | 0 | 0 | Base | 0 | 2022 | 0 | 2022 | 0 | 0 | Base | Electric Thermostatic Shower Valve ¦ SDG&E ¦ All | Electric Thermostatic Shower Valve | 2 | 1 | 0.86464 | MICS 2021 (RASS 2009; US Census 2010) | 0 | 0 | 1
IQ-WATERHEAT-06.5 | Income Qualified ¦ Efficient Electric Shower Valve ¦ SDG&E ¦ All | Income Qualified ¦ Efficient Electric Shower Valve | SDG&E ¦ All | SDG&E | All | Electric | Thermostatic Shower Valve | Efficient |  |  | 0 | Conventional | WaterHeat | Income Qualified - Single Family IQ | Income Qualified | RET Only | 0 | Residential Households | Each | 10 | DEER:Res_ClothesDishWasher | -48.7625 | -0.0098875 | 0 | SCE Data Request 2022 | 45 | 2022 | 0 | 2022 | 0 | 0 | SDG&E Data Request 2022 | Electric Thermostatic Shower Valve ¦ SDG&E ¦ All | Electric Thermostatic Shower Valve | 2 | 1 | 0.13536 | MICS 2021 (RASS 2009; US Census 2010) | 0 | 0 | 1
IQ-WATERHEAT-05.6 | Income Qualified ¦ No Electric Shower Valve ¦ SDG&E ¦ All | Income Qualified ¦ No Electric Shower Valve | SDG&E ¦ All | SDG&E | All | Electric | Basic Shower valve | Average Existing and Code |  |  | 0 | Conventional | WaterHeat | Income Qualified - Multi Family IQ | Income Qualified | RET Only | 0 | Residential Households | Each | 10 | DEER:Res_ClothesDishWasher | 0 | 0 | 0 | Base | 0 | 2022 | 0 | 2022 | 0 | 0 | Base | Electric Thermostatic Shower Valve ¦ SDG&E ¦ All | Electric Thermostatic Shower Valve | 1 | 1 | 0.73236 | MICS 2021 (RASS 2009; US Census 2010) | 0 | 0 | 1
IQ-WATERHEAT-06.6 | Income Qualified ¦ Efficient Electric Shower Valve ¦ SDG&E ¦ All | Income Qualified ¦ Efficient Electric Shower Valve | SDG&E ¦ All | SDG&E | All | Electric | Thermostatic Shower Valve | Efficient |  |  | 0 | Conventional | WaterHeat | Income Qualified - Multi Family IQ | Income Qualified | RET Only | 0 | Residential Households | Each | 10 | DEER:Res_ClothesDishWasher | -68.2714 | -0.01384 | 0 | SDG&E Data Request 2024 | 45 | 2022 | 0 | 2022 | 0 | 0 | SDG&E Data Request 2022 | Electric Thermostatic Shower Valve ¦ SDG&E ¦ All | Electric Thermostatic Shower Valve | 1 | 1 | 0.26764 | MICS 2021 (RASS 2009; US Census 2010) | 0 | 0 | 1
IQ-WATERHEAT-07.1 | Income Qualified ¦ No Electric Thermostatic Tub Spout / Tub diverter ¦ PG&E ¦ All | Income Qualified ¦ No Electric Thermostatic Tub Spout / Tub diverter | PG&E ¦ All | PG&E | All | Electric | Basic Tub Spout | Average Existing and Code |  |  | 0 | Conventional | WaterHeat | Income Qualified - Single Family IQ | Income Qualified | RET Only | 0 | Residential Households | Each | 10 | DEER:Res_ClothesDishWasher | 0 | 0 | 0 | Base | 0 | 2024 | 0 | 2024 | 0 | 0 | Base | Electric Thermostatic Tub Spout / Tub diverter ¦ PG&E ¦ All | Electric Thermostatic Tub Spout / Tub diverter | 2 | 1 | 0.86464 | MICS 2021 (RASS 2009; US Census 2010) | 0 | 0 | 1
IQ-WATERHEAT-08.1 | Income Qualified ¦ Efficient Electric Thermostatic Tub Spout / Tub diverter ¦ PG&E ¦ All | Income Qualified ¦ Efficient Electric Thermostatic Tub Spout / Tub diverter | PG&E ¦ All | PG&E | All | Electric | Thermostatic Tub Spout / Tub diverter | Efficient |  |  | 0 | Conventional | WaterHeat | Income Qualified - Single Family IQ | Income Qualified | RET Only | 0 | Residential Households | Each | 10 | DEER:Res_ClothesDishWasher | -175.3333 | -0.035533 | 0 | SDG&E Data request 2024 | 138.952 | 2024 | 0 | 2024 | 0 | 0 | SDG&E Data request 2024 | Electric Thermostatic Tub Spout / Tub diverter ¦ PG&E ¦ All | Electric Thermostatic Tub Spout / Tub diverter | 2 | 1 | 0.13536 | MICS 2021 (RASS 2009; US Census 2010) | 0 | 0 | 1
IQ-WATERHEAT-07.2 | Income Qualified ¦ No Electric Thermostatic Tub Spout / Tub diverter ¦ PG&E ¦ All | Income Qualified ¦ No Electric Thermostatic Tub Spout / Tub diverter | PG&E ¦ All | PG&E | All | Electric | Basic Tub Spout | Average Existing and Code |  |  | 0 | Conventional | WaterHeat | Income Qualified - Multi Family IQ | Income Qualified | RET Only | 0 | Residential Households | Each | 10 | DEER:Res_ClothesDishWasher | 0 | 0 | 0 | Base | 0 | 2024 | 0 | 2024 | 0 | 0 | Base | Electric Thermostatic Tub Spout / Tub diverter ¦ PG&E ¦ All | Electric Thermostatic Tub Spout / Tub diverter | 1 | 1 | 0.73236 | MICS 2021 (RASS 2009; US Census 2010) | 0 | 0 | 1
IQ-WATERHEAT-08.2 | Income Qualified ¦ Efficient Electric Thermostatic Tub Spout / Tub diverter ¦ PG&E ¦ All | Income Qualified ¦ Efficient Electric Thermostatic Tub Spout / Tub diverter | PG&E ¦ All | PG&E | All | Electric | Thermostatic Tub Spout / Tub diverter | Efficient |  |  | 0 | Conventional | WaterHeat | Income Qualified - Multi Family IQ | Income Qualified | RET Only | 0 | Residential Households | Each | 10 | DEER:Res_ClothesDishWasher | -175.3333 | -0.035533 | 0 | SDG&E Data request 2024 | 138.952 | 2024 | 0 | 2024 | 0 | 0 | SDG&E Data request 2024 | Electric Thermostatic Tub Spout / Tub diverter ¦ PG&E ¦ All | Electric Thermostatic Tub Spout / Tub diverter | 1 | 1 | 0.26764 | MICS 2021 (RASS 2009; US Census 2010) | 0 | 0 | 1
IQ-WATERHEAT-07.3 | Income Qualified ¦ No Electric Thermostatic Tub Spout / Tub diverter ¦ SCE ¦ All | Income Qualified ¦ No Electric Thermostatic Tub Spout / Tub diverter | SCE ¦ All | SCE | All | Electric | Basic Tub Spout | Average Existing and Code |  |  | 0 | Conventional | WaterHeat | Income Qualified - Single Family IQ | Income Qualified | RET Only | 0 | Residential Households | Each | 10 | DEER:Res_ClothesDishWasher | 0 | 0 | 0 | Base | 0 | 2024 | 0 | 2024 | 0 | 0 | Base | Electric Thermostatic Tub Spout / Tub diverter ¦ SCE ¦ All | Electric Thermostatic Tub Spout / Tub diverter | 2 | 1 | 0.86464 | MICS 2021 (RASS 2009; US Census 2010) | 0 | 0 | 1
IQ-WATERHEAT-08.3 | Income Qualified ¦ Efficient Electric Thermostatic Tub Spout / Tub diverter ¦ SCE ¦ All | Income Qualified ¦ Efficient Electric Thermostatic Tub Spout / Tub diverter | SCE ¦ All | SCE | All | Electric | Thermostatic Tub Spout / Tub diverter | Efficient |  |  | 0 | Conventional | WaterHeat | Income Qualified - Single Family IQ | Income Qualified | RET Only | 0 | Residential Households | Each | 10 | DEER:Res_ClothesDishWasher | -175.3333 | -0.035533 | 0 | SDG&E Data request 2024 | 138.952 | 2024 | 0 | 2024 | 0 | 0 | SDG&E Data request 2024 | Electric Thermostatic Tub Spout / Tub diverter ¦ SCE ¦ All | Electric Thermostatic Tub Spout / Tub diverter | 2 | 1 | 0.13536 | MICS 2021 (RASS 2009; US Census 2010) | 0 | 0 | 1
IQ-WATERHEAT-07.4 | Income Qualified ¦ No Electric Thermostatic Tub Spout / Tub diverter ¦ SCE ¦ All | Income Qualified ¦ No Electric Thermostatic Tub Spout / Tub diverter | SCE ¦ All | SCE | All | Electric | Basic Tub Spout | Average Existing and Code |  |  | 0 | Conventional | WaterHeat | Income Qualified - Multi Family IQ | Income Qualified | RET Only | 0 | Residential Households | Each | 10 | DEER:Res_ClothesDishWasher | 0 | 0 | 0 | Base | 0 | 2024 | 0 | 2024 | 0 | 0 | Base | Electric Thermostatic Tub Spout / Tub diverter ¦ SCE ¦ All | Electric Thermostatic Tub Spout / Tub diverter | 1 | 1 | 0.73236 | MICS 2021 (RASS 2009; US Census 2010) | 0 | 0 | 1
IQ-WATERHEAT-08.4 | Income Qualified ¦ Efficient Electric Thermostatic Tub Spout / Tub diverter ¦ SCE ¦ All | Income Qualified ¦ Efficient Electric Thermostatic Tub Spout / Tub diverter | SCE ¦ All | SCE | All | Electric | Thermostatic Tub Spout / Tub diverter | Efficient |  |  | 0 | Conventional | WaterHeat | Income Qualified - Multi Family IQ | Income Qualified | RET Only | 0 | Residential Households | Each | 10 | DEER:Res_ClothesDishWasher | -175.3333 | -0.035533 | 0 | SDG&E Data request 2024 | 138.952 | 2024 | 0 | 2024 | 0 | 0 | SDG&E Data request 2024 | Electric Thermostatic Tub Spout / Tub diverter ¦ SCE ¦ All | Electric Thermostatic Tub Spout / Tub diverter | 1 | 1 | 0.26764 | MICS 2021 (RASS 2009; US Census 2010) | 0 | 0 | 1
IQ-WATERHEAT-07.5 | Income Qualified ¦ No Electric Thermostatic Tub Spout / Tub diverter ¦ SDG&E ¦ All | Income Qualified ¦ No Electric Thermostatic Tub Spout / Tub diverter | SDG&E ¦ All | SDG&E | All | Electric | Basic Tub Spout | Average Existing and Code |  |  | 0 | Conventional | WaterHeat | Income Qualified - Single Family IQ | Income Qualified | RET Only | 0 | Residential Households | Each | 10 | DEER:Res_ClothesDishWasher | 0 | 0 | 0 | Base | 0 | 2024 | 0 | 2024 | 0 | 0 | Base | Electric Thermostatic Tub Spout / Tub diverter ¦ SDG&E ¦ All | Electric Thermostatic Tub Spout / Tub diverter | 2 | 1 | 0.86464 | MICS 2021 (RASS 2009; US Census 2010) | 0 | 0 | 1
IQ-WATERHEAT-08.5 | Income Qualified ¦ Efficient Electric Thermostatic Tub Spout / Tub diverter ¦ SDG&E ¦ All | Income Qualified ¦ Efficient Electric Thermostatic Tub Spout / Tub diverter | SDG&E ¦ All | SDG&E | All | Electric | Thermostatic Tub Spout / Tub diverter | Efficient |  |  | 0 | Conventional | WaterHeat | Income Qualified - Single Family IQ | Income Qualified | RET Only | 0 | Residential Households | Each | 10 | DEER:Res_ClothesDishWasher | -175.3333 | -0.035533 | 0 | SDG&E Data request 2024 | 138.952 | 2024 | 0 | 2024 | 0 | 0 | SDG&E Data request 2024 | Electric Thermostatic Tub Spout / Tub diverter ¦ SDG&E ¦ All | Electric Thermostatic Tub Spout / Tub diverter | 2 | 1 | 0.13536 | MICS 2021 (RASS 2009; US Census 2010) | 0 | 0 | 1
IQ-WATERHEAT-07.6 | Income Qualified ¦ No Electric Thermostatic Tub Spout / Tub diverter ¦ SDG&E ¦ All | Income Qualified ¦ No Electric Thermostatic Tub Spout / Tub diverter | SDG&E ¦ All | SDG&E | All | Electric | Basic Tub Spout | Average Existing and Code |  |  | 0 | Conventional | WaterHeat | Income Qualified - Multi Family IQ | Income Qualified | RET Only | 0 | Residential Households | Each | 10 | DEER:Res_ClothesDishWasher | 0 | 0 | 0 | Base | 0 | 2024 | 0 | 2024 | 0 | 0 | Base | Electric Thermostatic Tub Spout / Tub diverter ¦ SDG&E ¦ All | Electric Thermostatic Tub Spout / Tub diverter | 1 | 1 | 0.73236 | MICS 2021 (RASS 2009; US Census 2010) | 0 | 0 | 1
IQ-WATERHEAT-08.6 | Income Qualified ¦ Efficient Electric Thermostatic Tub Spout / Tub diverter ¦ SDG&E ¦ All | Income Qualified ¦ Efficient Electric Thermostatic Tub Spout / Tub diverter | SDG&E ¦ All | SDG&E | All | Electric | Thermostatic Tub Spout / Tub diverter | Efficient |  |  | 0 | Conventional | WaterHeat | Income Qualified - Multi Family IQ | Income Qualified | RET Only | 0 | Residential Households | Each | 10 | DEER:Res_ClothesDishWasher | -175.3333 | -0.035533 | 0 | SDG&E Data request 2024 | 138.952 | 2024 | 0 | 2024 | 0 | 0 | SDG&E Data request 2024 | Electric Thermostatic Tub Spout / Tub diverter ¦ SDG&E ¦ All | Electric Thermostatic Tub Spout / Tub diverter | 1 | 1 | 0.26764 | MICS 2021 (RASS 2009; US Census 2010) | 0 | 0 | 1
IQ-WATERHEAT-09.1 | Income Qualified ¦ No Electric Water Heater Pipe and Tank Insulation ¦ PG&E ¦ All | Income Qualified ¦ No Electric Water Heater Pipe and Tank Insulation | PG&E ¦ All | PG&E | All | Electric | No Pipe Wrap | Average Existing and Code |  |  | 0 | Conventional | WaterHeat | Income Qualified - Single Family IQ | Income Qualified | RET Only | 0 | Residential Households | Home | 8 | DEER:Res_ClothesDishWasher | 0 | 0 | 0 | Base | 0 | 2024 | 0 | 2024 | 0 | 0 | Base | Electric Water Heater Pipe Insulation ¦ PG&E ¦ All | Electric Water Heater Pipe Insulation | 0.051246 | 1 | 0.89421 | Guidehouse 2021 Assumption | 0 | 0 | 1
IQ-WATERHEAT-10.1 | Income Qualified ¦ Efficient Electric Water Heater Pipe and Tank Insulation ¦ PG&E ¦ All | Income Qualified ¦ Efficient Electric Water Heater Pipe and Tank Insulation | PG&E ¦ All | PG&E | All | Electric | Pipe Insulation Wrap | Efficient |  |  | 0 | Conventional | WaterHeat | Income Qualified - Single Family IQ | Income Qualified | RET Only | 0 | Residential Households | Home | 8 | DEER:Res_ClothesDishWasher | -3.692 | -0.00024905 | -2.031 | PG&E Data Request 2022 | 25.98 | 2024 | 50.86 | 2024 | 0 | 0 | PG&E Data Request 2024 | Electric Water Heater Pipe Insulation ¦ PG&E ¦ All | Electric Water Heater Pipe Insulation | 0.051246 | 1 | 0.10579 | Guidehouse 2021 Assumption | 0 | 0 | 1
IQ-WATERHEAT-09.2 | Income Qualified ¦ No Electric Water Heater Pipe and Tank Insulation ¦ PG&E ¦ All | Income Qualified ¦ No Electric Water Heater Pipe and Tank Insulation | PG&E ¦ All | PG&E | All | Electric | No Pipe Wrap | Average Existing and Code |  |  | 0 | Conventional | WaterHeat | Income Qualified - Multi Family IQ | Income Qualified | RET Only | 0 | Residential Households | Home | 8 | DEER:Res_ClothesDishWasher | 0 | 0 | 0 | Base | 0 | 2024 | 0 | 2024 | 0 | 0 | Base | Electric Water Heater Pipe Insulation ¦ PG&E ¦ All | Electric Water Heater Pipe Insulation | 0.12863 | 1 | 0.89421 | Guidehouse 2021 Assumption | 0 | 0 | 1
IQ-WATERHEAT-10.2 | Income Qualified ¦ Efficient Electric Water Heater Pipe and Tank Insulation ¦ PG&E ¦ All | Income Qualified ¦ Efficient Electric Water Heater Pipe and Tank Insulation | PG&E ¦ All | PG&E | All | Electric | Pipe Insulation Wrap | Efficient |  |  | 0 | Conventional | WaterHeat | Income Qualified - Multi Family IQ | Income Qualified | RET Only | 0 | Residential Households | Home | 8 | DEER:Res_ClothesDishWasher | -3.692 | -0.00024905 | -2.031 | PG&E Data Request 2022 | 25.98 | 2024 | 50.86 | 2024 | 0 | 0 | PG&E Data Request 2024 | Electric Water Heater Pipe Insulation ¦ PG&E ¦ All | Electric Water Heater Pipe Insulation | 0.12863 | 1 | 0.10579 | Guidehouse 2021 Assumption | 0 | 0 | 1
IQ-WATERHEAT-09.3 | Income Qualified ¦ No Electric Water Heater Pipe and Tank Insulation ¦ SCE ¦ All | Income Qualified ¦ No Electric Water Heater Pipe and Tank Insulation | SCE ¦ All | SCE | All | Electric | No Pipe Wrap | Average Existing and Code |  |  | 0 | Conventional | WaterHeat | Income Qualified - Single Family IQ | Income Qualified | RET Only | 0 | Residential Households | Home | 8 | DEER:Res_ClothesDishWasher | 0 | 0 | 0 | Base | 0 | 2024 | 0 | 2024 | 0 | 0 | Base | Electric Water Heater Pipe Insulation ¦ SCE ¦ All | Electric Water Heater Pipe Insulation | 0.051246 | 1 | 0.89421 | Guidehouse 2021 Assumption | 0 | 0 | 1
IQ-WATERHEAT-10.3 | Income Qualified ¦ Efficient Electric Water Heater Pipe and Tank Insulation ¦ SCE ¦ All | Income Qualified ¦ Efficient Electric Water Heater Pipe and Tank Insulation | SCE ¦ All | SCE | All | Electric | Pipe Insulation Wrap | Efficient |  |  | 0 | Conventional | WaterHeat | Income Qualified - Single Family IQ | Income Qualified | RET Only | 0 | Residential Households | Home | 8 | DEER:Res_ClothesDishWasher | -56.571 | -0.0058745 | 0 | SCE IOU Monthly report | 116.67 | 2024 | 0 | 2024 | 0 | 0 | SCE IOU Monthly report | Electric Water Heater Pipe Insulation ¦ SCE ¦ All | Electric Water Heater Pipe Insulation | 0.051246 | 1 | 0.10579 | Guidehouse 2021 Assumption | 0 | 0 | 1
IQ-WATERHEAT-09.4 | Income Qualified ¦ No Electric Water Heater Pipe and Tank Insulation ¦ SCE ¦ All | Income Qualified ¦ No Electric Water Heater Pipe and Tank Insulation | SCE ¦ All | SCE | All | Electric | No Pipe Wrap | Average Existing and Code |  |  | 0 | Conventional | WaterHeat | Income Qualified - Multi Family IQ | Income Qualified | RET Only | 0 | Residential Households | Home | 8 | DEER:Res_ClothesDishWasher | 0 | 0 | 0 | Base | 0 | 2024 | 0 | 2024 | 0 | 0 | Base | Electric Water Heater Pipe Insulation ¦ SCE ¦ All | Electric Water Heater Pipe Insulation | 0.12863 | 1 | 0.89421 | Guidehouse 2021 Assumption | 0 | 0 | 1
IQ-WATERHEAT-10.4 | Income Qualified ¦ Efficient Electric Water Heater Pipe and Tank Insulation ¦ SCE ¦ All | Income Qualified ¦ Efficient Electric Water Heater Pipe and Tank Insulation | SCE ¦ All | SCE | All | Electric | Pipe Insulation Wrap | Efficient |  |  | 0 | Conventional | WaterHeat | Income Qualified - Multi Family IQ | Income Qualified | RET Only | 0 | Residential Households | Home | 8 | DEER:Res_ClothesDishWasher | -56.571 | -0.0058745 | 0 | SCE IOU Monthly report | 116.67 | 2024 | 0 | 2024 | 0 | 0 | SCE IOU Monthly report | Electric Water Heater Pipe Insulation ¦ SCE ¦ All | Electric Water Heater Pipe Insulation | 0.12863 | 1 | 0.10579 | Guidehouse 2021 Assumption | 0 | 0 | 1
IQ-WATERHEAT-09.5 | Income Qualified ¦ No Electric Water Heater Pipe and Tank Insulation ¦ SDG&E ¦ All | Income Qualified ¦ No Electric Water Heater Pipe and Tank Insulation | SDG&E ¦ All | SDG&E | All | Electric | No Pipe Wrap | Average Existing and Code |  |  | 0 | Conventional | WaterHeat | Income Qualified - Single Family IQ | Income Qualified | RET Only | 0 | Residential Households | Home | 8 | DEER:Res_ClothesDishWasher | 0 | 0 | 0 | Base | 0 | 2024 | 0 | 2024 | 0 | 0 | Base | Electric Water Heater Pipe Insulation ¦ SDG&E ¦ All | Electric Water Heater Pipe Insulation | 0.051246 | 1 | 0.89421 | Guidehouse 2021 Assumption | 0 | 0 | 1
IQ-WATERHEAT-10.5 | Income Qualified ¦ Efficient Electric Water Heater Pipe and Tank Insulation ¦ SDG&E ¦ All | Income Qualified ¦ Efficient Electric Water Heater Pipe and Tank Insulation | SDG&E ¦ All | SDG&E | All | Electric | Pipe Insulation Wrap | Efficient |  |  | 0 | Conventional | WaterHeat | Income Qualified - Single Family IQ | Income Qualified | RET Only | 0 | Residential Households | Home | 8 | DEER:Res_ClothesDishWasher | -109.45 | -0.0115 | -1.0155 | Average PG&E and SCE | 71.325 | 2024 | 0 | 2024 | 0 | 0 | Average PG&E and SCE | Electric Water Heater Pipe Insulation ¦ SDG&E ¦ All | Electric Water Heater Pipe Insulation | 0.051246 | 1 | 0.10579 | Guidehouse 2021 Assumption | 0 | 0 | 1
IQ-WATERHEAT-09.6 | Income Qualified ¦ No Electric Water Heater Pipe and Tank Insulation ¦ SDG&E ¦ All | Income Qualified ¦ No Electric Water Heater Pipe and Tank Insulation | SDG&E ¦ All | SDG&E | All | Electric | No Pipe Wrap | Average Existing and Code |  |  | 0 | Conventional | WaterHeat | Income Qualified - Multi Family IQ | Income Qualified | RET Only | 0 | Residential Households | Home | 8 | DEER:Res_ClothesDishWasher | 0 | 0 | 0 | Base | 0 | 2024 | 0 | 2024 | 0 | 0 | Base | Electric Water Heater Pipe Insulation ¦ SDG&E ¦ All | Electric Water Heater Pipe Insulation | 0.12863 | 1 | 0.89421 | Guidehouse 2021 Assumption | 0 | 0 | 1
IQ-WATERHEAT-10.6 | Income Qualified ¦ Efficient Electric Water Heater Pipe and Tank Insulation ¦ SDG&E ¦ All | Income Qualified ¦ Efficient Electric Water Heater Pipe and Tank Insulation | SDG&E ¦ All | SDG&E | All | Electric | Pipe Insulation Wrap | Efficient |  |  | 0 | Conventional | WaterHeat | Income Qualified - Multi Family IQ | Income Qualified | RET Only | 0 | Residential Households | Home | 8 | DEER:Res_ClothesDishWasher | -109.45 | -0.0115 | -1.0155 | Average PG&E and SCE | 71.325 | 2024 | 0 | 2024 | 0 | 0 | Average PG&E and SCE | Electric Water Heater Pipe Insulation ¦ SDG&E ¦ All | Electric Water Heater Pipe Insulation | 0.12863 | 1 | 0.10579 | Guidehouse 2021 Assumption | 0 | 0 | 1
IQ-WATERHEAT-11.1 | Income Qualified ¦ No Electric Faucet Aerator ¦ PG&E ¦ All | Income Qualified ¦ No Electric Faucet Aerator | PG&E ¦ All | PG&E | All | Electric | Faucet Aerator | Average Existing and Code |  |  | 0 | Conventional | WaterHeat | Income Qualified - Single Family IQ | Income Qualified | RET Only | 0 | Residential Households | Each | 10 | DEER:Res_ClothesDishWasher | 0 | 0 | 0 | Base | 0 | 2024 | 0 | 2024 | 0 | 0 | Base | Electric Faucet Aerators ¦ PG&E ¦ All | Electric Faucet Aerators | 0.050822 | 1 | 0.48463 | RASS 2019 | 0 | 0 | 1
IQ-WATERHEAT-12.1 | Income Qualified ¦ Efficient Electric Faucet Aerators ¦ PG&E ¦ All | Income Qualified ¦ Efficient Electric Faucet Aerators | PG&E ¦ All | PG&E | All | Electric | Faucet Aerator | Efficient |  |  | 0 | Conventional | WaterHeat | Income Qualified - Single Family IQ | Income Qualified | RET Only | 0 | Residential Households | Each | 10 | DEER:Res_ClothesDishWasher | -51.5312 | -0.010462 | -2.2406 | 2024 SDG&E Data request | 23.27 | 2024 | 0 | 2024 | 0 | 0 | 2024 PGE data request | Electric Faucet Aerators ¦ PG&E ¦ All | Electric Faucet Aerators | 0.050822 | 1 | 0.51537 | RASS 2019 | 0 | 0 | 1
IQ-WATERHEAT-11.2 | Income Qualified ¦ No Electric Faucet Aerator ¦ PG&E ¦ All | Income Qualified ¦ No Electric Faucet Aerator | PG&E ¦ All | PG&E | All | Electric | Faucet Aerator | Average Existing and Code |  |  | 0 | Conventional | WaterHeat | Income Qualified - Multi Family IQ | Income Qualified | RET Only | 0 | Residential Households | Each | 10 | DEER:Res_ClothesDishWasher | 0 | 0 | 0 | Base | 0 | 2024 | 0 | 2024 | 0 | 0 | Base | Electric Faucet Aerators ¦ PG&E ¦ All | Electric Faucet Aerators | 0.1237 | 1 | 0.69242 | RASS 2019 | 0 | 0 | 1
IQ-WATERHEAT-12.2 | Income Qualified ¦ Efficient Electric Faucet Aerators ¦ PG&E ¦ All | Income Qualified ¦ Efficient Electric Faucet Aerators | PG&E ¦ All | PG&E | All | Electric | Faucet Aerator | Efficient |  |  | 0 | Conventional | WaterHeat | Income Qualified - Multi Family IQ | Income Qualified | RET Only | 0 | Residential Households | Each | 10 | DEER:Res_ClothesDishWasher | -51.5312 | -0.010462 | -2.2406 | 2024 SDG&E Data request | 23.27 | 2024 | 0 | 2024 | 0 | 0 | 2024 PGE data request | Electric Faucet Aerators ¦ PG&E ¦ All | Electric Faucet Aerators | 0.1237 | 1 | 0.30758 | RASS 2019 | 0 | 0 | 1
IQ-WATERHEAT-11.3 | Income Qualified ¦ No Electric Faucet Aerator ¦ SCE ¦ All | Income Qualified ¦ No Electric Faucet Aerator | SCE ¦ All | SCE | All | Electric | Faucet Aerator | Average Existing and Code |  |  | 0 | Conventional | WaterHeat | Income Qualified - Single Family IQ | Income Qualified | RET Only | 0 | Residential Households | Each | 10 | DEER:Res_ClothesDishWasher | 0 | 0 | 0 | Base | 0 | 2024 | 0 | 2024 | 0 | 0 | Base | Electric Faucet Aerators ¦ SCE ¦ All | Electric Faucet Aerators | 0.050822 | 1 | 0.48463 | RASS 2019 | 0 | 0 | 1
IQ-WATERHEAT-12.3 | Income Qualified ¦ Efficient Electric Faucet Aerators ¦ SCE ¦ All | Income Qualified ¦ Efficient Electric Faucet Aerators | SCE ¦ All | SCE | All | Electric | Faucet Aerator | Efficient |  |  | 0 | Conventional | WaterHeat | Income Qualified - Single Family IQ | Income Qualified | RET Only | 0 | Residential Households | Each | 10 | DEER:Res_ClothesDishWasher | -51.5312 | -0.010462 | -2.2406 | 2024 SDG&E Data request | 23.27 | 2024 | 0 | 2024 | 0 | 0 | 2024 PGE data request | Electric Faucet Aerators ¦ SCE ¦ All | Electric Faucet Aerators | 0.050822 | 1 | 0.51537 | RASS 2019 | 0 | 0 | 1
IQ-WATERHEAT-11.4 | Income Qualified ¦ No Electric Faucet Aerator ¦ SCE ¦ All | Income Qualified ¦ No Electric Faucet Aerator | SCE ¦ All | SCE | All | Electric | Faucet Aerator | Average Existing and Code |  |  | 0 | Conventional | WaterHeat | Income Qualified - Multi Family IQ | Income Qualified | RET Only | 0 | Residential Households | Each | 10 | DEER:Res_ClothesDishWasher | 0 | 0 | 0 | Base | 0 | 2024 | 0 | 2024 | 0 | 0 | Base | Electric Faucet Aerators ¦ SCE ¦ All | Electric Faucet Aerators | 0.1237 | 1 | 0.69242 | RASS 2019 | 0 | 0 | 1
IQ-WATERHEAT-12.4 | Income Qualified ¦ Efficient Electric Faucet Aerators ¦ SCE ¦ All | Income Qualified ¦ Efficient Electric Faucet Aerators | SCE ¦ All | SCE | All | Electric | Faucet Aerator | Efficient |  |  | 0 | Conventional | WaterHeat | Income Qualified - Multi Family IQ | Income Qualified | RET Only | 0 | Residential Households | Each | 10 | DEER:Res_ClothesDishWasher | -51.5312 | -0.010462 | -2.2406 | 2024 SDG&E Data request | 23.27 | 2024 | 0 | 2024 | 0 | 0 | 2024 PGE data request | Electric Faucet Aerators ¦ SCE ¦ All | Electric Faucet Aerators | 0.1237 | 1 | 0.30758 | RASS 2019 | 0 | 0 | 1
IQ-WATERHEAT-11.5 | Income Qualified ¦ No Electric Faucet Aerator ¦ SDG&E ¦ All | Income Qualified ¦ No Electric Faucet Aerator | SDG&E ¦ All | SDG&E | All | Electric | Faucet Aerator | Average Existing and Code |  |  | 0 | Conventional | WaterHeat | Income Qualified - Single Family IQ | Income Qualified | RET Only | 0 | Residential Households | Each | 10 | DEER:Res_ClothesDishWasher | 0 | 0 | 0 | Base | 0 | 2024 | 0 | 2024 | 0 | 0 | Base | Electric Faucet Aerators ¦ SDG&E ¦ All | Electric Faucet Aerators | 0.050822 | 1 | 0.48463 | RASS 2019 | 0 | 0 | 1
IQ-WATERHEAT-12.5 | Income Qualified ¦ Efficient Electric Faucet Aerators ¦ SDG&E ¦ All | Income Qualified ¦ Efficient Electric Faucet Aerators | SDG&E ¦ All | SDG&E | All | Electric | Faucet Aerator | Efficient |  |  | 0 | Conventional | WaterHeat | Income Qualified - Single Family IQ | Income Qualified | RET Only | 0 | Residential Households | Each | 10 | DEER:Res_ClothesDishWasher | -51.5312 | -0.010462 | -2.2406 | 2024 SDG&E Data request | 23.27 | 2024 | 0 | 2024 | 0 | 0 | 2024 PGE data request | Electric Faucet Aerators ¦ SDG&E ¦ All | Electric Faucet Aerators | 0.050822 | 1 | 0.51537 | RASS 2019 | 0 | 0 | 1
IQ-WATERHEAT-11.6 | Income Qualified ¦ No Electric Faucet Aerator ¦ SDG&E ¦ All | Income Qualified ¦ No Electric Faucet Aerator | SDG&E ¦ All | SDG&E | All | Electric | Faucet Aerator | Average Existing and Code |  |  | 0 | Conventional | WaterHeat | Income Qualified - Multi Family IQ | Income Qualified | RET Only | 0 | Residential Households | Each | 10 | DEER:Res_ClothesDishWasher | 0 | 0 | 0 | Base | 0 | 2024 | 0 | 2024 | 0 | 0 | Base | Electric Faucet Aerators ¦ SDG&E ¦ All | Electric Faucet Aerators | 0.1237 | 1 | 0.69242 | RASS 2019 | 0 | 0 | 1
IQ-WATERHEAT-12.6 | Income Qualified ¦ Efficient Electric Faucet Aerators ¦ SDG&E ¦ All | Income Qualified ¦ Efficient Electric Faucet Aerators | SDG&E ¦ All | SDG&E | All | Electric | Faucet Aerator | Efficient |  |  | 0 | Conventional | WaterHeat | Income Qualified - Multi Family IQ | Income Qualified | RET Only | 0 | Residential Households | Each | 10 | DEER:Res_ClothesDishWasher | -51.5312 | -0.010462 | -2.2406 | 2024 SDG&E Data request | 23.27 | 2024 | 0 | 2024 | 0 | 0 | 2024 PGE data request | Electric Faucet Aerators ¦ SDG&E ¦ All | Electric Faucet Aerators | 0.1237 | 1 | 0.30758 | RASS 2019 | 0 | 0 | 1
IQ-WATERHEAT-13.1 | Income Qualified ¦ No Gas Low‐Flow Showerhead or Combined Showerhead TSV ¦ PG&E ¦ All | Income Qualified ¦ No Gas Low‐Flow Showerhead or Combined Showerhead TSV | PG&E ¦ All | PG&E | All | Gas | Low Flow Showerhead/Combined Showerhead | Average Existing and Code |  |  | 0 | Conventional | WaterHeat | Income Qualified - Single Family IQ | Income Qualified | RET Only | 0 | Residential Households | Each | 10 | DEER:Res_ClothesDishWasher | 0 | 0 | 0 | Base | 0 | 2024 | 0 | 2024 | 0 | 0 | Base | Gas Low‐Flow Showerhead or Combined Showerhead TSV ¦ PG&E ¦ All | Gas Low‐Flow Showerhead or Combined Showerhead TSV | 0.89845 | 1 | 0.26256 | RASS 2019 | 0 | 0 | 1
IQ-WATERHEAT-14.1 | Income Qualified ¦ Efficient Gas Low‐Flow Showerhead or Combined Showerhead TSV ¦ PG&E ¦ All | Income Qualified ¦ Efficient Gas Low‐Flow Showerhead or Combined Showerhead TSV | PG&E ¦ All | PG&E | All | Gas | Low Flow Showerhead/Combined Showerhead | Efficient |  |  | 0 | Conventional | WaterHeat | Income Qualified - Single Family IQ | Income Qualified | RET Only | 0 | Residential Households | Each | 10 | DEER:Res_ClothesDishWasher | 10 | 0 | -7.0025 | SDG&E Data Request 2024 | 27.0125 | 2024 | 0 | 2024 | 0 | 0 | SDG&E Data Request 2024 | Gas Low‐Flow Showerhead or Combined Showerhead TSV ¦ PG&E ¦ All | Gas Low‐Flow Showerhead or Combined Showerhead TSV | 0.89845 | 1 | 0.73744 | RASS 2019 | 0 | 0 | 1
IQ-WATERHEAT-13.2 | Income Qualified ¦ No Gas Low‐Flow Showerhead or Combined Showerhead TSV ¦ PG&E ¦ All | Income Qualified ¦ No Gas Low‐Flow Showerhead or Combined Showerhead TSV | PG&E ¦ All | PG&E | All | Gas | Low Flow Showerhead/Combined Showerhead | Average Existing and Code |  |  | 0 | Conventional | WaterHeat | Income Qualified - Multi Family IQ | Income Qualified | RET Only | 0 | Residential Households | Each | 10 | DEER:Res_ClothesDishWasher | 0 | 0 | 0 | SDG&E data request 2024 | 0 | 2024 | 0 | 2024 | 0 | 0 | Base | Gas Low‐Flow Showerhead or Combined Showerhead TSV ¦ PG&E ¦ All | Gas Low‐Flow Showerhead or Combined Showerhead TSV | 0.82769 | 1 | 0.28174 | RASS 2019 | 0 | 0 | 1
IQ-WATERHEAT-14.2 | Income Qualified ¦ Efficient Gas Low‐Flow Showerhead or Combined Showerhead TSV ¦ PG&E ¦ All | Income Qualified ¦ Efficient Gas Low‐Flow Showerhead or Combined Showerhead TSV | PG&E ¦ All | PG&E | All | Gas | Low Flow Showerhead/Combined Showerhead | Efficient |  |  | 0 | Conventional | WaterHeat | Income Qualified - Multi Family IQ | Income Qualified | RET Only | 0 | Residential Households | Each | 10 | DEER:Res_ClothesDishWasher | 10 | 0 | -7.772 | SDG&E data request 2024 | 27.0125 | 2024 | 0 | 2024 | 0 | 0 | SDG&E Data Request 2024 | Gas Low‐Flow Showerhead or Combined Showerhead TSV ¦ PG&E ¦ All | Gas Low‐Flow Showerhead or Combined Showerhead TSV | 0.82769 | 1 | 0.71826 | RASS 2019 | 0 | 0 | 1
IQ-WATERHEAT-13.3 | Income Qualified ¦ No Gas Low‐Flow Showerhead or Combined Showerhead TSV ¦ SCG ¦ All | Income Qualified ¦ No Gas Low‐Flow Showerhead or Combined Showerhead TSV | SCG ¦ All | SCG | All | Gas | Low Flow Showerhead/Combined Showerhead | Average Existing and Code |  |  | 0 | Conventional | WaterHeat | Income Qualified - Single Family IQ | Income Qualified | RET Only | 0 | Residential Households | Each | 10 | DEER:Res_ClothesDishWasher | 0 | 0 | 0 | Base | 0 | 2024 | 0 | 2024 | 0 | 0 | Base | Gas Low‐Flow Showerhead or Combined Showerhead TSV ¦ SCG ¦ All | Gas Low‐Flow Showerhead or Combined Showerhead TSV | 0.89845 | 1 | 0.26256 | RASS 2019 | 0 | 0 | 1
IQ-WATERHEAT-14.3 | Income Qualified ¦ Efficient Gas Low‐Flow Showerhead or Combined Showerhead TSV ¦ SCG ¦ All | Income Qualified ¦ Efficient Gas Low‐Flow Showerhead or Combined Showerhead TSV | SCG ¦ All | SCG | All | Gas | Low Flow Showerhead/Combined Showerhead | Efficient |  |  | 0 | Conventional | WaterHeat | Income Qualified - Single Family IQ | Income Qualified | RET Only | 0 | Residential Households | Each | 10 | DEER:Res_ClothesDishWasher | 0 | 0 | -1.63 | SCG ESA Annual Report 2023 | 51.37 | 2024 | 0 | 2024 | 0 | 0 | SCG Data Request 2024 | Gas Low‐Flow Showerhead or Combined Showerhead TSV ¦ SCG ¦ All | Gas Low‐Flow Showerhead or Combined Showerhead TSV | 0.89845 | 1 | 0.73744 | RASS 2019 | 0 | 0 | 1
IQ-WATERHEAT-13.4 | Income Qualified ¦ No Gas Low‐Flow Showerhead or Combined Showerhead TSV ¦ SCG ¦ All | Income Qualified ¦ No Gas Low‐Flow Showerhead or Combined Showerhead TSV | SCG ¦ All | SCG | All | Gas | Low Flow Showerhead/Combined Showerhead | Average Existing and Code |  |  | 0 | Conventional | WaterHeat | Income Qualified - Multi Family IQ | Income Qualified | RET Only | 0 | Residential Households | Each | 10 | DEER:Res_ClothesDishWasher | 0 | 0 | 0 | SCG ESA Annual Report 2023 | 0 | 2024 | 0 | 2024 | 0 | 0 | Base | Gas Low‐Flow Showerhead or Combined Showerhead TSV ¦ SCG ¦ All | Gas Low‐Flow Showerhead or Combined Showerhead TSV | 0.82769 | 1 | 0.28174 | RASS 2019 | 0 | 0 | 1
IQ-WATERHEAT-14.4 | Income Qualified ¦ Efficient Gas Low‐Flow Showerhead or Combined Showerhead TSV ¦ SCG ¦ All | Income Qualified ¦ Efficient Gas Low‐Flow Showerhead or Combined Showerhead TSV | SCG ¦ All | SCG | All | Gas | Low Flow Showerhead/Combined Showerhead | Efficient |  |  | 0 | Conventional | WaterHeat | Income Qualified - Multi Family IQ | Income Qualified | RET Only | 0 | Residential Households | Each | 10 | DEER:Res_ClothesDishWasher | 0 | 0 | -1.63 | SCG ESA Annual Report 2023 | 51.37 | 2024 | 0 | 2024 | 0 | 0 | SCG Data Request 2024 | Gas Low‐Flow Showerhead or Combined Showerhead TSV ¦ SCG ¦ All | Gas Low‐Flow Showerhead or Combined Showerhead TSV | 0.82769 | 1 | 0.71826 | RASS 2019 | 0 | 0 | 1
IQ-WATERHEAT-13.5 | Income Qualified ¦ No Gas Low‐Flow Showerhead or Combined Showerhead TSV ¦ SDG&E ¦ All | Income Qualified ¦ No Gas Low‐Flow Showerhead or Combined Showerhead TSV | SDG&E ¦ All | SDG&E | All | Gas | Low Flow Showerhead/Combined Showerhead | Average Existing and Code |  |  | 0 | Conventional | WaterHeat | Income Qualified - Single Family IQ | Income Qualified | RET Only | 0 | Residential Households | Each | 10 | DEER:Res_ClothesDishWasher | 0 | 0 | 0 | Base | 0 | 2024 | 0 | 2024 | 0 | 0 | Base | Gas Low‐Flow Showerhead or Combined Showerhead TSV ¦ SDG&E ¦ All | Gas Low‐Flow Showerhead or Combined Showerhead TSV | 0.89845 | 1 | 0.26256 | RASS 2019 | 0 | 0 | 1
IQ-WATERHEAT-14.5 | Income Qualified ¦ Efficient Gas Low‐Flow Showerhead or Combined Showerhead TSV ¦ SDG&E ¦ All | Income Qualified ¦ Efficient Gas Low‐Flow Showerhead or Combined Showerhead TSV | SDG&E ¦ All | SDG&E | All | Gas | Low Flow Showerhead/Combined Showerhead | Efficient |  |  | 0 | Conventional | WaterHeat | Income Qualified - Single Family IQ | Income Qualified | RET Only | 0 | Residential Households | Each | 10 | DEER:Res_ClothesDishWasher | 10 | 0 | -7.0025 | SDG&E Data Request 2024 | 27.0125 | 2024 | 0 | 2024 | 0 | 0 | SDG&E Data Request 2024 | Gas Low‐Flow Showerhead or Combined Showerhead TSV ¦ SDG&E ¦ All | Gas Low‐Flow Showerhead or Combined Showerhead TSV | 0.89845 | 1 | 0.73744 | RASS 2019 | 0 | 0 | 1
IQ-WATERHEAT-13.6 | Income Qualified ¦ No Gas Low‐Flow Showerhead or Combined Showerhead TSV ¦ SDG&E ¦ All | Income Qualified ¦ No Gas Low‐Flow Showerhead or Combined Showerhead TSV | SDG&E ¦ All | SDG&E | All | Gas | Low Flow Showerhead/Combined Showerhead | Average Existing and Code |  |  | 0 | Conventional | WaterHeat | Income Qualified - Multi Family IQ | Income Qualified | RET Only | 0 | Residential Households | Each | 10 | DEER:Res_ClothesDishWasher | 0 | 0 | 0 | SDG&E data request 2024 | 0 | 2024 | 0 | 2024 | 0 | 0 | Base | Gas Low‐Flow Showerhead or Combined Showerhead TSV ¦ SDG&E ¦ All | Gas Low‐Flow Showerhead or Combined Showerhead TSV | 0.82769 | 1 | 0.28174 | RASS 2019 | 0 | 0 | 1
IQ-WATERHEAT-14.6 | Income Qualified ¦ Efficient Gas Low‐Flow Showerhead or Combined Showerhead TSV ¦ SDG&E ¦ All | Income Qualified ¦ Efficient Gas Low‐Flow Showerhead or Combined Showerhead TSV | SDG&E ¦ All | SDG&E | All | Gas | Low Flow Showerhead/Combined Showerhead | Efficient |  |  | 0 | Conventional | WaterHeat | Income Qualified - Multi Family IQ | Income Qualified | RET Only | 0 | Residential Households | Each | 10 | DEER:Res_ClothesDishWasher | 10 | 0 | -7.772 | SDG&E data request 2024 | 27.0125 | 2024 | 0 | 2024 | 0 | 0 | SDG&E Data Request 2024 | Gas Low‐Flow Showerhead or Combined Showerhead TSV ¦ SDG&E ¦ All | Gas Low‐Flow Showerhead or Combined Showerhead TSV | 0.82769 | 1 | 0.71826 | RASS 2019 | 0 | 0 | 1
IQ-WATERHEAT-15.1 | Income Qualified ¦ No Gas Other Hot Water ¦ PG&E ¦ All | Income Qualified ¦ No Gas Other Hot Water | PG&E ¦ All | PG&E | All | Gas | Gas Other Hot Water | Average Existing and Code |  |  | 0 | Conventional | WaterHeat | Income Qualified - Single Family IQ | Income Qualified | RET Only | 0 | Residential Households | Each | 10 | DEER:Res_ClothesDishWasher | 0 | 0 | 0 | Base | 0 | 2024 | 0 | 2024 | 0 | 0 | Base | Gas Other Hot Water ¦ PG&E ¦ All | Gas Other Hot Water | 0.90232 | 1 | 0.49751 | RASS 2019 | 0 | 0 | 1
IQ-WATERHEAT-16.1 | Income Qualified ¦ Efficient Gas Other Hot Water ¦ PG&E ¦ All | Income Qualified ¦ Efficient Gas Other Hot Water | PG&E ¦ All | PG&E | All | Gas | Gas Other Hot Water | Efficient |  |  | 0 | Conventional | WaterHeat | Income Qualified - Single Family IQ | Income Qualified | RET Only | 0 | Residential Households | Aerator | 8 | DEER:Res_ClothesDishWasher | -40.2463 | -0.005694 | -36.2822 | PG&E Data Request 2024 | 39.83 | 2024 | 0 | 2024 | 0 | 0 | PG&E Data Request 2024 | Gas Other Hot Water ¦ PG&E ¦ All | Gas Other Hot Water | 0.90232 | 1 | 0.50249 | RASS 2019 | 0 | 0 | 1
IQ-WATERHEAT-15.2 | Income Qualified ¦ No Gas Other Hot Water ¦ PG&E ¦ All | Income Qualified ¦ No Gas Other Hot Water | PG&E ¦ All | PG&E | All | Gas | Gas Other Hot Water | Average Existing and Code |  |  | 0 | Conventional | WaterHeat | Income Qualified - Multi Family IQ | Income Qualified | RET Only | 0 | Residential Households | Each | 10 | DEER:Res_ClothesDishWasher | 0 | 0 | 0 | Base | 0 | 2024 | 0 | 2024 | 0 | 0 | Base | Gas Other Hot Water ¦ PG&E ¦ All | Gas Other Hot Water | 0.7989 | 1 | 0.56431 | RASS 2019 | 0 | 0 | 1
IQ-WATERHEAT-16.2 | Income Qualified ¦ Efficient Gas Other Hot Water ¦ PG&E ¦ All | Income Qualified ¦ Efficient Gas Other Hot Water | PG&E ¦ All | PG&E | All | Gas | Gas Other Hot Water | Efficient |  |  | 0 | Conventional | WaterHeat | Income Qualified - Multi Family IQ | Income Qualified | RET Only | 0 | Residential Households | Aerator | 8 | DEER:Res_ClothesDishWasher | -40.2463 | -0.005694 | -36.2822 | PG&E Data Request 2024 | 39.83 | 2024 | 0 | 2024 | 0 | 0 | PG&E Data Request 2024 | Gas Other Hot Water ¦ PG&E ¦ All | Gas Other Hot Water | 0.7989 | 1 | 0.43569 | RASS 2019 | 0 | 0 | 1
IQ-WATERHEAT-15.3 | Income Qualified ¦ No Gas Other Hot Water ¦ SCG ¦ All | Income Qualified ¦ No Gas Other Hot Water | SCG ¦ All | SCG | All | Gas | Gas Other Hot Water | Average Existing and Code |  |  | 0 | Conventional | WaterHeat | Income Qualified - Single Family IQ | Income Qualified | RET Only | 0 | Residential Households | Each | 10 | DEER:Res_ClothesDishWasher | 0 | 0 | 0 | Base | 0 | 2024 | 0 | 2024 | 0 | 0 | Base | Gas Other Hot Water ¦ SCG ¦ All | Gas Other Hot Water | 0.90232 | 1 | 0.49751 | RASS 2019 | 0 | 0 | 1
IQ-WATERHEAT-16.3 | Income Qualified ¦ Efficient Gas Other Hot Water ¦ SCG ¦ All | Income Qualified ¦ Efficient Gas Other Hot Water | SCG ¦ All | SCG | All | Gas | Gas Other Hot Water | Efficient |  |  | 0 | Conventional | WaterHeat | Income Qualified - Single Family IQ | Income Qualified | RET Only | 0 | Residential Households | Each | 10 | DEER:Res_ClothesDishWasher | 0 | 0 | -3.16 | SCG ESA Annual Report 2023 | 22.8867 | 2024 | 0 | 2024 | 0 | 0 | SCG Data Request 2024 | Gas Other Hot Water ¦ SCG ¦ All | Gas Other Hot Water | 0.90232 | 1 | 0.50249 | RASS 2019 | 0 | 0 | 1
IQ-WATERHEAT-15.4 | Income Qualified ¦ No Gas Other Hot Water ¦ SCG ¦ All | Income Qualified ¦ No Gas Other Hot Water | SCG ¦ All | SCG | All | Gas | Gas Other Hot Water | Average Existing and Code |  |  | 0 | Conventional | WaterHeat | Income Qualified - Multi Family IQ | Income Qualified | RET Only | 0 | Residential Households | Each | 10 | DEER:Res_ClothesDishWasher | 0 | 0 | 0 | Base | 0 | 2024 | 0 | 2024 | 0 | 0 | Base | Gas Other Hot Water ¦ SCG ¦ All | Gas Other Hot Water | 0.7989 | 1 | 0.56431 | RASS 2019 | 0 | 0 | 1
IQ-WATERHEAT-16.4 | Income Qualified ¦ Efficient Gas Other Hot Water ¦ SCG ¦ All | Income Qualified ¦ Efficient Gas Other Hot Water | SCG ¦ All | SCG | All | Gas | Gas Other Hot Water | Efficient |  |  | 0 | Conventional | WaterHeat | Income Qualified - Multi Family IQ | Income Qualified | RET Only | 0 | Residential Households | Each | 10 | DEER:Res_ClothesDishWasher | 0 | 0 | -3.16 | SCG ESA Annual Report 2023 | 22.8867 | 2024 | 0 | 2024 | 0 | 0 | SCG Data Request 2024 | Gas Other Hot Water ¦ SCG ¦ All | Gas Other Hot Water | 0.7989 | 1 | 0.43569 | RASS 2019 | 0 | 0 | 1
IQ-WATERHEAT-15.5 | Income Qualified ¦ No Gas Other Hot Water ¦ SDG&E ¦ All | Income Qualified ¦ No Gas Other Hot Water | SDG&E ¦ All | SDG&E | All | Gas | Gas Other Hot Water | Average Existing and Code |  |  | 0 | Conventional | WaterHeat | Income Qualified - Single Family IQ | Income Qualified | RET Only | 0 | Residential Households | Each | 10 | DEER:Res_ClothesDishWasher | 0 | 0 | 0 | Base | 0 | 2024 | 0 | 2024 | 0 | 0 | Base | Gas Other Hot Water ¦ SDG&E ¦ All | Gas Other Hot Water | 0.90232 | 1 | 0.49751 | RASS 2019 | 0 | 0 | 1
IQ-WATERHEAT-16.5 | Income Qualified ¦ Efficient Gas Other Hot Water ¦ SDG&E ¦ All | Income Qualified ¦ Efficient Gas Other Hot Water | SDG&E ¦ All | SDG&E | All | Gas | Gas Other Hot Water | Efficient |  |  | 0 | Conventional | WaterHeat | Income Qualified - Single Family IQ | Income Qualified | RET Only | 0 | Residential Households | Each | 8 | DEER:Res_ClothesDishWasher | -40.2463 | -0.005694 | -36.2822 | PG&E Data Request 2024 | 39.83 | 2024 | 0 | 2024 | 0 | 0 | PG&E Data Request 2024 | Gas Other Hot Water ¦ SDG&E ¦ All | Gas Other Hot Water | 0.90232 | 1 | 0.50249 | RASS 2019 | 0 | 0 | 1
IQ-WATERHEAT-15.6 | Income Qualified ¦ No Gas Other Hot Water ¦ SDG&E ¦ All | Income Qualified ¦ No Gas Other Hot Water | SDG&E ¦ All | SDG&E | All | Gas | Gas Other Hot Water | Average Existing and Code |  |  | 0 | Conventional | WaterHeat | Income Qualified - Multi Family IQ | Income Qualified | RET Only | 0 | Residential Households | Each | 10 | DEER:Res_ClothesDishWasher | 0 | 0 | 0 | Base | 0 | 2024 | 0 | 2024 | 0 | 0 | Base | Gas Other Hot Water ¦ SDG&E ¦ All | Gas Other Hot Water | 0.7989 | 1 | 0.56431 | RASS 2019 | 0 | 0 | 1
IQ-WATERHEAT-16.6 | Income Qualified ¦ Efficient Gas Other Hot Water ¦ SDG&E ¦ All | Income Qualified ¦ Efficient Gas Other Hot Water | SDG&E ¦ All | SDG&E | All | Gas | Gas Other Hot Water | Efficient |  |  | 0 | Conventional | WaterHeat | Income Qualified - Multi Family IQ | Income Qualified | RET Only | 0 | Residential Households | Each | 8 | DEER:Res_ClothesDishWasher | -40.2463 | -0.005694 | -36.2822 | PG&E Data Request 2024 | 39.83 | 2024 | 0 | 2024 | 0 | 0 | PG&E Data Request 2024 | Gas Other Hot Water ¦ SDG&E ¦ All | Gas Other Hot Water | 0.7989 | 1 | 0.43569 | RASS 2019 | 0 | 0 | 1
IQ-WATERHEAT-17.1 | Income Qualified ¦ No Gas Shower Valve ¦ PG&E ¦ All | Income Qualified ¦ No Gas Shower Valve | PG&E ¦ All | PG&E | All | Gas | Basic Showerhead and Valve | Average Existing and Code |  |  | 0 | Conventional | WaterHeat | Income Qualified - Single Family IQ | Income Qualified | RET Only | 0 | Residential Households | Each | 10 | DEER:Res_ClothesDishWasher | 0 | 0 | 0 | Base | 0 | 2022 | 0 | 2022 | 0 | 0 | Base | Gas Thermostatic Shower Valve ¦ PG&E ¦ All | Gas Thermostatic Shower Valve | 0.89845 | 1 | 0.26256 | MICS 2021 (RASS 2009; US Census 2010) | 0 | 0 | 1
IQ-WATERHEAT-18.1 | Income Qualified ¦ Efficient Gas Shower Valve ¦ PG&E ¦ All | Income Qualified ¦ Efficient Gas Shower Valve | PG&E ¦ All | PG&E | All | Gas | Low-Flow Showerhead and Thermostatic Valve | Efficient |  |  | 0 | Conventional | WaterHeat | Income Qualified - Single Family IQ | Income Qualified | RET Only | 0 | Residential Households | Each | 10 | DEER:Res_ClothesDishWasher | 0 | 0 | -2.965 | SDG&E Data Request 2024 | 46 | 2022 | 0 | 2022 | 0 | 0 | SDG&E ESA 2022 Measure | Gas Thermostatic Shower Valve ¦ PG&E ¦ All | Gas Thermostatic Shower Valve | 0.89845 | 1 | 0.73744 | MICS 2021 (RASS 2009; US Census 2010) | 0 | 0 | 1
IQ-WATERHEAT-17.2 | Income Qualified ¦ No Gas Shower Valve ¦ PG&E ¦ All | Income Qualified ¦ No Gas Shower Valve | PG&E ¦ All | PG&E | All | Gas | Basic Showerhead and Valve | Average Existing and Code |  |  | 0 | Conventional | WaterHeat | Income Qualified - Multi Family IQ | Income Qualified | RET Only | 0 | Residential Households | Each | 10 | DEER:Res_ClothesDishWasher | 0 | 0 | 0 | Base | 0 | 2022 | 0 | 2022 | 0 | 0 | Base | Gas Thermostatic Shower Valve ¦ PG&E ¦ All | Gas Thermostatic Shower Valve | 0.82769 | 1 | 0.28174 | MICS 2021 (RASS 2009; US Census 2010) | 0 | 0 | 1
IQ-WATERHEAT-18.2 | Income Qualified ¦ Efficient Gas Shower Valve ¦ PG&E ¦ All | Income Qualified ¦ Efficient Gas Shower Valve | PG&E ¦ All | PG&E | All | Gas | Low-Flow Showerhead and Thermostatic Valve | Efficient |  |  | 0 | Conventional | WaterHeat | Income Qualified - Multi Family IQ | Income Qualified | RET Only | 0 | Residential Households | Each | 10 | DEER:Res_ClothesDishWasher | 0 | 0 | -2.965 | SDG&E Data Request 2024 | 46 | 2022 | 0 | 2022 | 0 | 0 | SDG&E ESA 2022 Measure | Gas Thermostatic Shower Valve ¦ PG&E ¦ All | Gas Thermostatic Shower Valve | 0.82769 | 1 | 0.71826 | MICS 2021 (RASS 2009; US Census 2010) | 0 | 0 | 1
IQ-WATERHEAT-17.3 | Income Qualified ¦ No Gas Shower Valve ¦ SCG ¦ All | Income Qualified ¦ No Gas Shower Valve | SCG ¦ All | SCG | All | Gas | Basic Showerhead and Valve | Average Existing and Code |  |  | 0 | Conventional | WaterHeat | Income Qualified - Single Family IQ | Income Qualified | RET Only | 0 | Residential Households | Each | 10 | DEER:Res_ClothesDishWasher | 0 | 0 | 0 | Base | 0 | 2022 | 0 | 2022 | 0 | 0 | Base | Gas Thermostatic Shower Valve ¦ SCG ¦ All | Gas Thermostatic Shower Valve | 0.89845 | 1 | 0.26256 | MICS 2021 (RASS 2009; US Census 2010) | 0 | 0 | 1
IQ-WATERHEAT-18.3 | Income Qualified ¦ Efficient Gas Shower Valve ¦ SCG ¦ All | Income Qualified ¦ Efficient Gas Shower Valve | SCG ¦ All | SCG | All | Gas | Low-Flow Showerhead and Thermostatic Valve | Efficient |  |  | 0 | Conventional | WaterHeat | Income Qualified - Single Family IQ | Income Qualified | RET Only | 0 | Residential Households | Each | 10 | DEER:Res_ClothesDishWasher | 0 | 0 | -2.965 | SDG&E Data Request 2024 | 46 | 2022 | 0 | 2022 | 0 | 0 | SDG&E ESA 2022 Measure | Gas Thermostatic Shower Valve ¦ SCG ¦ All | Gas Thermostatic Shower Valve | 0.89845 | 1 | 0.73744 | MICS 2021 (RASS 2009; US Census 2010) | 0 | 0 | 1
IQ-WATERHEAT-17.4 | Income Qualified ¦ No Gas Shower Valve ¦ SCG ¦ All | Income Qualified ¦ No Gas Shower Valve | SCG ¦ All | SCG | All | Gas | Basic Showerhead and Valve | Average Existing and Code |  |  | 0 | Conventional | WaterHeat | Income Qualified - Multi Family IQ | Income Qualified | RET Only | 0 | Residential Households | Each | 10 | DEER:Res_ClothesDishWasher | 0 | 0 | 0 | Base | 0 | 2022 | 0 | 2022 | 0 | 0 | Base | Gas Thermostatic Shower Valve ¦ SCG ¦ All | Gas Thermostatic Shower Valve | 0.82769 | 1 | 0.28174 | MICS 2021 (RASS 2009; US Census 2010) | 0 | 0 | 1
IQ-WATERHEAT-18.4 | Income Qualified ¦ Efficient Gas Shower Valve ¦ SCG ¦ All | Income Qualified ¦ Efficient Gas Shower Valve | SCG ¦ All | SCG | All | Gas | Low-Flow Showerhead and Thermostatic Valve | Efficient |  |  | 0 | Conventional | WaterHeat | Income Qualified - Multi Family IQ | Income Qualified | RET Only | 0 | Residential Households | Each | 10 | DEER:Res_ClothesDishWasher | 0 | 0 | -2.965 | SDG&E Data Request 2024 | 46 | 2022 | 0 | 2022 | 0 | 0 | SDG&E ESA 2022 Measure | Gas Thermostatic Shower Valve ¦ SCG ¦ All | Gas Thermostatic Shower Valve | 0.82769 | 1 | 0.71826 | MICS 2021 (RASS 2009; US Census 2010) | 0 | 0 | 1
IQ-WATERHEAT-17.5 | Income Qualified ¦ No Gas Shower Valve ¦ SDG&E ¦ All | Income Qualified ¦ No Gas Shower Valve | SDG&E ¦ All | SDG&E | All | Gas | Basic Showerhead and Valve | Average Existing and Code |  |  | 0 | Conventional | WaterHeat | Income Qualified - Single Family IQ | Income Qualified | RET Only | 0 | Residential Households | Each | 10 | DEER:Res_ClothesDishWasher | 0 | 0 | 0 | Base | 0 | 2022 | 0 | 2022 | 0 | 0 | Base | Gas Thermostatic Shower Valve ¦ SDG&E ¦ All | Gas Thermostatic Shower Valve | 0.89845 | 1 | 0.26256 | MICS 2021 (RASS 2009; US Census 2010) | 0 | 0 | 1
IQ-WATERHEAT-18.5 | Income Qualified ¦ Efficient Gas Shower Valve ¦ SDG&E ¦ All | Income Qualified ¦ Efficient Gas Shower Valve | SDG&E ¦ All | SDG&E | All | Gas | Low-Flow Showerhead and Thermostatic Valve | Efficient |  |  | 0 | Conventional | WaterHeat | Income Qualified - Single Family IQ | Income Qualified | RET Only | 0 | Residential Households | Each | 10 | DEER:Res_ClothesDishWasher | 0 | 0 | -2.965 | SDG&E Data Request 2024 | 46 | 2022 | 0 | 2022 | 0 | 0 | SDG&E ESA 2022 Measure | Gas Thermostatic Shower Valve ¦ SDG&E ¦ All | Gas Thermostatic Shower Valve | 0.89845 | 1 | 0.73744 | MICS 2021 (RASS 2009; US Census 2010) | 0 | 0 | 1
IQ-WATERHEAT-17.6 | Income Qualified ¦ No Gas Shower Valve ¦ SDG&E ¦ All | Income Qualified ¦ No Gas Shower Valve | SDG&E ¦ All | SDG&E | All | Gas | Basic Showerhead and Valve | Average Existing and Code |  |  | 0 | Conventional | WaterHeat | Income Qualified - Multi Family IQ | Income Qualified | RET Only | 0 | Residential Households | Each | 10 | DEER:Res_ClothesDishWasher | 0 | 0 | 0 | Base | 0 | 2022 | 0 | 2022 | 0 | 0 | Base | Gas Thermostatic Shower Valve ¦ SDG&E ¦ All | Gas Thermostatic Shower Valve | 0.82769 | 1 | 0.28174 | MICS 2021 (RASS 2009; US Census 2010) | 0 | 0 | 1
IQ-WATERHEAT-18.6 | Income Qualified ¦ Efficient Gas Shower Valve ¦ SDG&E ¦ All | Income Qualified ¦ Efficient Gas Shower Valve | SDG&E ¦ All | SDG&E | All | Gas | Low-Flow Showerhead and Thermostatic Valve | Efficient |  |  | 0 | Conventional | WaterHeat | Income Qualified - Multi Family IQ | Income Qualified | RET Only | 0 | Residential Households | Each | 10 | DEER:Res_ClothesDishWasher | 0 | 0 | -2.965 | SDG&E Data Request 2024 | 46 | 2022 | 0 | 2022 | 0 | 0 | SDG&E ESA 2022 Measure | Gas Thermostatic Shower Valve ¦ SDG&E ¦ All | Gas Thermostatic Shower Valve | 0.82769 | 1 | 0.71826 | MICS 2021 (RASS 2009; US Census 2010) | 0 | 0 | 1
IQ-WATERHEAT-19.1 | Income Qualified ¦ No Gas Thermostatic Tub Spout / Tub diverter ¦ PG&E ¦ All | Income Qualified ¦ No Gas Thermostatic Tub Spout / Tub diverter | PG&E ¦ All | PG&E | All | Gas | Thermostatic Tub Spout/Tub Diverter | Average Existing and Code |  |  | 0 | Conventional | WaterHeat | Income Qualified - Single Family IQ | Income Qualified | RET Only | 0 | Residential Households | Home | 10 | DEER:Res_ClothesDishWasher | 0 | 0 | 0 | Base | 0 | 2022 | 0 | 2022 | 0 | 0 | Base | Gas Thermostatic Tub Spout / Tub diverter ¦ PG&E ¦ All | Gas Thermostatic Tub Spout / Tub diverter | 0.90232 | 1 | 0.49751 | MICS 2021 (RASS 2009; US Census 2010) | 0 | 0 | 1
IQ-WATERHEAT-20.1 | Income Qualified ¦ Efficient Gas Thermostatic Tub Spout / Tub diverter ¦ PG&E ¦ All | Income Qualified ¦ Efficient Gas Thermostatic Tub Spout / Tub diverter | PG&E ¦ All | PG&E | All | Gas | Thermostatic Tub Spout/Tub Diverter | Efficient |  |  | 0 | Conventional | WaterHeat | Income Qualified - Single Family IQ | Income Qualified | RET Only | 0 | Residential Households | Home | 10 | DEER:Res_ClothesDishWasher | 0 | 0 | -5.0773 | PG&E IOU Montly Report | 89 | 2022 | 0 | 2022 | 0 | 0 | PG&E IOU Montly Report 2022 | Gas Thermostatic Tub Spout / Tub diverter ¦ PG&E ¦ All | Gas Thermostatic Tub Spout / Tub diverter | 0.90232 | 1 | 0.50249 | MICS 2021 (RASS 2009; US Census 2010) | 0 | 0 | 1
IQ-WATERHEAT-19.2 | Income Qualified ¦ No Gas Thermostatic Tub Spout / Tub diverter ¦ PG&E ¦ All | Income Qualified ¦ No Gas Thermostatic Tub Spout / Tub diverter | PG&E ¦ All | PG&E | All | Gas | Thermostatic Tub Spout/Tub Diverter | Average Existing and Code |  |  | 0 | Conventional | WaterHeat | Income Qualified - Multi Family IQ | Income Qualified | RET Only | 0 | Residential Households | Home | 10 | DEER:Res_ClothesDishWasher | 0 | 0 | 0 | Base | 0 | 2022 | 0 | 2022 | 0 | 0 | Base | Gas Thermostatic Tub Spout / Tub diverter ¦ PG&E ¦ All | Gas Thermostatic Tub Spout / Tub diverter | 0.7989 | 1 | 0.56431 | MICS 2021 (RASS 2009; US Census 2010) | 0 | 0 | 1
IQ-WATERHEAT-20.2 | Income Qualified ¦ Efficient Gas Thermostatic Tub Spout / Tub diverter ¦ PG&E ¦ All | Income Qualified ¦ Efficient Gas Thermostatic Tub Spout / Tub diverter | PG&E ¦ All | PG&E | All | Gas | Thermostatic Tub Spout/Tub Diverter | Efficient |  |  | 0 | Conventional | WaterHeat | Income Qualified - Multi Family IQ | Income Qualified | RET Only | 0 | Residential Households | Home | 10 | DEER:Res_ClothesDishWasher | 0 | 0 | -7.835 | SDG&E Data Request 2024 | 141.69 | 2024 | 0 | 2024 | 0 | 0 | SDG&E Data Request 2024 | Gas Thermostatic Tub Spout / Tub diverter ¦ PG&E ¦ All | Gas Thermostatic Tub Spout / Tub diverter | 0.7989 | 1 | 0.43569 | MICS 2021 (RASS 2009; US Census 2010) | 0 | 0 | 1
IQ-WATERHEAT-19.3 | Income Qualified ¦ No Gas Thermostatic Tub Spout / Tub diverter ¦ SCG ¦ All | Income Qualified ¦ No Gas Thermostatic Tub Spout / Tub diverter | SCG ¦ All | SCG | All | Gas | Thermostatic Tub Spout/Tub Diverter | Average Existing and Code |  |  | 0 | Conventional | WaterHeat | Income Qualified - Single Family IQ | Income Qualified | RET Only | 0 | Residential Households | Home | 10 | DEER:Res_ClothesDishWasher | 0 | 0 | 0 | Base | 0 | 2022 | 0 | 2022 | 0 | 0 | Base | Gas Thermostatic Tub Spout / Tub diverter ¦ SCG ¦ All | Gas Thermostatic Tub Spout / Tub diverter | 0.90232 | 1 | 0.49751 | MICS 2021 (RASS 2009; US Census 2010) | 0 | 0 | 1
IQ-WATERHEAT-20.3 | Income Qualified ¦ Efficient Gas Thermostatic Tub Spout / Tub diverter ¦ SCG ¦ All | Income Qualified ¦ Efficient Gas Thermostatic Tub Spout / Tub diverter | SCG ¦ All | SCG | All | Gas | Thermostatic Tub Spout/Tub Diverter | Efficient |  |  | 0 | Conventional | WaterHeat | Income Qualified - Single Family IQ | Income Qualified | RET Only | 0 | Residential Households | Home | 10 | DEER:Res_ClothesDishWasher | 0 | 0 | -5.62 | SCG ESA Annual Report 2023 | 99.65 | 2022 | 0 | 2022 | 0 | 0 | SCG Data Request 2022 | Gas Thermostatic Tub Spout / Tub diverter ¦ SCG ¦ All | Gas Thermostatic Tub Spout / Tub diverter | 0.90232 | 1 | 0.50249 | MICS 2021 (RASS 2009; US Census 2010) | 0 | 0 | 1
IQ-WATERHEAT-19.4 | Income Qualified ¦ No Gas Thermostatic Tub Spout / Tub diverter ¦ SCG ¦ All | Income Qualified ¦ No Gas Thermostatic Tub Spout / Tub diverter | SCG ¦ All | SCG | All | Gas | Thermostatic Tub Spout/Tub Diverter | Average Existing and Code |  |  | 0 | Conventional | WaterHeat | Income Qualified - Multi Family IQ | Income Qualified | RET Only | 0 | Residential Households | Home | 10 | DEER:Res_ClothesDishWasher | 0 | 0 | 0 | Base | 0 | 2022 | 0 | 2022 | 0 | 0 | Base | Gas Thermostatic Tub Spout / Tub diverter ¦ SCG ¦ All | Gas Thermostatic Tub Spout / Tub diverter | 0.7989 | 1 | 0.56431 | MICS 2021 (RASS 2009; US Census 2010) | 0 | 0 | 1
IQ-WATERHEAT-20.4 | Income Qualified ¦ Efficient Gas Thermostatic Tub Spout / Tub diverter ¦ SCG ¦ All | Income Qualified ¦ Efficient Gas Thermostatic Tub Spout / Tub diverter | SCG ¦ All | SCG | All | Gas | Thermostatic Tub Spout/Tub Diverter | Efficient |  |  | 0 | Conventional | WaterHeat | Income Qualified - Multi Family IQ | Income Qualified | RET Only | 0 | Residential Households | Home | 10 | DEER:Res_ClothesDishWasher | 0 | 0 | -5.62 | SCG ESA Annual Report 2023 | 99.65 | 2022 | 0 | 2022 | 0 | 0 | SCG Data Request 2022 | Gas Thermostatic Tub Spout / Tub diverter ¦ SCG ¦ All | Gas Thermostatic Tub Spout / Tub diverter | 0.7989 | 1 | 0.43569 | MICS 2021 (RASS 2009; US Census 2010) | 0 | 0 | 1
IQ-WATERHEAT-19.5 | Income Qualified ¦ No Gas Thermostatic Tub Spout / Tub diverter ¦ SDG&E ¦ All | Income Qualified ¦ No Gas Thermostatic Tub Spout / Tub diverter | SDG&E ¦ All | SDG&E | All | Gas | Thermostatic Tub Spout/Tub Diverter | Average Existing and Code |  |  | 0 | Conventional | WaterHeat | Income Qualified - Single Family IQ | Income Qualified | RET Only | 0 | Residential Households | Home | 10 | DEER:Res_ClothesDishWasher | 0 | 0 | 0 | Base | 0 | 2022 | 0 | 2022 | 0 | 0 | Base | Gas Thermostatic Tub Spout / Tub diverter ¦ SDG&E ¦ All | Gas Thermostatic Tub Spout / Tub diverter | 0.90232 | 1 | 0.49751 | MICS 2021 (RASS 2009; US Census 2010) | 0 | 0 | 1
IQ-WATERHEAT-20.5 | Income Qualified ¦ Efficient Gas Thermostatic Tub Spout / Tub diverter ¦ SDG&E ¦ All | Income Qualified ¦ Efficient Gas Thermostatic Tub Spout / Tub diverter | SDG&E ¦ All | SDG&E | All | Gas | Thermostatic Tub Spout/Tub Diverter | Efficient |  |  | 0 | Conventional | WaterHeat | Income Qualified - Single Family IQ | Income Qualified | RET Only | 0 | Residential Households | Home | 10 | DEER:Res_ClothesDishWasher | 0 | 0 | -7.835 | SDG&E Data Request 2024 | 141.69 | 2024 | 0 | 2024 | 0 | 0 | SDG&E Data Request 2024 | Gas Thermostatic Tub Spout / Tub diverter ¦ SDG&E ¦ All | Gas Thermostatic Tub Spout / Tub diverter | 0.90232 | 1 | 0.50249 | MICS 2021 (RASS 2009; US Census 2010) | 0 | 0 | 1
IQ-WATERHEAT-19.6 | Income Qualified ¦ No Gas Thermostatic Tub Spout / Tub diverter ¦ SDG&E ¦ All | Income Qualified ¦ No Gas Thermostatic Tub Spout / Tub diverter | SDG&E ¦ All | SDG&E | All | Gas | Thermostatic Tub Spout/Tub Diverter | Average Existing and Code |  |  | 0 | Conventional | WaterHeat | Income Qualified - Multi Family IQ | Income Qualified | RET Only | 0 | Residential Households | Home | 10 | DEER:Res_ClothesDishWasher | 0 | 0 | 0 | Base | 0 | 2022 | 0 | 2022 | 0 | 0 | Base | Gas Thermostatic Tub Spout / Tub diverter ¦ SDG&E ¦ All | Gas Thermostatic Tub Spout / Tub diverter | 0.7989 | 1 | 0.56431 | MICS 2021 (RASS 2009; US Census 2010) | 0 | 0 | 1
IQ-WATERHEAT-20.6 | Income Qualified ¦ Efficient Gas Thermostatic Tub Spout / Tub diverter ¦ SDG&E ¦ All | Income Qualified ¦ Efficient Gas Thermostatic Tub Spout / Tub diverter | SDG&E ¦ All | SDG&E | All | Gas | Thermostatic Tub Spout/Tub Diverter | Efficient |  |  | 0 | Conventional | WaterHeat | Income Qualified - Multi Family IQ | Income Qualified | RET Only | 0 | Residential Households | Home | 10 | DEER:Res_ClothesDishWasher | 0 | 0 | -7.835 | SDG&E Data Request 2024 | 141.69 | 2024 | 0 | 2024 | 0 | 0 | SDG&E Data Request 2024 | Gas Thermostatic Tub Spout / Tub diverter ¦ SDG&E ¦ All | Gas Thermostatic Tub Spout / Tub diverter | 0.7989 | 1 | 0.43569 | MICS 2021 (RASS 2009; US Census 2010) | 0 | 0 | 1
IQ-WATERHEAT-21.1 | Income Qualified ¦ No Gas Water Heater Pipe and Tank Insulation ¦ PG&E ¦ All | Income Qualified ¦ No Gas Water Heater Pipe and Tank Insulation | PG&E ¦ All | PG&E | All | Gas | Heater Pipe Insulation | Average Existing and Code |  |  | 0 | Conventional | WaterHeat | Income Qualified - Single Family IQ | Income Qualified | RET Only | 0 | Residential Households | Each | 10 | DEER:Res_ClothesDishWasher | 0 | 0 | 0 | Base | 0 | 2022 | 0 | 2022 | 0 | 0 | Base | Gas Water Heater Pipe Insulation ¦ PG&E ¦ All | Gas Water Heater Pipe Insulation | 0.94875 | 1 | 0.89421 | Guidehouse 2021 Assumption | 0 | 0 | 1
IQ-WATERHEAT-22.1 | Income Qualified ¦ Efficient Gas Water Heater Pipe and Tank Insulation ¦ PG&E ¦ All | Income Qualified ¦ Efficient Gas Water Heater Pipe and Tank Insulation | PG&E ¦ All | PG&E | All | Gas | Heater Pipe Insulation | Efficient |  |  | 0 | Conventional | WaterHeat | Income Qualified - Single Family IQ | Income Qualified | RET Only | 0 | Residential Households | Each | 10 | DEER:Res_ClothesDishWasher | 0 | 0 | -6.29 | SDG&E Data Request 2024 | 44 | 2022 | 0 | 2022 | 0 | 0 | SDG&E Data Request 2022 | Gas Water Heater Pipe Insulation ¦ PG&E ¦ All | Gas Water Heater Pipe Insulation | 0.94875 | 1 | 0.10579 | Guidehouse 2021 Assumption | 0 | 0 | 1
IQ-WATERHEAT-21.2 | Income Qualified ¦ No Gas Water Heater Pipe and Tank Insulation ¦ PG&E ¦ All | Income Qualified ¦ No Gas Water Heater Pipe and Tank Insulation | PG&E ¦ All | PG&E | All | Gas | Heater Pipe Insulation | Average Existing and Code |  |  | 0 | Conventional | WaterHeat | Income Qualified - Multi Family IQ | Income Qualified | RET Only | 0 | Residential Households | Each | 10 | DEER:Res_ClothesDishWasher | 0 | 0 | 0 | Base | 0 | 2022 | 0 | 2022 | 0 | 0 | Base | Gas Water Heater Pipe Insulation ¦ PG&E ¦ All | Gas Water Heater Pipe Insulation | 0.87137 | 1 | 0.89421 | Guidehouse 2021 Assumption | 0 | 0 | 1
IQ-WATERHEAT-22.2 | Income Qualified ¦ Efficient Gas Water Heater Pipe and Tank Insulation ¦ PG&E ¦ All | Income Qualified ¦ Efficient Gas Water Heater Pipe and Tank Insulation | PG&E ¦ All | PG&E | All | Gas | Heater Pipe Insulation | Efficient |  |  | 0 | Conventional | WaterHeat | Income Qualified - Multi Family IQ | Income Qualified | RET Only | 0 | Residential Households | Each | 10 | DEER:Res_ClothesDishWasher | 0 | 0 | -6.29 | SDG&E Data Request 2024 | 44 | 2022 | 0 | 2022 | 0 | 0 | SDG&E Data Request 2022 | Gas Water Heater Pipe Insulation ¦ PG&E ¦ All | Gas Water Heater Pipe Insulation | 0.87137 | 1 | 0.10579 | Guidehouse 2021 Assumption | 0 | 0 | 1
IQ-WATERHEAT-21.3 | Income Qualified ¦ No Gas Water Heater Pipe and Tank Insulation ¦ SCG ¦ All | Income Qualified ¦ No Gas Water Heater Pipe and Tank Insulation | SCG ¦ All | SCG | All | Gas | Heater Pipe Insulation | Average Existing and Code |  |  | 0 | Conventional | WaterHeat | Income Qualified - Single Family IQ | Income Qualified | RET Only | 0 | Residential Households | Each | 10 | DEER:Res_ClothesDishWasher | 0 | 0 | 0 | Base | 0 | 2022 | 0 | 2022 | 0 | 0 | Base | Gas Water Heater Pipe Insulation ¦ SCG ¦ All | Gas Water Heater Pipe Insulation | 0.94875 | 1 | 0.89421 | Guidehouse 2021 Assumption | 0 | 0 | 1
IQ-WATERHEAT-22.3 | Income Qualified ¦ Efficient Gas Water Heater Pipe and Tank Insulation ¦ SCG ¦ All | Income Qualified ¦ Efficient Gas Water Heater Pipe and Tank Insulation | SCG ¦ All | SCG | All | Gas | Heater Pipe Insulation | Efficient |  |  | 0 | Conventional | WaterHeat | Income Qualified - Single Family IQ | Income Qualified | RET Only | 0 | Residential Households | Each | 9 | DEER:Res_ClothesDishWasher | 0 | 0 | -6.35 | SCG ESA Annual Report 2023 | 70.8533 | 2022 | 0 | 2022 | 0 | 0 | SCG Data Request 2024 | Gas Water Heater Pipe Insulation ¦ SCG ¦ All | Gas Water Heater Pipe Insulation | 0.94875 | 1 | 0.10579 | Guidehouse 2021 Assumption | 0 | 0 | 1
IQ-WATERHEAT-21.4 | Income Qualified ¦ No Gas Water Heater Pipe and Tank Insulation ¦ SCG ¦ All | Income Qualified ¦ No Gas Water Heater Pipe and Tank Insulation | SCG ¦ All | SCG | All | Gas | Heater Pipe Insulation | Average Existing and Code |  |  | 0 | Conventional | WaterHeat | Income Qualified - Multi Family IQ | Income Qualified | RET Only | 0 | Residential Households | Each | 10 | DEER:Res_ClothesDishWasher | 0 | 0 | 0 | Base | 0 | 2022 | 0 | 2022 | 0 | 0 | Base | Gas Water Heater Pipe Insulation ¦ SCG ¦ All | Gas Water Heater Pipe Insulation | 0.87137 | 1 | 0.89421 | Guidehouse 2021 Assumption | 0 | 0 | 1
IQ-WATERHEAT-22.4 | Income Qualified ¦ Efficient Gas Water Heater Pipe and Tank Insulation ¦ SCG ¦ All | Income Qualified ¦ Efficient Gas Water Heater Pipe and Tank Insulation | SCG ¦ All | SCG | All | Gas | Heater Pipe Insulation | Efficient |  |  | 0 | Conventional | WaterHeat | Income Qualified - Multi Family IQ | Income Qualified | RET Only | 0 | Residential Households | Each | 9 | DEER:Res_ClothesDishWasher | 0 | 0 | -6.29 | SDG&E Data Request 2024 | 70.8533 | 2022 | 0 | 2022 | 0 | 0 | SCG Data Request 2024 | Gas Water Heater Pipe Insulation ¦ SCG ¦ All | Gas Water Heater Pipe Insulation | 0.87137 | 1 | 0.10579 | Guidehouse 2021 Assumption | 0 | 0 | 1
IQ-WATERHEAT-21.5 | Income Qualified ¦ No Gas Water Heater Pipe and Tank Insulation ¦ SDG&E ¦ All | Income Qualified ¦ No Gas Water Heater Pipe and Tank Insulation | SDG&E ¦ All | SDG&E | All | Gas | Heater Pipe Insulation | Average Existing and Code |  |  | 0 | Conventional | WaterHeat | Income Qualified - Single Family IQ | Income Qualified | RET Only | 0 | Residential Households | Each | 10 | DEER:Res_ClothesDishWasher | 0 | 0 | 0 | Base | 0 | 2022 | 0 | 2022 | 0 | 0 | Base | Gas Water Heater Pipe Insulation ¦ SDG&E ¦ All | Gas Water Heater Pipe Insulation | 0.94875 | 1 | 0.89421 | Guidehouse 2021 Assumption | 0 | 0 | 1
IQ-WATERHEAT-22.5 | Income Qualified ¦ Efficient Gas Water Heater Pipe and Tank Insulation ¦ SDG&E ¦ All | Income Qualified ¦ Efficient Gas Water Heater Pipe and Tank Insulation | SDG&E ¦ All | SDG&E | All | Gas | Heater Pipe Insulation | Efficient |  |  | 0 | Conventional | WaterHeat | Income Qualified - Single Family IQ | Income Qualified | RET Only | 0 | Residential Households | Each | 10 | DEER:Res_ClothesDishWasher | 0 | 0 | -6.29 | SDG&E Data Request 2024 | 44 | 2022 | 0 | 2022 | 0 | 0 | SDG&E Data Request 2022 | Gas Water Heater Pipe Insulation ¦ SDG&E ¦ All | Gas Water Heater Pipe Insulation | 0.94875 | 1 | 0.10579 | Guidehouse 2021 Assumption | 0 | 0 | 1
IQ-WATERHEAT-21.6 | Income Qualified ¦ No Gas Water Heater Pipe and Tank Insulation ¦ SDG&E ¦ All | Income Qualified ¦ No Gas Water Heater Pipe and Tank Insulation | SDG&E ¦ All | SDG&E | All | Gas | Heater Pipe Insulation | Average Existing and Code |  |  | 0 | Conventional | WaterHeat | Income Qualified - Multi Family IQ | Income Qualified | RET Only | 0 | Residential Households | Each | 10 | DEER:Res_ClothesDishWasher | 0 | 0 | 0 | Base | 0 | 2022 | 0 | 2022 | 0 | 0 | Base | Gas Water Heater Pipe Insulation ¦ SDG&E ¦ All | Gas Water Heater Pipe Insulation | 0.87137 | 1 | 0.89421 | Guidehouse 2021 Assumption | 0 | 0 | 1
IQ-WATERHEAT-22.6 | Income Qualified ¦ Efficient Gas Water Heater Pipe and Tank Insulation ¦ SDG&E ¦ All | Income Qualified ¦ Efficient Gas Water Heater Pipe and Tank Insulation | SDG&E ¦ All | SDG&E | All | Gas | Heater Pipe Insulation | Efficient |  |  | 0 | Conventional | WaterHeat | Income Qualified - Multi Family IQ | Income Qualified | RET Only | 0 | Residential Households | Each | 10 | DEER:Res_ClothesDishWasher | 0 | 0 | -6.29 | SDG&E Data Request 2024 | 44 | 2022 | 0 | 2022 | 0 | 0 | SDG&E Data Request 2022 | Gas Water Heater Pipe Insulation ¦ SDG&E ¦ All | Gas Water Heater Pipe Insulation | 0.87137 | 1 | 0.10579 | Guidehouse 2021 Assumption | 0 | 0 | 1
IQ-WATERHEAT-25.1 | Income Qualified ¦ Average Existing and Code Solar Water Heating ¦ PG&E ¦ All | Income Qualified ¦ Average Existing and Code Solar Water Heating | PG&E ¦ All | PG&E | All | Gas | Solar Water Heating | Average Existing and Code |  |  | 0 | Conventional | WaterHeat | Income Qualified - Single Family IQ | Income Qualified | ROB and NEW | 0 | Residential Households | Each | 9 | DEER:Res_ClothesDishWasher | 0 | 0 | 0 | SDG&E Data Request 2024 | 0 | 2022 | 0 | 2022 | 0 | 0 | SDG&E Data Request 2024 | Solar Water Heating ¦ PG&E ¦ All | Solar Water Heating | 0.93823 | 0.76453 | 0.99328 | RASS 2019 | 0 | 0 | 1
IQ-WATERHEAT-26.1 | Income Qualified ¦ Efficient Solar Water Heating ¦ PG&E ¦ All | Income Qualified ¦ Efficient Solar Water Heating | PG&E ¦ All | PG&E | All | Gas | Solar Water Heating | Efficient |  |  | 0 | Conventional | WaterHeat | Income Qualified - Single Family IQ | Income Qualified | ROB and NEW | 0 | Residential Households | Each | 9 | DEER:Res_ClothesDishWasher | 0 | 0 | 0 | SDG&E Data Request 2024 | 0 | 2022 | 0 | 2022 | 0 | 0 | SDG&E Data Request 2024 | Solar Water Heating ¦ PG&E ¦ All | Solar Water Heating | 0.93823 | 0.76453 | 0.0067231 | RASS 2019 | 0 | 0 | 1
IQ-WATERHEAT-25.2 | Income Qualified ¦ Average Existing and Code Solar Water Heating ¦ PG&E ¦ All | Income Qualified ¦ Average Existing and Code Solar Water Heating | PG&E ¦ All | PG&E | All | Gas | Solar Water Heating | Average Existing and Code |  |  | 0 | Conventional | WaterHeat | Income Qualified - Multi Family IQ | Income Qualified | ROB and NEW | 0 | Residential Households | Each | 9 | DEER:Res_ClothesDishWasher | 0 | 0 | 0 | SDG&E Data Request 2024 | 0 | 2022 | 0 | 2022 | 0 | 0 | SDG&E Data Request 2024 | Solar Water Heating ¦ PG&E ¦ All | Solar Water Heating | 0.71172 | 0.76453 | 0.99993 | RASS 2019 | 0 | 0 | 1
IQ-WATERHEAT-26.2 | Income Qualified ¦ Efficient Solar Water Heating ¦ PG&E ¦ All | Income Qualified ¦ Efficient Solar Water Heating | PG&E ¦ All | PG&E | All | Gas | Solar Water Heating | Efficient |  |  | 0 | Conventional | WaterHeat | Income Qualified - Multi Family IQ | Income Qualified | ROB and NEW | 0 | Residential Households | Each | 9 | DEER:Res_ClothesDishWasher | 0 | 0 | 0 | SDG&E Data Request 2024 | 0 | 2022 | 0 | 2022 | 0 | 0 | SDG&E Data Request 2024 | Solar Water Heating ¦ PG&E ¦ All | Solar Water Heating | 0.71172 | 0.76453 | 7.0833e-05 | RASS 2019 | 0 | 0 | 1
IQ-WATERHEAT-25.3 | Income Qualified ¦ Average Existing and Code Solar Water Heating ¦ SCG ¦ All | Income Qualified ¦ Average Existing and Code Solar Water Heating | SCG ¦ All | SCG | All | Gas | Solar Water Heating | Average Existing and Code |  |  | 0 | Conventional | WaterHeat | Income Qualified - Single Family IQ | Income Qualified | ROB and NEW | 0 | Residential Households | Each | 9 | DEER:Res_ClothesDishWasher | 0 | 0 | 0 | SDG&E Data Request 2024 | 0 | 2022 | 0 | 2022 | 0 | 0 | SDG&E Data Request 2024 | Solar Water Heating ¦ SCG ¦ All | Solar Water Heating | 0.93823 | 0.76453 | 0.99328 | RASS 2019 | 0 | 0 | 1
IQ-WATERHEAT-26.3 | Income Qualified ¦ Efficient Solar Water Heating ¦ SCG ¦ All | Income Qualified ¦ Efficient Solar Water Heating | SCG ¦ All | SCG | All | Gas | Solar Water Heating | Efficient |  |  | 0 | Conventional | WaterHeat | Income Qualified - Single Family IQ | Income Qualified | ROB and NEW | 0 | Residential Households | Each | 9 | DEER:Res_ClothesDishWasher | 0 | 0 | 0 | SDG&E Data Request 2024 | 0 | 2022 | 0 | 2022 | 0 | 0 | SDG&E Data Request 2024 | Solar Water Heating ¦ SCG ¦ All | Solar Water Heating | 0.93823 | 0.76453 | 0.0067231 | RASS 2019 | 0 | 0 | 1
IQ-WATERHEAT-25.4 | Income Qualified ¦ Average Existing and Code Solar Water Heating ¦ SCG ¦ All | Income Qualified ¦ Average Existing and Code Solar Water Heating | SCG ¦ All | SCG | All | Gas | Solar Water Heating | Average Existing and Code |  |  | 0 | Conventional | WaterHeat | Income Qualified - Multi Family IQ | Income Qualified | ROB and NEW | 0 | Residential Households | Each | 9 | DEER:Res_ClothesDishWasher | 0 | 0 | 0 | SDG&E Data Request 2024 | 0 | 2022 | 0 | 2022 | 0 | 0 | SDG&E Data Request 2024 | Solar Water Heating ¦ SCG ¦ All | Solar Water Heating | 0.71172 | 0.76453 | 0.99993 | RASS 2019 | 0 | 0 | 1
IQ-WATERHEAT-26.4 | Income Qualified ¦ Efficient Solar Water Heating ¦ SCG ¦ All | Income Qualified ¦ Efficient Solar Water Heating | SCG ¦ All | SCG | All | Gas | Solar Water Heating | Efficient |  |  | 0 | Conventional | WaterHeat | Income Qualified - Multi Family IQ | Income Qualified | ROB and NEW | 0 | Residential Households | Each | 9 | DEER:Res_ClothesDishWasher | 0 | 0 | 0 | SDG&E Data Request 2024 | 0 | 2022 | 0 | 2022 | 0 | 0 | SDG&E Data Request 2024 | Solar Water Heating ¦ SCG ¦ All | Solar Water Heating | 0.71172 | 0.76453 | 7.0833e-05 | RASS 2019 | 0 | 0 | 1
IQ-WATERHEAT-25.5 | Income Qualified ¦ Average Existing and Code Solar Water Heating ¦ SDG&E ¦ All | Income Qualified ¦ Average Existing and Code Solar Water Heating | SDG&E ¦ All | SDG&E | All | Gas | Solar Water Heating | Average Existing and Code |  |  | 0 | Conventional | WaterHeat | Income Qualified - Single Family IQ | Income Qualified | ROB and NEW | 0 | Residential Households | Each | 9 | DEER:Res_ClothesDishWasher | 0 | 0 | 0 | SDG&E Data Request 2024 | 0 | 2022 | 0 | 2022 | 0 | 0 | SDG&E Data Request 2024 | Solar Water Heating ¦ SDG&E ¦ All | Solar Water Heating | 0.93823 | 0.76453 | 0.99328 | RASS 2019 | 0 | 0 | 1
IQ-WATERHEAT-26.5 | Income Qualified ¦ Efficient Solar Water Heating ¦ SDG&E ¦ All | Income Qualified ¦ Efficient Solar Water Heating | SDG&E ¦ All | SDG&E | All | Gas | Solar Water Heating | Efficient |  |  | 0 | Conventional | WaterHeat | Income Qualified - Single Family IQ | Income Qualified | ROB and NEW | 0 | Residential Households | Each | 15 | DEER:Res_ClothesDishWasher | 121.5 | 0.008445 | -116.95 | SDGE Data Request 2024 | 7127.0333 | 2024 | 0 | 2024 | 0 | 0 | SDG&E Data Request 2024 | Solar Water Heating ¦ SDG&E ¦ All | Solar Water Heating | 0.93823 | 0.76453 | 0.0067231 | RASS 2019 | 0 | 0 | 1
IQ-WATERHEAT-25.6 | Income Qualified ¦ Average Existing and Code Solar Water Heating ¦ SDG&E ¦ All | Income Qualified ¦ Average Existing and Code Solar Water Heating | SDG&E ¦ All | SDG&E | All | Gas | Solar Water Heating | Average Existing and Code |  |  | 0 | Conventional | WaterHeat | Income Qualified - Multi Family IQ | Income Qualified | ROB and NEW | 0 | Residential Households | Each | 9 | DEER:Res_ClothesDishWasher | 0 | 0 | 0 | SDG&E Data Request 2024 | 0 | 2022 | 0 | 2022 | 0 | 0 | SDG&E Data Request 2024 | Solar Water Heating ¦ SDG&E ¦ All | Solar Water Heating | 0.71172 | 0.76453 | 0.99993 | RASS 2019 | 0 | 0 | 1
IQ-WATERHEAT-26.6 | Income Qualified ¦ Efficient Solar Water Heating ¦ SDG&E ¦ All | Income Qualified ¦ Efficient Solar Water Heating | SDG&E ¦ All | SDG&E | All | Gas | Solar Water Heating | Efficient |  |  | 0 | Conventional | WaterHeat | Income Qualified - Multi Family IQ | Income Qualified | ROB and NEW | 0 | Residential Households | Each | 15 | DEER:Res_ClothesDishWasher | 121.5 | 0.008445 | -116.95 | SDGE Data Request 2024 | 7127.0333 | 2024 | 0 | 2024 | 0 | 0 | SDG&E Data Request 2024 | Solar Water Heating ¦ SDG&E ¦ All | Solar Water Heating | 0.71172 | 0.76453 | 7.0833e-05 | RASS 2019 | 0 | 0 | 1
IQ-WATERHEAT-25.7 | Income Qualified ¦ Average Existing and Code Solar Water Heating ¦ SCE ¦ All | Income Qualified ¦ Average Existing and Code Solar Water Heating | SCE ¦ All | SCE | All | Gas | Solar Water Heating | Average Existing and Code |  |  | 0 | Conventional | WaterHeat | Income Qualified - Single Family IQ | Income Qualified | ROB and NEW | 0 | Residential Households | Each | 9 | DEER:Res_ClothesDishWasher | 0 | 0 | 0 | SDG&E Data Request 2024 | 0 | 2022 | 0 | 2022 | 0 | 0 | SDG&E Data Request 2024 | Solar Water Heating ¦ SCE ¦ All | Solar Water Heating | 0.93823 | 0.76453 | 0.99328 | RASS 2019 | 0 | 0 | 1
IQ-WATERHEAT-26.7 | Income Qualified ¦ Efficient Solar Water Heating ¦ SCE ¦ All | Income Qualified ¦ Efficient Solar Water Heating | SCE ¦ All | SCE | All | Gas | Solar Water Heating | Efficient |  |  | 0 | Conventional | WaterHeat | Income Qualified - Single Family IQ | Income Qualified | ROB and NEW | 0 | Residential Households | Each | 15 | DEER:Res_ClothesDishWasher | 0 | 0 | 0 | SDGE Data Request 2024 | 0 | 2024 | 0 | 2024 | 0 | 0 | SDG&E Data Request 2024 | Solar Water Heating ¦ SCE ¦ All | Solar Water Heating | 0.93823 | 0.76453 | 0.0067231 | RASS 2019 | 0 | 0 | 1
IQ-WATERHEAT-25.8 | Income Qualified ¦ Average Existing and Code Solar Water Heating ¦ SCE ¦ All | Income Qualified ¦ Average Existing and Code Solar Water Heating | SCE ¦ All | SCE | All | Gas | Solar Water Heating | Average Existing and Code |  |  | 0 | Conventional | WaterHeat | Income Qualified - Multi Family IQ | Income Qualified | ROB and NEW | 0 | Residential Households | Each | 9 | DEER:Res_ClothesDishWasher | 0 | 0 | 0 | SDG&E Data Request 2024 | 0 | 2022 | 0 | 2022 | 0 | 0 | SDG&E Data Request 2024 | Solar Water Heating ¦ SCE ¦ All | Solar Water Heating | 0.71172 | 0.76453 | 0.99993 | RASS 2019 | 0 | 0 | 1
IQ-WATERHEAT-26.8 | Income Qualified ¦ Efficient Solar Water Heating ¦ SCE ¦ All | Income Qualified ¦ Efficient Solar Water Heating | SCE ¦ All | SCE | All | Gas | Solar Water Heating | Efficient |  |  | 0 | Conventional | WaterHeat | Income Qualified - Multi Family IQ | Income Qualified | ROB and NEW | 0 | Residential Households | Each | 15 | DEER:Res_ClothesDishWasher | 0 | 0 | 0 | SDGE Data Request 2024 | 0 | 2024 | 0 | 2024 | 0 | 0 | SDG&E Data Request 2024 | Solar Water Heating ¦ SCE ¦ All | Solar Water Heating | 0.71172 | 0.76453 | 7.0833e-05 | RASS 2019 | 0 | 0 | 1
IQ-WATERHEAT-27.1 | Income Qualified ¦ Average Existing and Code Water Heater Repair/Replacement ¦ PG&E ¦ All | Income Qualified ¦ Average Existing and Code Water Heater Repair/Replacement | PG&E ¦ All | PG&E | All | Gas | Water Heater Repair/Replacement | Average Existing and Code |  |  | 0 | Conventional | WaterHeat | Income Qualified - Single Family IQ | Income Qualified | ROB Only | 0 | Residential Households | Home | 10 | DEER:Res_ClothesDishWasher | 0 | 0 | 0 | 2024 Data Request | 0 | 2024 | 0 | 2024 | 0 | 0 | PG&E and SDG&E | Water Heater Repair/Replacement ¦ PG&E ¦ All | Water Heater Repair/Replacement | 0.81321 | 1 | 0.56736 | RASS 2019 | 0 | 0 | 1
IQ-WATERHEAT-28.1 | Income Qualified ¦ Efficient Water Heater Repair/Replacement ¦ PG&E ¦ All | Income Qualified ¦ Efficient Water Heater Repair/Replacement | PG&E ¦ All | PG&E | All | Gas | Water Heater Repair/Replacement | Efficient |  |  | 0 | Conventional | WaterHeat | Income Qualified - Single Family IQ | Income Qualified | ROB Only | 0 | Residential Households | Home | 15 | DEER:Res_ClothesDishWasher | 0 | 0 | -3.3349 | PGE Data Request 2024 | 992.41 | 2024 | 1220.42 | 2024 | 0 | 0 | PGE Data Request 2024 | Water Heater Repair/Replacement ¦ PG&E ¦ All | Water Heater Repair/Replacement | 0.81321 | 1 | 0.43264 | RASS 2019 | 0 | 0 | 1
IQ-WATERHEAT-27.2 | Income Qualified ¦ Average Existing and Code Water Heater Repair/Replacement ¦ PG&E ¦ All | Income Qualified ¦ Average Existing and Code Water Heater Repair/Replacement | PG&E ¦ All | PG&E | All | Gas | Water Heater Repair/Replacement | Average Existing and Code |  |  | 0 | Conventional | WaterHeat | Income Qualified - Multi Family IQ | Income Qualified | ROB Only | 0 | Residential Households | Home | 10 | DEER:Res_ClothesDishWasher | 0 | 0 | 0 | 2024 Data Request | 0 | 2024 | 0 | 2024 | 0 | 0 | PG&E and SDG&E | Water Heater Repair/Replacement ¦ PG&E ¦ All | Water Heater Repair/Replacement | 0.50446 | 1 | 0.63576 | RASS 2019 | 0 | 0 | 1
IQ-WATERHEAT-28.2 | Income Qualified ¦ Efficient Water Heater Repair/Replacement ¦ PG&E ¦ All | Income Qualified ¦ Efficient Water Heater Repair/Replacement | PG&E ¦ All | PG&E | All | Gas | Water Heater Repair/Replacement | Efficient |  |  | 0 | Conventional | WaterHeat | Income Qualified - Multi Family IQ | Income Qualified | ROB Only | 0 | Residential Households | Home | 15 | DEER:Res_ClothesDishWasher | 0 | 0 | -3.3349 | PGE Data Request 2024 | 992.41 | 2024 | 1220.42 | 2024 | 0 | 0 | PGE Data Request 2024 | Water Heater Repair/Replacement ¦ PG&E ¦ All | Water Heater Repair/Replacement | 0.50446 | 1 | 0.36424 | RASS 2019 | 0 | 0 | 1
IQ-WATERHEAT-27.3 | Income Qualified ¦ Average Existing and Code Water Heater Repair/Replacement ¦ SCG ¦ All | Income Qualified ¦ Average Existing and Code Water Heater Repair/Replacement | SCG ¦ All | SCG | All | Gas | Water Heater Repair/Replacement | Average Existing and Code |  |  | 0 | Conventional | WaterHeat | Income Qualified - Single Family IQ | Income Qualified | ROB Only | 0 | Residential Households | Home | 10 | DEER:Res_ClothesDishWasher | 0 | 0 | 0 | 2024 Data Request | 0 | 2024 | 0 | 2024 | 0 | 0 | PG&E and SDG&E | Water Heater Repair/Replacement ¦ SCG ¦ All | Water Heater Repair/Replacement | 0.81321 | 1 | 0.56736 | RASS 2019 | 0 | 0 | 1
IQ-WATERHEAT-28.3 | Income Qualified ¦ Efficient Water Heater Repair/Replacement ¦ SCG ¦ All | Income Qualified ¦ Efficient Water Heater Repair/Replacement | SCG ¦ All | SCG | All | Gas | Water Heater Repair/Replacement | Efficient |  |  | 0 | Conventional | WaterHeat | Income Qualified - Single Family IQ | Income Qualified | ROB Only | 0 | Residential Households | Home | 11 | DEER:Res_ClothesDishWasher | 0 | 0 | -2.39 | SCG ESA Annual Report 2023 | $2,300.00 | 2024 | 0 | 2024 | 0 | 0 | SCG Data Request 2024 | Water Heater Repair/Replacement ¦ SCG ¦ All | Water Heater Repair/Replacement | 0.81321 | 1 | 0.43264 | RASS 2019 | 0 | 0 | 1
IQ-WATERHEAT-27.4 | Income Qualified ¦ Average Existing and Code Water Heater Repair/Replacement ¦ SCG ¦ All | Income Qualified ¦ Average Existing and Code Water Heater Repair/Replacement | SCG ¦ All | SCG | All | Gas | Water Heater Repair/Replacement | Average Existing and Code |  |  | 0 | Conventional | WaterHeat | Income Qualified - Multi Family IQ | Income Qualified | ROB Only | 0 | Residential Households | Home | 10 | DEER:Res_ClothesDishWasher | 0 | 0 | 0 | 2024 Data Request | 0 | 2024 | 0 | 2024 | 0 | 0 | PG&E and SDG&E | Water Heater Repair/Replacement ¦ SCG ¦ All | Water Heater Repair/Replacement | 0.50446 | 1 | 0.63576 | RASS 2019 | 0 | 0 | 1
IQ-WATERHEAT-28.4 | Income Qualified ¦ Efficient Water Heater Repair/Replacement ¦ SCG ¦ All | Income Qualified ¦ Efficient Water Heater Repair/Replacement | SCG ¦ All | SCG | All | Gas | Water Heater Repair/Replacement | Efficient |  |  | 0 | Conventional | WaterHeat | Income Qualified - Multi Family IQ | Income Qualified | ROB Only | 0 | Residential Households | Home | 11 | DEER:Res_ClothesDishWasher | 0 | 0 | -2.39 | SCG ESA Annual Report 2023 | $2,300.00 | 2024 | 0 | 2024 | 0 | 0 | SCG Data Request 2024 | Water Heater Repair/Replacement ¦ SCG ¦ All | Water Heater Repair/Replacement | 0.50446 | 1 | 0.36424 | RASS 2019 | 0 | 0 | 1
IQ-WATERHEAT-27.5 | Income Qualified ¦ Average Existing and Code Water Heater Repair/Replacement ¦ SDG&E ¦ All | Income Qualified ¦ Average Existing and Code Water Heater Repair/Replacement | SDG&E ¦ All | SDG&E | All | Gas | Water Heater Repair/Replacement | Average Existing and Code |  |  | 0 | Conventional | WaterHeat | Income Qualified - Single Family IQ | Income Qualified | ROB Only | 0 | Residential Households | Home | 10 | DEER:Res_ClothesDishWasher | 0 | 0 | 0 | 2024 Data Request | 0 | 2024 | 0 | 2024 | 0 | 0 | PG&E and SDG&E | Water Heater Repair/Replacement ¦ SDG&E ¦ All | Water Heater Repair/Replacement | 0.81321 | 1 | 0.56736 | RASS 2019 | 0 | 0 | 1
IQ-WATERHEAT-28.5 | Income Qualified ¦ Efficient Water Heater Repair/Replacement ¦ SDG&E ¦ All | Income Qualified ¦ Efficient Water Heater Repair/Replacement | SDG&E ¦ All | SDG&E | All | Gas | Water Heater Repair/Replacement | Efficient |  |  | 0 | Conventional | WaterHeat | Income Qualified - Single Family IQ | Income Qualified | ROB Only | 0 | Residential Households | Home | 15 | DEER:Res_ClothesDishWasher | 0 | 0 | 0 | SDGE Data Request 2024 | 992.41 | 2024 | 1220.42 | 2024 | 0 | 0 | PGE Data Request 2024 | Water Heater Repair/Replacement ¦ SDG&E ¦ All | Water Heater Repair/Replacement | 0.81321 | 1 | 0.43264 | RASS 2019 | 0 | 0 | 1
IQ-WATERHEAT-27.6 | Income Qualified ¦ Average Existing and Code Water Heater Repair/Replacement ¦ SDG&E ¦ All | Income Qualified ¦ Average Existing and Code Water Heater Repair/Replacement | SDG&E ¦ All | SDG&E | All | Gas | Water Heater Repair/Replacement | Average Existing and Code |  |  | 0 | Conventional | WaterHeat | Income Qualified - Multi Family IQ | Income Qualified | ROB Only | 0 | Residential Households | Home | 10 | DEER:Res_ClothesDishWasher | 0 | 0 | 0 | 2024 Data Request | 0 | 2024 | 0 | 2024 | 0 | 0 | PG&E and SDG&E | Water Heater Repair/Replacement ¦ SDG&E ¦ All | Water Heater Repair/Replacement | 0.50446 | 1 | 0.63576 | RASS 2019 | 0 | 0 | 1
IQ-WATERHEAT-28.6 | Income Qualified ¦ Efficient Water Heater Repair/Replacement ¦ SDG&E ¦ All | Income Qualified ¦ Efficient Water Heater Repair/Replacement | SDG&E ¦ All | SDG&E | All | Gas | Water Heater Repair/Replacement | Efficient |  |  | 0 | Conventional | WaterHeat | Income Qualified - Multi Family IQ | Income Qualified | ROB Only | 0 | Residential Households | Home | 15 | DEER:Res_ClothesDishWasher | 0 | 0 | 0 | SDGE Data Request 2024 | 992.41 | 2024 | 1220.42 | 2024 | 0 | 0 | PGE Data Request 2024 | Water Heater Repair/Replacement ¦ SDG&E ¦ All | Water Heater Repair/Replacement | 0.50446 | 1 | 0.36424 | RASS 2019 | 0 | 0 | 1
IQ-WATERHEAT-29.1 | Income Qualified ¦ Average Existing and Code Gas Water Heater ¦ PG&E ¦ All | Income Qualified ¦ Average Existing and Code Gas Water Heater | PG&E ¦ All | PG&E | All | Electric & Gas | Average Existing and Code Gas Water Heater | Average Existing and Code |  |  | 0 | Conventional | WaterHeat | Income Qualified - Single Family IQ | Income Qualified | ROB and NEW | 0 | Residential Households | Each | 10 | DEER:Res_ClothesDishWasher | 0 | 0 | 0 | Base | 0 | 2024 | 0 | 2024 | 0 | 0 | Base | Heat Pump Water Heater ¦ PG&E ¦ All | Heat Pump Water Heater | 0.051246 | 1 | 1 | RASS 2019 | 0 | 0 | 1
IQ-WATERHEAT-29.2 | Income Qualified ¦ Average Existing and Code Gas Water Heater ¦ PG&E ¦ All | Income Qualified ¦ Average Existing and Code Gas Water Heater | PG&E ¦ All | PG&E | All | Electric & Gas | Average Existing and Code Gas Water Heater | Average Existing and Code |  |  | 0 | Conventional | WaterHeat | Income Qualified - Multi Family IQ | Income Qualified | ROB and NEW | 0 | Residential Households | Each | 10 | DEER:Res_ClothesDishWasher | 0 | 0 | 0 | Base | 0 | 2024 | 0 | 2024 | 0 | 0 | Base | Heat Pump Water Heater ¦ PG&E ¦ All | Heat Pump Water Heater | 0.12863 | 1 | 1 | RASS 2019 | 0 | 0 | 1
IQ-WATERHEAT-29.3 | Income Qualified ¦ Average Existing and Code Gas Water Heater ¦ SCG ¦ All | Income Qualified ¦ Average Existing and Code Gas Water Heater | SCG ¦ All | SCG | All | Electric & Gas | Average Existing and Code Gas Water Heater | Average Existing and Code |  |  | 0 | Conventional | WaterHeat | Income Qualified - Single Family IQ | Income Qualified | ROB and NEW | 0 | Residential Households | Each | 10 | DEER:Res_ClothesDishWasher | 0 | 0 | 0 | Base | 0 | 2024 | 0 | 2024 | 0 | 0 | Base | Heat Pump Water Heater ¦ SCG ¦ All | Heat Pump Water Heater | 0.051246 | 1 | 1 | RASS 2019 | 0 | 0 | 1
IQ-WATERHEAT-29.4 | Income Qualified ¦ Average Existing and Code Gas Water Heater ¦ SCG ¦ All | Income Qualified ¦ Average Existing and Code Gas Water Heater | SCG ¦ All | SCG | All | Electric & Gas | Average Existing and Code Gas Water Heater | Average Existing and Code |  |  | 0 | Conventional | WaterHeat | Income Qualified - Multi Family IQ | Income Qualified | ROB and NEW | 0 | Residential Households | Each | 10 | DEER:Res_ClothesDishWasher | 0 | 0 | 0 | Base | 0 | 2024 | 0 | 2024 | 0 | 0 | Base | Heat Pump Water Heater ¦ SCG ¦ All | Heat Pump Water Heater | 0.12863 | 1 | 1 | RASS 2019 | 0 | 0 | 1
IQ-WATERHEAT-29.5 | Income Qualified ¦ Average Existing and Code Gas Water Heater ¦ SDG&E ¦ All | Income Qualified ¦ Average Existing and Code Gas Water Heater | SDG&E ¦ All | SDG&E | All | Electric & Gas | Average Existing and Code Gas Water Heater | Average Existing and Code |  |  | 0 | Conventional | WaterHeat | Income Qualified - Single Family IQ | Income Qualified | ROB and NEW | 0 | Residential Households | Each | 10 | DEER:Res_ClothesDishWasher | 0 | 0 | 0 | Base | 0 | 2024 | 0 | 2024 | 0 | 0 | Base | Heat Pump Water Heater ¦ SDG&E ¦ All | Heat Pump Water Heater | 0.051246 | 1 | 1 | RASS 2019 | 0 | 0 | 1
IQ-WATERHEAT-29.6 | Income Qualified ¦ Average Existing and Code Gas Water Heater ¦ SDG&E ¦ All | Income Qualified ¦ Average Existing and Code Gas Water Heater | SDG&E ¦ All | SDG&E | All | Electric & Gas | Average Existing and Code Gas Water Heater | Average Existing and Code |  |  | 0 | Conventional | WaterHeat | Income Qualified - Multi Family IQ | Income Qualified | ROB and NEW | 0 | Residential Households | Each | 10 | DEER:Res_ClothesDishWasher | 0 | 0 | 0 | Base | 0 | 2024 | 0 | 2024 | 0 | 0 | Base | Heat Pump Water Heater ¦ SDG&E ¦ All | Heat Pump Water Heater | 0.12863 | 1 | 1 | RASS 2019 | 0 | 0 | 1
IQ-WATERHEAT-29b.1 | Income Qualified ¦ Efficient Heat Pump Water Heater - Fuel Sub ¦ PG&E ¦ All | Income Qualified ¦ Efficient Heat Pump Water Heater - Fuel Sub | PG&E ¦ All | PG&E | All | Electric & Gas | Heat Pump Water Heater - FS | Efficient |  |  | 0 | Conventional | WaterHeat | Income Qualified - Single Family IQ | Income Qualified | ROB and NEW | 1 | Residential Households | Each | 10 | DEER:Res_ClothesDishWasher | 1347.4242 | 0 | -181.6818 | SDG&E Data Request 2024 | 2986.8167 | 2024 | 0 | 2024 | 0 | 0 | SDG&E Data Request 2024 | Heat Pump Water Heater ¦ PG&E ¦ All | Heat Pump Water Heater | 0.051246 | 1 | 0 | RASS 2019 | 0 | 0 | 1
IQ-WATERHEAT-29b.2 | Income Qualified ¦ Efficient Heat Pump Water Heater - Fuel Sub ¦ PG&E ¦ All | Income Qualified ¦ Efficient Heat Pump Water Heater - Fuel Sub | PG&E ¦ All | PG&E | All | Electric & Gas | Heat Pump Water Heater - FS | Efficient |  |  | 0 | Conventional | WaterHeat | Income Qualified - Multi Family IQ | Income Qualified | ROB and NEW | 1 | Residential Households | Each | 10 | DEER:Res_ClothesDishWasher | 1347.4242 | 0 | -181.6818 | SDG&E Data Request 2024 | 2986.8167 | 2024 | 0 | 2024 | 0 | 0 | SDG&E Data Request 2024 | Heat Pump Water Heater ¦ PG&E ¦ All | Heat Pump Water Heater | 0.12863 | 1 | 0 | RASS 2019 | 0 | 0 | 1
IQ-WATERHEAT-29b.3 | Income Qualified ¦ Efficient Heat Pump Water Heater - Fuel Sub ¦ SCG ¦ All | Income Qualified ¦ Efficient Heat Pump Water Heater - Fuel Sub | SCG ¦ All | SCG | All | Electric & Gas | Heat Pump Water Heater - FS | Efficient |  |  | 0 | Conventional | WaterHeat | Income Qualified - Single Family IQ | Income Qualified | ROB and NEW | 1 | Residential Households | Each | 10 | DEER:Res_ClothesDishWasher | 1347.4242 | 0 | -181.6818 | SDG&E Data Request 2024 | 2986.8167 | 2024 | 0 | 2024 | 0 | 0 | SDG&E Data Request 2024 | Heat Pump Water Heater ¦ SCG ¦ All | Heat Pump Water Heater | 0.051246 | 1 | 0 | RASS 2019 | 0 | 0 | 1
IQ-WATERHEAT-29b.4 | Income Qualified ¦ Efficient Heat Pump Water Heater - Fuel Sub ¦ SCG ¦ All | Income Qualified ¦ Efficient Heat Pump Water Heater - Fuel Sub | SCG ¦ All | SCG | All | Electric & Gas | Heat Pump Water Heater - FS | Efficient |  |  | 0 | Conventional | WaterHeat | Income Qualified - Multi Family IQ | Income Qualified | ROB and NEW | 1 | Residential Households | Each | 10 | DEER:Res_ClothesDishWasher | 1347.4242 | 0 | -181.6818 | SDG&E Data Request 2024 | 2986.8167 | 2024 | 0 | 2024 | 0 | 0 | SDG&E Data Request 2024 | Heat Pump Water Heater ¦ SCG ¦ All | Heat Pump Water Heater | 0.12863 | 1 | 0 | RASS 2019 | 0 | 0 | 1
IQ-WATERHEAT-29b.5 | Income Qualified ¦ Efficient Heat Pump Water Heater - Fuel Sub ¦ SDG&E ¦ All | Income Qualified ¦ Efficient Heat Pump Water Heater - Fuel Sub | SDG&E ¦ All | SDG&E | All | Electric & Gas | Heat Pump Water Heater - FS | Efficient |  |  | 0 | Conventional | WaterHeat | Income Qualified - Single Family IQ | Income Qualified | ROB and NEW | 1 | Residential Households | Each | 10 | DEER:Res_ClothesDishWasher | 1347.4242 | 0 | -181.6818 | SDG&E Data Request 2024 | 2986.8167 | 2024 | 0 | 2024 | 0 | 0 | SDG&E Data Request 2024 | Heat Pump Water Heater ¦ SDG&E ¦ All | Heat Pump Water Heater | 0.051246 | 1 | 0 | RASS 2019 | 0 | 0 | 1
IQ-WATERHEAT-29b.6 | Income Qualified ¦ Efficient Heat Pump Water Heater - Fuel Sub ¦ SDG&E ¦ All | Income Qualified ¦ Efficient Heat Pump Water Heater - Fuel Sub | SDG&E ¦ All | SDG&E | All | Electric & Gas | Heat Pump Water Heater - FS | Efficient |  |  | 0 | Conventional | WaterHeat | Income Qualified - Multi Family IQ | Income Qualified | ROB and NEW | 1 | Residential Households | Each | 10 | DEER:Res_ClothesDishWasher | 1347.4242 | 0 | -181.6818 | SDG&E Data Request 2024 | 2986.8167 | 2024 | 0 | 2024 | 0 | 0 | SDG&E Data Request 2024 | Heat Pump Water Heater ¦ SDG&E ¦ All | Heat Pump Water Heater | 0.12863 | 1 | 0 | RASS 2019 | 0 | 0 | 1
IQ-WATERHEAT-30.1 | Income Qualified ¦ No Gas Faucet Aerators ¦ PG&E ¦ All | Income Qualified ¦ No Gas Faucet Aerators | PG&E ¦ All | PG&E | All | Gas | Faucet Aerators | Average Existing and Code |  |  | 0 | Conventional | WaterHeat | Income Qualified - Single Family IQ | Income Qualified | RET Only | 0 | Residential Households | Home | 25 | DEER:Res_ClothesDishWasher | 0 | 0 | 0 | Base | 0 | 2024 | 0 | 2024 | 0 | 0 | Base | Gas Faucet Aerators ¦ PG&E ¦ All | Gas Faucet Aerators | 0.90232 | 1 | 0.49751 | RASS 2019 | 0 | 0 | 1
IQ-WATERHEAT-31.1 | Income Qualified ¦ Efficient Gas Faucet Aerators ¦ PG&E ¦ All | Income Qualified ¦ Efficient Gas Faucet Aerators | PG&E ¦ All | PG&E | All | Gas | Faucet Aerators | Efficient |  |  | 0 | Conventional | WaterHeat | Income Qualified - Single Family IQ | Income Qualified | RET Only | 0 | Residential Households | Home | 8.668 | DEER:Res_ClothesDishWasher | 0 | 0 | -5.0175 | SDG&E Data Request 2024 | 5.665 | 2024 | 0 | 2024 | 0 | 0 | SDG&E Data Request 2024 | Gas Faucet Aerators ¦ PG&E ¦ All | Gas Faucet Aerators | 0.90232 | 1 | 0.50249 | RASS 2019 | 0 | 0 | 1
IQ-WATERHEAT-30.2 | Income Qualified ¦ No Gas Faucet Aerators ¦ PG&E ¦ All | Income Qualified ¦ No Gas Faucet Aerators | PG&E ¦ All | PG&E | All | Gas | Faucet Aerators | Average Existing and Code |  |  | 0 | Conventional | WaterHeat | Income Qualified - Multi Family IQ | Income Qualified | RET Only | 0 | Residential Households | Home | 25 | DEER:Res_ClothesDishWasher | 0 | 0 | 0 | Base | 0 | 2024 | 0 | 2024 | 0 | 0 | Base | Gas Faucet Aerators ¦ PG&E ¦ All | Gas Faucet Aerators | 0.7989 | 1 | 0.56431 | RASS 2019 | 0 | 0 | 1
IQ-WATERHEAT-31.2 | Income Qualified ¦ Efficient Gas Faucet Aerators ¦ PG&E ¦ All | Income Qualified ¦ Efficient Gas Faucet Aerators | PG&E ¦ All | PG&E | All | Gas | Faucet Aerators | Efficient |  |  | 0 | Conventional | WaterHeat | Income Qualified - Multi Family IQ | Income Qualified | RET Only | 0 | Residential Households | Home | 8.668 | DEER:Res_ClothesDishWasher | 0 | 0 | -5.0175 | SDG&E Data Request 2024 | 5.665 | 2024 | 0 | 2024 | 0 | 0 | SDG&E Data Request 2024 | Gas Faucet Aerators ¦ PG&E ¦ All | Gas Faucet Aerators | 0.7989 | 1 | 0.43569 | RASS 2019 | 0 | 0 | 1
IQ-WATERHEAT-30.3 | Income Qualified ¦ No Gas Faucet Aerators ¦ SCG ¦ All | Income Qualified ¦ No Gas Faucet Aerators | SCG ¦ All | SCG | All | Gas | Faucet Aerators | Average Existing and Code |  |  | 0 | Conventional | WaterHeat | Income Qualified - Single Family IQ | Income Qualified | RET Only | 0 | Residential Households | Home | 25 | DEER:Res_ClothesDishWasher | 0 | 0 | 0 | Base | 0 | 2024 | 0 | 2024 | 0 | 0 | Base | Gas Faucet Aerators ¦ SCG ¦ All | Gas Faucet Aerators | 0.90232 | 1 | 0.49751 | RASS 2019 | 0 | 0 | 1
IQ-WATERHEAT-31.3 | Income Qualified ¦ Efficient Gas Faucet Aerators ¦ SCG ¦ All | Income Qualified ¦ Efficient Gas Faucet Aerators | SCG ¦ All | SCG | All | Gas | Faucet Aerators | Efficient |  |  | 0 | Conventional | WaterHeat | Income Qualified - Single Family IQ | Income Qualified | RET Only | 0 | Residential Households | Home | 8.668 | DEER:Res_ClothesDishWasher | 0 | 0 | -5.0175 | SDG&E Data Request 2024 | 5.665 | 2024 | 0 | 2024 | 0 | 0 | SDG&E Data Request 2024 | Gas Faucet Aerators ¦ SCG ¦ All | Gas Faucet Aerators | 0.90232 | 1 | 0.50249 | RASS 2019 | 0 | 0 | 1
IQ-WATERHEAT-30.4 | Income Qualified ¦ No Gas Faucet Aerators ¦ SCG ¦ All | Income Qualified ¦ No Gas Faucet Aerators | SCG ¦ All | SCG | All | Gas | Faucet Aerators | Average Existing and Code |  |  | 0 | Conventional | WaterHeat | Income Qualified - Multi Family IQ | Income Qualified | RET Only | 0 | Residential Households | Home | 25 | DEER:Res_ClothesDishWasher | 0 | 0 | 0 | Base | 0 | 2024 | 0 | 2024 | 0 | 0 | Base | Gas Faucet Aerators ¦ SCG ¦ All | Gas Faucet Aerators | 0.7989 | 1 | 0.56431 | RASS 2019 | 0 | 0 | 1
IQ-WATERHEAT-31.4 | Income Qualified ¦ Efficient Gas Faucet Aerators ¦ SCG ¦ All | Income Qualified ¦ Efficient Gas Faucet Aerators | SCG ¦ All | SCG | All | Gas | Faucet Aerators | Efficient |  |  | 0 | Conventional | WaterHeat | Income Qualified - Multi Family IQ | Income Qualified | RET Only | 0 | Residential Households | Home | 8.668 | DEER:Res_ClothesDishWasher | 0 | 0 | -5.0175 | SDG&E Data Request 2024 | 5.665 | 2024 | 0 | 2024 | 0 | 0 | SDG&E Data Request 2024 | Gas Faucet Aerators ¦ SCG ¦ All | Gas Faucet Aerators | 0.7989 | 1 | 0.43569 | RASS 2019 | 0 | 0 | 1
IQ-WATERHEAT-30.5 | Income Qualified ¦ No Gas Faucet Aerators ¦ SDG&E ¦ All | Income Qualified ¦ No Gas Faucet Aerators | SDG&E ¦ All | SDG&E | All | Gas | Faucet Aerators | Average Existing and Code |  |  | 0 | Conventional | WaterHeat | Income Qualified - Single Family IQ | Income Qualified | RET Only | 0 | Residential Households | Home | 25 | DEER:Res_ClothesDishWasher | 0 | 0 | 0 | Base | 0 | 2024 | 0 | 2024 | 0 | 0 | Base | Gas Faucet Aerators ¦ SDG&E ¦ All | Gas Faucet Aerators | 0.90232 | 1 | 0.49751 | RASS 2019 | 0 | 0 | 1
IQ-WATERHEAT-31.5 | Income Qualified ¦ Efficient Gas Faucet Aerators ¦ SDG&E ¦ All | Income Qualified ¦ Efficient Gas Faucet Aerators | SDG&E ¦ All | SDG&E | All | Gas | Faucet Aerators | Efficient |  |  | 0 | Conventional | WaterHeat | Income Qualified - Single Family IQ | Income Qualified | RET Only | 0 | Residential Households | Home | 8.668 | DEER:Res_ClothesDishWasher | 0 | 0 | -5.0175 | SDG&E Data Request 2024 | 5.665 | 2024 | 0 | 2024 | 0 | 0 | SDG&E Data Request 2024 | Gas Faucet Aerators ¦ SDG&E ¦ All | Gas Faucet Aerators | 0.90232 | 1 | 0.50249 | RASS 2019 | 0 | 0 | 1
IQ-WATERHEAT-30.6 | Income Qualified ¦ No Gas Faucet Aerators ¦ SDG&E ¦ All | Income Qualified ¦ No Gas Faucet Aerators | SDG&E ¦ All | SDG&E | All | Gas | Faucet Aerators | Average Existing and Code |  |  | 0 | Conventional | WaterHeat | Income Qualified - Multi Family IQ | Income Qualified | RET Only | 0 | Residential Households | Home | 25 | DEER:Res_ClothesDishWasher | 0 | 0 | 0 | Base | 0 | 2024 | 0 | 2024 | 0 | 0 | Base | Gas Faucet Aerators ¦ SDG&E ¦ All | Gas Faucet Aerators | 0.7989 | 1 | 0.56431 | RASS 2019 | 0 | 0 | 1
IQ-WATERHEAT-31.6 | Income Qualified ¦ Efficient Gas Faucet Aerators ¦ SDG&E ¦ All | Income Qualified ¦ Efficient Gas Faucet Aerators | SDG&E ¦ All | SDG&E | All | Gas | Faucet Aerators | Efficient |  |  | 0 | Conventional | WaterHeat | Income Qualified - Multi Family IQ | Income Qualified | RET Only | 0 | Residential Households | Home | 8.668 | DEER:Res_ClothesDishWasher | 0 | 0 | -5.0175 | SDG&E Data Request 2024 | 5.665 | 2024 | 0 | 2024 | 0 | 0 | SDG&E Data Request 2024 | Gas Faucet Aerators ¦ SDG&E ¦ All | Gas Faucet Aerators | 0.7989 | 1 | 0.43569 | RASS 2019 | 0 | 0 | 1
IQ-WATERHEAT-32.1 | Income Qualified ¦ Average Existing and Code Tankless Water Heater ¦ PG&E ¦ All | Income Qualified ¦ Average Existing and Code Tankless Water Heater | PG&E ¦ All | PG&E | All | Gas | Tankless Water Heater | Average Existing and Code |  |  | 0 | Conventional | WaterHeat | Income Qualified - Single Family IQ | Income Qualified | ROB and NEW | 0 | Residential Households | Home | 20 | DEER:Res_ClothesDishWasher | 0 | 0 | 0 | Base | 0 | 2022 | 0 | 2022 | 0 | 0 | Base | Tankless Water Heater ¦ PG&E ¦ All | Tankless Water Heater | 0.85874 | 1 | 0.90862 | Res Gas Water Heaters (avg Hot-Dry, Marine) | 0 | 0 | 1
IQ-WATERHEAT-33.1 | Income Qualified ¦ Efficient Tankless Water Heater ¦ PG&E ¦ All | Income Qualified ¦ Efficient Tankless Water Heater | PG&E ¦ All | PG&E | All | Gas | Tankless Water Heater | Efficient |  |  | 0 | Conventional | WaterHeat | Income Qualified - Single Family IQ | Income Qualified | ROB and NEW | 0 | Residential Households | Home | 20 | DEER:Res_ClothesDishWasher | 0 | 0 | -82.8001 | Average of SCG and SDG&E | 2820 | 2024 | 0 | 2024 | 0 | 0 | Average of SCG and SDG&E | Tankless Water Heater ¦ PG&E ¦ All | Tankless Water Heater | 0.85874 | 1 | 0.091382 | Res Gas Water Heaters (avg Hot-Dry, Marine) | 0 | 0 | 1
IQ-WATERHEAT-32.2 | Income Qualified ¦ Average Existing and Code Tankless Water Heater ¦ PG&E ¦ All | Income Qualified ¦ Average Existing and Code Tankless Water Heater | PG&E ¦ All | PG&E | All | Gas | Tankless Water Heater | Average Existing and Code |  |  | 0 | Conventional | WaterHeat | Income Qualified - Multi Family IQ | Income Qualified | ROB and NEW | 0 | Residential Households | Home | 20 | DEER:Res_ClothesDishWasher | 0 | 0 | 0 | Base | 0 | 2022 | 0 | 2022 | 0 | 0 | Base | Tankless Water Heater ¦ PG&E ¦ All | Tankless Water Heater | 0.32889 | 1 | 0.86877 | Res Gas Water Heaters (avg Hot-Dry, Marine) | 0 | 0 | 1
IQ-WATERHEAT-33.2 | Income Qualified ¦ Efficient Tankless Water Heater ¦ PG&E ¦ All | Income Qualified ¦ Efficient Tankless Water Heater | PG&E ¦ All | PG&E | All | Gas | Tankless Water Heater | Efficient |  |  | 0 | Conventional | WaterHeat | Income Qualified - Multi Family IQ | Income Qualified | ROB and NEW | 0 | Residential Households | Home | 20 | DEER:Res_ClothesDishWasher | 0 | 0 | -80.0812 | SDG&E Data Request 2024 | 2820 | 2024 | 0 | 2024 | 0 | 0 | Average of SCG and SDG&E | Tankless Water Heater ¦ PG&E ¦ All | Tankless Water Heater | 0.32889 | 1 | 0.13123 | Res Gas Water Heaters (avg Hot-Dry, Marine) | 0 | 0 | 1
IQ-WATERHEAT-32.3 | Income Qualified ¦ Average Existing and Code Tankless Water Heater ¦ SCG ¦ All | Income Qualified ¦ Average Existing and Code Tankless Water Heater | SCG ¦ All | SCG | All | Gas | Tankless Water Heater | Average Existing and Code |  |  | 0 | Conventional | WaterHeat | Income Qualified - Single Family IQ | Income Qualified | ROB and NEW | 0 | Residential Households | Home | 11 | DEER:Res_ClothesDishWasher | 0 | 0 | 0 | Base | 0 | 2022 | 0 | 2022 | 0 | 0 | Base | Tankless Water Heater ¦ SCG ¦ All | Tankless Water Heater | 0.85429 | 1 | 0.88967 | Res Gas Water Heaters (avg Hot-Dry, Marine) | 0 | 0 | 1
IQ-WATERHEAT-33.3 | Income Qualified ¦ Efficient Tankless Water Heater ¦ SCG ¦ All | Income Qualified ¦ Efficient Tankless Water Heater | SCG ¦ All | SCG | All | Gas | Tankless Water Heater | Efficient |  |  | 0 | Conventional | WaterHeat | Income Qualified - Single Family IQ | Income Qualified | ROB and NEW | 0 | Residential Households | Home | 20 | DEER:Res_ClothesDishWasher | 0 | 0 | -89.6335 | SCG ESA Annual Report 2023 | 3850 | 2024 | 0 | 2024 | 0 | 0 | SCG Data Request 2024 | Tankless Water Heater ¦ SCG ¦ All | Tankless Water Heater | 0.85429 | 1 | 0.11033 | Res Gas Water Heaters (avg Hot-Dry, Marine) | 0 | 0 | 1
IQ-WATERHEAT-32.4 | Income Qualified ¦ Average Existing and Code Tankless Water Heater ¦ SCG ¦ All | Income Qualified ¦ Average Existing and Code Tankless Water Heater | SCG ¦ All | SCG | All | Gas | Tankless Water Heater | Average Existing and Code |  |  | 0 | Conventional | WaterHeat | Income Qualified - Multi Family IQ | Income Qualified | ROB and NEW | 0 | Residential Households | Home | 11 | DEER:Res_ClothesDishWasher | 0 | 0 | 0 | Base | 0 | 2022 | 0 | 2022 | 0 | 0 | Base | Tankless Water Heater ¦ SCG ¦ All | Tankless Water Heater | 0.30377 | 1 | 0.93769 | Res Gas Water Heaters (avg Hot-Dry, Marine) | 0 | 0 | 1
IQ-WATERHEAT-33.4 | Income Qualified ¦ Efficient Tankless Water Heater ¦ SCG ¦ All | Income Qualified ¦ Efficient Tankless Water Heater | SCG ¦ All | SCG | All | Gas | Tankless Water Heater | Efficient |  |  | 0 | Conventional | WaterHeat | Income Qualified - Multi Family IQ | Income Qualified | ROB and NEW | 0 | Residential Households | Home | 20 | DEER:Res_ClothesDishWasher | 0 | 0 | -80.0812 | SDG&E Data Request 2024 | 3850 | 2024 | 0 | 2024 | 0 | 0 | SCG Data Request 2024 | Tankless Water Heater ¦ SCG ¦ All | Tankless Water Heater | 0.30377 | 1 | 0.062306 | Res Gas Water Heaters (avg Hot-Dry, Marine) | 0 | 0 | 1
IQ-WATERHEAT-32.5 | Income Qualified ¦ Average Existing and Code Tankless Water Heater ¦ SDG&E ¦ All | Income Qualified ¦ Average Existing and Code Tankless Water Heater | SDG&E ¦ All | SDG&E | All | Gas | Tankless Water Heater | Average Existing and Code |  |  | 0 | Conventional | WaterHeat | Income Qualified - Single Family IQ | Income Qualified | ROB and NEW | 0 | Residential Households | Home | 11 | DEER:Res_ClothesDishWasher | 0 | 0 | 0 | Base | 0 | 2022 | 0 | 2022 | 0 | 0 | Base | Tankless Water Heater ¦ SDG&E ¦ All | Tankless Water Heater | 0.90681 | 1 | 0.89181 | Res Gas Water Heaters (avg Hot-Dry, Marine) | 0 | 0 | 1
IQ-WATERHEAT-33.5 | Income Qualified ¦ Efficient Tankless Water Heater ¦ SDG&E ¦ All | Income Qualified ¦ Efficient Tankless Water Heater | SDG&E ¦ All | SDG&E | All | Gas | Tankless Water Heater | Efficient |  |  | 0 | Conventional | WaterHeat | Income Qualified - Single Family IQ | Income Qualified | ROB and NEW | 0 | Residential Households | Home | 20 | DEER:Res_ClothesDishWasher | 0 | 0 | -75.9667 | SDG&E Data Request 2024 | 1790 | 2024 | 0 | 2024 | 0 | 0 | SDG&E Data Request 2024 | Tankless Water Heater ¦ SDG&E ¦ All | Tankless Water Heater | 0.90681 | 1 | 0.10819 | Res Gas Water Heaters (avg Hot-Dry, Marine) | 0 | 0 | 1
IQ-WATERHEAT-32.6 | Income Qualified ¦ Average Existing and Code Tankless Water Heater ¦ SDG&E ¦ All | Income Qualified ¦ Average Existing and Code Tankless Water Heater | SDG&E ¦ All | SDG&E | All | Gas | Tankless Water Heater | Average Existing and Code |  |  | 0 | Conventional | WaterHeat | Income Qualified - Multi Family IQ | Income Qualified | ROB and NEW | 0 | Residential Households | Home | 11 | DEER:Res_ClothesDishWasher | 0 | 0 | 0 | Base | 0 | 2022 | 0 | 2022 | 0 | 0 | Base | Tankless Water Heater ¦ SDG&E ¦ All | Tankless Water Heater | 0.42483 | 1 | 0.89222 | Res Gas Water Heaters (avg Hot-Dry, Marine) | 0 | 0 | 1
IQ-WATERHEAT-33.6 | Income Qualified ¦ Efficient Tankless Water Heater ¦ SDG&E ¦ All | Income Qualified ¦ Efficient Tankless Water Heater | SDG&E ¦ All | SDG&E | All | Gas | Tankless Water Heater | Efficient |  |  | 0 | Conventional | WaterHeat | Income Qualified - Multi Family IQ | Income Qualified | ROB and NEW | 0 | Residential Households | Home | 20 | DEER:Res_ClothesDishWasher | 0 | 0 | -80.0812 | SDG&E Data Request 2024 | 1790 | 2024 | 0 | 2024 | 0 | 0 | SDG&E Data Request 2024 | Tankless Water Heater ¦ SDG&E ¦ All | Tankless Water Heater | 0.42483 | 1 | 0.10778 | Res Gas Water Heaters (avg Hot-Dry, Marine) | 0 | 0 | 1
IQ-WATERHEAT-34.1 | Income Qualified ¦ Average Existing and Code Storage Water Heater ¦ PG&E ¦ All | Income Qualified ¦ Average Existing and Code Storage Water Heater | PG&E ¦ All | PG&E | All | Gas | Storage Water Heater | Average Existing and Code |  |  | 0 | Conventional | WaterHeat | Income Qualified - Single Family IQ | Income Qualified | ROB and NEW | 0 | Residential Households | Each | 11 | DEER:Res_ClothesDishWasher | 0 | 0 | 0 | Base | 0 | 2022 | 0 | 2022 | 0 | 0 | Base | Storage Water Heater ¦ PG&E ¦ All | Storage Water Heater | 0.85874 | 1 | 0.90862 | Res Gas Water Heaters (avg Hot-Dry, Marine) | 0 | 0 | 1
IQ-WATERHEAT-35.1 | Income Qualified ¦ Efficient Storage Water Heater ¦ PG&E ¦ All | Income Qualified ¦ Efficient Storage Water Heater | PG&E ¦ All | PG&E | All | Gas | Storage Water Heater | Efficient |  |  | 0 | Conventional | WaterHeat | Income Qualified - Single Family IQ | Income Qualified | ROB and NEW | 0 | Residential Households | Each | 11 | DEER:Res_ClothesDishWasher | 3.4778 | 0.00057722 | -41.7833 | SDG&E Data request 2024 | 2173.3544 | 2024 | 0 | 2024 | 0 | 0 | SDG&E Data request 2024 | Storage Water Heater ¦ PG&E ¦ All | Storage Water Heater | 0.85874 | 1 | 0.091382 | Res Gas Water Heaters (avg Hot-Dry, Marine) | 0 | 0 | 1
IQ-WATERHEAT-34.2 | Income Qualified ¦ Average Existing and Code Storage Water Heater ¦ PG&E ¦ All | Income Qualified ¦ Average Existing and Code Storage Water Heater | PG&E ¦ All | PG&E | All | Gas | Storage Water Heater | Average Existing and Code |  |  | 0 | Conventional | WaterHeat | Income Qualified - Multi Family IQ | Income Qualified | ROB and NEW | 0 | Residential Households | Each | 11 | DEER:Res_ClothesDishWasher | 0 | 0 | 0 | Base | 0 | 2022 | 0 | 2022 | 0 | 0 | Base | Storage Water Heater ¦ PG&E ¦ All | Storage Water Heater | 0.32889 | 1 | 0.86877 | Res Gas Water Heaters (avg Hot-Dry, Marine) | 0 | 0 | 1
IQ-WATERHEAT-35.2 | Income Qualified ¦ Efficient Storage Water Heater ¦ PG&E ¦ All | Income Qualified ¦ Efficient Storage Water Heater | PG&E ¦ All | PG&E | All | Gas | Storage Water Heater | Efficient |  |  | 0 | Conventional | WaterHeat | Income Qualified - Multi Family IQ | Income Qualified | ROB and NEW | 0 | Residential Households | Each | 11 | DEER:Res_ClothesDishWasher | 3.4778 | 0.00057722 | -41.7833 | SDG&E Data request 2024 | 2173.3544 | 2024 | 0 | 2024 | 0 | 0 | SDG&E Data request 2024 | Storage Water Heater ¦ PG&E ¦ All | Storage Water Heater | 0.32889 | 1 | 0.13123 | Res Gas Water Heaters (avg Hot-Dry, Marine) | 0 | 0 | 1
IQ-WATERHEAT-34.3 | Income Qualified ¦ Average Existing and Code Storage Water Heater ¦ SCG ¦ All | Income Qualified ¦ Average Existing and Code Storage Water Heater | SCG ¦ All | SCG | All | Gas | Storage Water Heater | Average Existing and Code |  |  | 0 | Conventional | WaterHeat | Income Qualified - Single Family IQ | Income Qualified | ROB and NEW | 0 | Residential Households | Each | 11 | DEER:Res_ClothesDishWasher | 0 | 0 | 0 | Base | 0 | 2022 | 0 | 2022 | 0 | 0 | Base | Storage Water Heater ¦ SCG ¦ All | Storage Water Heater | 0.85429 | 1 | 0.88967 | Res Gas Water Heaters (avg Hot-Dry, Marine) | 0 | 0 | 1
IQ-WATERHEAT-35.3 | Income Qualified ¦ Efficient Storage Water Heater ¦ SCG ¦ All | Income Qualified ¦ Efficient Storage Water Heater | SCG ¦ All | SCG | All | Gas | Storage Water Heater | Efficient |  |  | 0 | Conventional | WaterHeat | Income Qualified - Single Family IQ | Income Qualified | ROB and NEW | 0 | Residential Households | Each | 20 | DEER:Res_ClothesDishWasher | 3.4778 | 0.00057722 | -41.7833 | SDG&E Data request 2024 | 3850 | 2024 | 0 | 2024 | 0 | 0 | SCG Data Request 2024 | Storage Water Heater ¦ SCG ¦ All | Storage Water Heater | 0.85429 | 1 | 0.11033 | Res Gas Water Heaters (avg Hot-Dry, Marine) | 0 | 0 | 1
IQ-WATERHEAT-34.4 | Income Qualified ¦ Average Existing and Code Storage Water Heater ¦ SCG ¦ All | Income Qualified ¦ Average Existing and Code Storage Water Heater | SCG ¦ All | SCG | All | Gas | Storage Water Heater | Average Existing and Code |  |  | 0 | Conventional | WaterHeat | Income Qualified - Multi Family IQ | Income Qualified | ROB and NEW | 0 | Residential Households | Each | 11 | DEER:Res_ClothesDishWasher | 0 | 0 | 0 | Base | 0 | 2022 | 0 | 2022 | 0 | 0 | Base | Storage Water Heater ¦ SCG ¦ All | Storage Water Heater | 0.30377 | 1 | 0.93769 | Res Gas Water Heaters (avg Hot-Dry, Marine) | 0 | 0 | 1
IQ-WATERHEAT-35.4 | Income Qualified ¦ Efficient Storage Water Heater ¦ SCG ¦ All | Income Qualified ¦ Efficient Storage Water Heater | SCG ¦ All | SCG | All | Gas | Storage Water Heater | Efficient |  |  | 0 | Conventional | WaterHeat | Income Qualified - Multi Family IQ | Income Qualified | ROB and NEW | 0 | Residential Households | Each | 20 | DEER:Res_ClothesDishWasher | 3.4778 | 0.00057722 | -41.7833 | SDG&E Data request 2024 | 3850 | 2024 | 0 | 2024 | 0 | 0 | SCG Data Request 2024 | Storage Water Heater ¦ SCG ¦ All | Storage Water Heater | 0.30377 | 1 | 0.062306 | Res Gas Water Heaters (avg Hot-Dry, Marine) | 0 | 0 | 1
IQ-WATERHEAT-34.5 | Income Qualified ¦ Average Existing and Code Storage Water Heater ¦ SDG&E ¦ All | Income Qualified ¦ Average Existing and Code Storage Water Heater | SDG&E ¦ All | SDG&E | All | Gas | Storage Water Heater | Average Existing and Code |  |  | 0 | Conventional | WaterHeat | Income Qualified - Single Family IQ | Income Qualified | ROB and NEW | 0 | Residential Households | Each | 11 | DEER:Res_ClothesDishWasher | 0 | 0 | 0 | Base | 0 | 2022 | 0 | 2022 | 0 | 0 | Base | Storage Water Heater ¦ SDG&E ¦ All | Storage Water Heater | 0.90681 | 1 | 0.89181 | Res Gas Water Heaters (avg Hot-Dry, Marine) | 0 | 0 | 1
IQ-WATERHEAT-35.5 | Income Qualified ¦ Efficient Storage Water Heater ¦ SDG&E ¦ All | Income Qualified ¦ Efficient Storage Water Heater | SDG&E ¦ All | SDG&E | All | Gas | Storage Water Heater | Efficient |  |  | 0 | Conventional | WaterHeat | Income Qualified - Single Family IQ | Income Qualified | ROB and NEW | 0 | Residential Households | Each | 11 | DEER:Res_ClothesDishWasher | 3.4778 | 0.00057722 | -41.7833 | SDG&E Data request 2024 | 2173.3544 | 2024 | 0 | 2024 | 0 | 0 | SDG&E Data request 2024 | Storage Water Heater ¦ SDG&E ¦ All | Storage Water Heater | 0.90681 | 1 | 0.10819 | Res Gas Water Heaters (avg Hot-Dry, Marine) | 0 | 0 | 1
IQ-WATERHEAT-34.6 | Income Qualified ¦ Average Existing and Code Storage Water Heater ¦ SDG&E ¦ All | Income Qualified ¦ Average Existing and Code Storage Water Heater | SDG&E ¦ All | SDG&E | All | Gas | Storage Water Heater | Average Existing and Code |  |  | 0 | Conventional | WaterHeat | Income Qualified - Multi Family IQ | Income Qualified | ROB and NEW | 0 | Residential Households | Each | 11 | DEER:Res_ClothesDishWasher | 0 | 0 | 0 | Base | 0 | 2022 | 0 | 2022 | 0 | 0 | Base | Storage Water Heater ¦ SDG&E ¦ All | Storage Water Heater | 0.42483 | 1 | 0.89222 | Res Gas Water Heaters (avg Hot-Dry, Marine) | 0 | 0 | 1
IQ-WATERHEAT-35.6 | Income Qualified ¦ Efficient Storage Water Heater ¦ SDG&E ¦ All | Income Qualified ¦ Efficient Storage Water Heater | SDG&E ¦ All | SDG&E | All | Gas | Storage Water Heater | Efficient |  |  | 0 | Conventional | WaterHeat | Income Qualified - Multi Family IQ | Income Qualified | ROB and NEW | 0 | Residential Households | Each | 11 | DEER:Res_ClothesDishWasher | 3.4778 | 0.00057722 | -41.7833 | SDG&E Data request 2024 | 2173.3544 | 2024 | 0 | 2024 | 0 | 0 | SDG&E Data request 2024 | Storage Water Heater ¦ SDG&E ¦ All | Storage Water Heater | 0.42483 | 1 | 0.10778 | Res Gas Water Heaters (avg Hot-Dry, Marine) | 0 | 0 | 1
IQ-WHOLEBLG-01.1 | Income Qualified ¦ Average and Existing CO & Smoke Alarms ¦ PG&E ¦ All | Income Qualified ¦ Average and Existing CO & Smoke Alarms | PG&E ¦ All | PG&E | All | Electric & Gas | No Alarms | Average Existing and Code |  |  | 0 | Conventional | WholeBlg | Income Qualified - Single Family IQ | Income Qualified | RET Only | 0 | Residential Households | Home | 1 | DEER:Res_BldgShell_Ins | 0 | 0 | 0 | Base | 0 | 2024 | 0 | 2024 | 0 | 0 | Base | CO & Smoke Alarms ¦ PG&E ¦ All | CO & Smoke Alarms | 1 | 1 | 1 | Default for home unit | 0 | 0 | 1
IQ-WHOLEBLG-02.1 | Income Qualified ¦ Efficient CO & Smoke Alarms ¦ PG&E ¦ All | Income Qualified ¦ Efficient CO & Smoke Alarms | PG&E ¦ All | PG&E | All | Electric & Gas | CO & Smoke Alarms | Efficient |  |  | 0 | Conventional | WholeBlg | Income Qualified - Single Family IQ | Income Qualified | RET Only | 0 | Residential Households | Home | 1 | DEER:Res_BldgShell_Ins | -0.0001 | 0 | 0 | SCG Data Request 2024 | 78.05 | 2024 | 0 | 2024 | 0 | 0 | SCG Data Request 2024 | CO & Smoke Alarms ¦ PG&E ¦ All | CO & Smoke Alarms | 1 | 1 | 0 | Default for home unit | 0 | 0 | 1
IQ-WHOLEBLG-01.2 | Income Qualified ¦ Average and Existing CO & Smoke Alarms ¦ PG&E ¦ All | Income Qualified ¦ Average and Existing CO & Smoke Alarms | PG&E ¦ All | PG&E | All | Electric & Gas | No Alarms | Average Existing and Code |  |  | 0 | Conventional | WholeBlg | Income Qualified - Multi Family IQ | Income Qualified | RET Only | 0 | Residential Households | Home | 1 | DEER:Res_BldgShell_Ins | 0 | 0 | 0 | Base | 0 | 2024 | 0 | 2024 | 0 | 0 | Base | CO & Smoke Alarms ¦ PG&E ¦ All | CO & Smoke Alarms | 1 | 1 | 1 | Default for home unit | 0 | 0 | 1
IQ-WHOLEBLG-02.2 | Income Qualified ¦ Efficient CO & Smoke Alarms ¦ PG&E ¦ All | Income Qualified ¦ Efficient CO & Smoke Alarms | PG&E ¦ All | PG&E | All | Electric & Gas | CO & Smoke Alarms | Efficient |  |  | 0 | Conventional | WholeBlg | Income Qualified - Multi Family IQ | Income Qualified | RET Only | 0 | Residential Households | Home | 1 | DEER:Res_BldgShell_Ins | -0.0001 | 0 | 0 | SCG Data Request 2024 | 78.05 | 2024 | 0 | 2024 | 0 | 0 | SCG Data Request 2024 | CO & Smoke Alarms ¦ PG&E ¦ All | CO & Smoke Alarms | 1 | 1 | 0 | Default for home unit | 0 | 0 | 1
IQ-WHOLEBLG-01.3 | Income Qualified ¦ Average and Existing CO & Smoke Alarms ¦ SCE ¦ All | Income Qualified ¦ Average and Existing CO & Smoke Alarms | SCE ¦ All | SCE | All | Electric & Gas | No Alarms | Average Existing and Code |  |  | 0 | Conventional | WholeBlg | Income Qualified - Single Family IQ | Income Qualified | RET Only | 0 | Residential Households | Home | 1 | DEER:Res_BldgShell_Ins | 0 | 0 | 0 | Base | 0 | 2024 | 0 | 2024 | 0 | 0 | Base | CO & Smoke Alarms ¦ SCE ¦ All | CO & Smoke Alarms | 1 | 1 | 1 | Default for home unit | 0 | 0 | 1
IQ-WHOLEBLG-02.3 | Income Qualified ¦ Efficient CO & Smoke Alarms ¦ SCE ¦ All | Income Qualified ¦ Efficient CO & Smoke Alarms | SCE ¦ All | SCE | All | Electric & Gas | CO & Smoke Alarms | Efficient |  |  | 0 | Conventional | WholeBlg | Income Qualified - Single Family IQ | Income Qualified | RET Only | 0 | Residential Households | Home | 1 | DEER:Res_BldgShell_Ins | -0.0001 | 0 | 0 | SCG Data Request 2024 | 78.05 | 2024 | 0 | 2024 | 0 | 0 | SCG Data Request 2024 | CO & Smoke Alarms ¦ SCE ¦ All | CO & Smoke Alarms | 1 | 1 | 0 | Default for home unit | 0 | 0 | 1
IQ-WHOLEBLG-01.4 | Income Qualified ¦ Average and Existing CO & Smoke Alarms ¦ SCE ¦ All | Income Qualified ¦ Average and Existing CO & Smoke Alarms | SCE ¦ All | SCE | All | Electric & Gas | No Alarms | Average Existing and Code |  |  | 0 | Conventional | WholeBlg | Income Qualified - Multi Family IQ | Income Qualified | RET Only | 0 | Residential Households | Home | 1 | DEER:Res_BldgShell_Ins | 0 | 0 | 0 | Base | 0 | 2024 | 0 | 2024 | 0 | 0 | Base | CO & Smoke Alarms ¦ SCE ¦ All | CO & Smoke Alarms | 1 | 1 | 1 | Default for home unit | 0 | 0 | 1
IQ-WHOLEBLG-02.4 | Income Qualified ¦ Efficient CO & Smoke Alarms ¦ SCE ¦ All | Income Qualified ¦ Efficient CO & Smoke Alarms | SCE ¦ All | SCE | All | Electric & Gas | CO & Smoke Alarms | Efficient |  |  | 0 | Conventional | WholeBlg | Income Qualified - Multi Family IQ | Income Qualified | RET Only | 0 | Residential Households | Home | 1 | DEER:Res_BldgShell_Ins | -0.0001 | 0 | 0 | SCG Data Request 2024 | 78.05 | 2024 | 0 | 2024 | 0 | 0 | SCG Data Request 2024 | CO & Smoke Alarms ¦ SCE ¦ All | CO & Smoke Alarms | 1 | 1 | 0 | Default for home unit | 0 | 0 | 1
IQ-WHOLEBLG-01.5 | Income Qualified ¦ Average and Existing CO & Smoke Alarms ¦ SDG&E ¦ All | Income Qualified ¦ Average and Existing CO & Smoke Alarms | SDG&E ¦ All | SDG&E | All | Electric & Gas | No Alarms | Average Existing and Code |  |  | 0 | Conventional | WholeBlg | Income Qualified - Single Family IQ | Income Qualified | RET Only | 0 | Residential Households | Home | 1 | DEER:Res_BldgShell_Ins | 0 | 0 | 0 | Base | 0 | 2024 | 0 | 2024 | 0 | 0 | Base | CO & Smoke Alarms ¦ SDG&E ¦ All | CO & Smoke Alarms | 1 | 1 | 1 | Default for home unit | 0 | 0 | 1
IQ-WHOLEBLG-02.5 | Income Qualified ¦ Efficient CO & Smoke Alarms ¦ SDG&E ¦ All | Income Qualified ¦ Efficient CO & Smoke Alarms | SDG&E ¦ All | SDG&E | All | Electric & Gas | CO & Smoke Alarms | Efficient |  |  | 0 | Conventional | WholeBlg | Income Qualified - Single Family IQ | Income Qualified | RET Only | 0 | Residential Households | Home | 1 | DEER:Res_BldgShell_Ins | -0.0001 | 0 | 0 | SCG Data Request 2024 | 78.05 | 2024 | 0 | 2024 | 0 | 0 | SCG Data Request 2024 | CO & Smoke Alarms ¦ SDG&E ¦ All | CO & Smoke Alarms | 1 | 1 | 0 | Default for home unit | 0 | 0 | 1
IQ-WHOLEBLG-01.6 | Income Qualified ¦ Average and Existing CO & Smoke Alarms ¦ SDG&E ¦ All | Income Qualified ¦ Average and Existing CO & Smoke Alarms | SDG&E ¦ All | SDG&E | All | Electric & Gas | No Alarms | Average Existing and Code |  |  | 0 | Conventional | WholeBlg | Income Qualified - Multi Family IQ | Income Qualified | RET Only | 0 | Residential Households | Home | 1 | DEER:Res_BldgShell_Ins | 0 | 0 | 0 | Base | 0 | 2024 | 0 | 2024 | 0 | 0 | Base | CO & Smoke Alarms ¦ SDG&E ¦ All | CO & Smoke Alarms | 1 | 1 | 1 | Default for home unit | 0 | 0 | 1
IQ-WHOLEBLG-02.6 | Income Qualified ¦ Efficient CO & Smoke Alarms ¦ SDG&E ¦ All | Income Qualified ¦ Efficient CO & Smoke Alarms | SDG&E ¦ All | SDG&E | All | Electric & Gas | CO & Smoke Alarms | Efficient |  |  | 0 | Conventional | WholeBlg | Income Qualified - Multi Family IQ | Income Qualified | RET Only | 0 | Residential Households | Home | 1 | DEER:Res_BldgShell_Ins | -0.0001 | 0 | 0 | SCG Data Request 2024 | 78.05 | 2024 | 0 | 2024 | 0 | 0 | SCG Data Request 2024 | CO & Smoke Alarms ¦ SDG&E ¦ All | CO & Smoke Alarms | 1 | 1 | 0 | Default for home unit | 0 | 0 | 1
IQ-WHOLEBLG-01.7 | Income Qualified ¦ Average and Existing CO & Smoke Alarms ¦ SCG ¦ All | Income Qualified ¦ Average and Existing CO & Smoke Alarms | SCG ¦ All | SCG | All | Electric & Gas | No Alarms | Average Existing and Code |  |  | 0 | Conventional | WholeBlg | Income Qualified - Single Family IQ | Income Qualified | RET Only | 0 | Residential Households | Home | 1 | DEER:Res_BldgShell_Ins | 0 | 0 | 0 | Base | 0 | 2024 | 0 | 2024 | 0 | 0 | Base | CO & Smoke Alarms ¦ SCG ¦ All | CO & Smoke Alarms | 1 | 1 | 1 | Default for home unit | 0 | 0 | 1
IQ-WHOLEBLG-02.7 | Income Qualified ¦ Efficient CO & Smoke Alarms ¦ SCG ¦ All | Income Qualified ¦ Efficient CO & Smoke Alarms | SCG ¦ All | SCG | All | Electric & Gas | CO & Smoke Alarms | Efficient |  |  | 0 | Conventional | WholeBlg | Income Qualified - Single Family IQ | Income Qualified | RET Only | 0 | Residential Households | Home | 1 | DEER:Res_BldgShell_Ins | 0 | 0 | -0.0001 | SCG Data Request 2024 | 78.05 | 2024 | 0 | 2024 | 0 | 0 | SCG Data Request 2024 | CO & Smoke Alarms ¦ SCG ¦ All | CO & Smoke Alarms | 1 | 1 | 0 | Default for home unit | 0 | 0 | 1
IQ-WHOLEBLG-01.8 | Income Qualified ¦ Average and Existing CO & Smoke Alarms ¦ SCG ¦ All | Income Qualified ¦ Average and Existing CO & Smoke Alarms | SCG ¦ All | SCG | All | Electric & Gas | No Alarms | Average Existing and Code |  |  | 0 | Conventional | WholeBlg | Income Qualified - Multi Family IQ | Income Qualified | RET Only | 0 | Residential Households | Home | 1 | DEER:Res_BldgShell_Ins | 0 | 0 | 0 | Base | 0 | 2024 | 0 | 2024 | 0 | 0 | Base | CO & Smoke Alarms ¦ SCG ¦ All | CO & Smoke Alarms | 1 | 1 | 1 | Default for home unit | 0 | 0 | 1
IQ-WHOLEBLG-02.8 | Income Qualified ¦ Efficient CO & Smoke Alarms ¦ SCG ¦ All | Income Qualified ¦ Efficient CO & Smoke Alarms | SCG ¦ All | SCG | All | Electric & Gas | CO & Smoke Alarms | Efficient |  |  | 0 | Conventional | WholeBlg | Income Qualified - Multi Family IQ | Income Qualified | RET Only | 0 | Residential Households | Home | 1 | DEER:Res_BldgShell_Ins | 0 | 0 | -0.0001 | SCG Data Request 2024 | 78.05 | 2024 | 0 | 2024 | 0 | 0 | SCG Data Request 2024 | CO & Smoke Alarms ¦ SCG ¦ All | CO & Smoke Alarms | 1 | 1 | 0 | Default for home unit | 0 | 0 | 1
IQ-WHOLEBLG-03.1 | Income Qualified ¦ Average and Existing No Comprehensive Home Health and Safety Check‐up ¦ PG&E ¦ All | Income Qualified ¦ Average and Existing No Comprehensive Home Health and Safety Check‐up | PG&E ¦ All | PG&E | All | Electric & Gas | No check-up | Average Existing and Code |  |  | 0 | Conventional | WholeBlg | Income Qualified - Single Family IQ | Income Qualified | RET Only | 0 | Residential Households | Home | 1 | DEER:Res_BldgShell_Ins | 0 | 0 | 0 | Base | 0 | 2024 | 0 | 2024 | 0 | 0 | Base | Comprehensive Home Health and Safety Check‐up ¦ PG&E ¦ All | Comprehensive Home Health and Safety Check‐up | 1 | 1 | 1 | Default for home unit | 0 | 0 | 1
IQ-WHOLEBLG-04.1 | Income Qualified ¦ Efficient Comprehensive Home Health and Safety Check‐up ¦ PG&E ¦ All | Income Qualified ¦ Efficient Comprehensive Home Health and Safety Check‐up | PG&E ¦ All | PG&E | All | Electric & Gas | Comprehensive home check up | Efficient |  |  | 0 | Conventional | WholeBlg | Income Qualified - Single Family IQ | Income Qualified | RET Only | 0 | Residential Households | Home | 1 | DEER:Res_BldgShell_Ins | -0.0001 | 0 | 0 | SCG Data Request 2024 | 60 | 2024 | 0 | 2024 | 0 | 0 | SCG Data Request 2024 | Comprehensive Home Health and Safety Check‐up ¦ PG&E ¦ All | Comprehensive Home Health and Safety Check‐up | 1 | 1 | 0 | Default for home unit | 0 | 0 | 1
IQ-WHOLEBLG-03.2 | Income Qualified ¦ Average and Existing No Comprehensive Home Health and Safety Check‐up ¦ PG&E ¦ All | Income Qualified ¦ Average and Existing No Comprehensive Home Health and Safety Check‐up | PG&E ¦ All | PG&E | All | Electric & Gas | No check-up | Average Existing and Code |  |  | 0 | Conventional | WholeBlg | Income Qualified - Multi Family IQ | Income Qualified | RET Only | 0 | Residential Households | Home | 1 | DEER:Res_BldgShell_Ins | 0 | 0 | 0 | Base | 0 | 2024 | 0 | 2024 | 0 | 0 | Base | Comprehensive Home Health and Safety Check‐up ¦ PG&E ¦ All | Comprehensive Home Health and Safety Check‐up | 1 | 1 | 1 | Default for home unit | 0 | 0 | 1
IQ-WHOLEBLG-04.2 | Income Qualified ¦ Efficient Comprehensive Home Health and Safety Check‐up ¦ PG&E ¦ All | Income Qualified ¦ Efficient Comprehensive Home Health and Safety Check‐up | PG&E ¦ All | PG&E | All | Electric & Gas | Comprehensive home check up | Efficient |  |  | 0 | Conventional | WholeBlg | Income Qualified - Multi Family IQ | Income Qualified | RET Only | 0 | Residential Households | Home | 1 | DEER:Res_BldgShell_Ins | -0.0001 | 0 | 0 | SCG Data Request 2024 | 60 | 2024 | 0 | 2024 | 0 | 0 | SCG Data Request 2024 | Comprehensive Home Health and Safety Check‐up ¦ PG&E ¦ All | Comprehensive Home Health and Safety Check‐up | 1 | 1 | 0 | Default for home unit | 0 | 0 | 1
IQ-WHOLEBLG-03.3 | Income Qualified ¦ Average and Existing No Comprehensive Home Health and Safety Check‐up ¦ SCE ¦ All | Income Qualified ¦ Average and Existing No Comprehensive Home Health and Safety Check‐up | SCE ¦ All | SCE | All | Electric & Gas | No check-up | Average Existing and Code |  |  | 0 | Conventional | WholeBlg | Income Qualified - Single Family IQ | Income Qualified | RET Only | 0 | Residential Households | Home | 1 | DEER:Res_BldgShell_Ins | 0 | 0 | 0 | Base | 0 | 2024 | 0 | 2024 | 0 | 0 | Base | Comprehensive Home Health and Safety Check‐up ¦ SCE ¦ All | Comprehensive Home Health and Safety Check‐up | 1 | 1 | 1 | Default for home unit | 0 | 0 | 1
IQ-WHOLEBLG-04.3 | Income Qualified ¦ Efficient Comprehensive Home Health and Safety Check‐up ¦ SCE ¦ All | Income Qualified ¦ Efficient Comprehensive Home Health and Safety Check‐up | SCE ¦ All | SCE | All | Electric & Gas | Comprehensive home check up | Efficient |  |  | 0 | Conventional | WholeBlg | Income Qualified - Single Family IQ | Income Qualified | RET Only | 0 | Residential Households | Home | 1 | DEER:Res_BldgShell_Ins | -0.0001 | 0 | 0 | SCG Data Request 2024 | 60 | 2024 | 0 | 2024 | 0 | 0 | SCG Data Request 2024 | Comprehensive Home Health and Safety Check‐up ¦ SCE ¦ All | Comprehensive Home Health and Safety Check‐up | 1 | 1 | 0 | Default for home unit | 0 | 0 | 1
IQ-WHOLEBLG-03.4 | Income Qualified ¦ Average and Existing No Comprehensive Home Health and Safety Check‐up ¦ SCE ¦ All | Income Qualified ¦ Average and Existing No Comprehensive Home Health and Safety Check‐up | SCE ¦ All | SCE | All | Electric & Gas | No check-up | Average Existing and Code |  |  | 0 | Conventional | WholeBlg | Income Qualified - Multi Family IQ | Income Qualified | RET Only | 0 | Residential Households | Home | 1 | DEER:Res_BldgShell_Ins | 0 | 0 | 0 | Base | 0 | 2024 | 0 | 2024 | 0 | 0 | Base | Comprehensive Home Health and Safety Check‐up ¦ SCE ¦ All | Comprehensive Home Health and Safety Check‐up | 1 | 1 | 1 | Default for home unit | 0 | 0 | 1
IQ-WHOLEBLG-04.4 | Income Qualified ¦ Efficient Comprehensive Home Health and Safety Check‐up ¦ SCE ¦ All | Income Qualified ¦ Efficient Comprehensive Home Health and Safety Check‐up | SCE ¦ All | SCE | All | Electric & Gas | Comprehensive home check up | Efficient |  |  | 0 | Conventional | WholeBlg | Income Qualified - Multi Family IQ | Income Qualified | RET Only | 0 | Residential Households | Home | 1 | DEER:Res_BldgShell_Ins | -0.0001 | 0 | 0 | SCG Data Request 2024 | 60 | 2024 | 0 | 2024 | 0 | 0 | SCG Data Request 2024 | Comprehensive Home Health and Safety Check‐up ¦ SCE ¦ All | Comprehensive Home Health and Safety Check‐up | 1 | 1 | 0 | Default for home unit | 0 | 0 | 1
IQ-WHOLEBLG-03.5 | Income Qualified ¦ Average and Existing No Comprehensive Home Health and Safety Check‐up ¦ SDG&E ¦ All | Income Qualified ¦ Average and Existing No Comprehensive Home Health and Safety Check‐up | SDG&E ¦ All | SDG&E | All | Electric & Gas | No check-up | Average Existing and Code |  |  | 0 | Conventional | WholeBlg | Income Qualified - Single Family IQ | Income Qualified | RET Only | 0 | Residential Households | Home | 1 | DEER:Res_BldgShell_Ins | 0 | 0 | 0 | Base | 0 | 2024 | 0 | 2024 | 0 | 0 | Base | Comprehensive Home Health and Safety Check‐up ¦ SDG&E ¦ All | Comprehensive Home Health and Safety Check‐up | 1 | 1 | 1 | Default for home unit | 0 | 0 | 1
IQ-WHOLEBLG-04.5 | Income Qualified ¦ Efficient Comprehensive Home Health and Safety Check‐up ¦ SDG&E ¦ All | Income Qualified ¦ Efficient Comprehensive Home Health and Safety Check‐up | SDG&E ¦ All | SDG&E | All | Electric & Gas | Comprehensive home check up | Efficient |  |  | 0 | Conventional | WholeBlg | Income Qualified - Single Family IQ | Income Qualified | RET Only | 0 | Residential Households | Home | 1 | DEER:Res_BldgShell_Ins | -0.0001 | 0 | 0 | SCG Data Request 2024 | 60 | 2024 | 0 | 2024 | 0 | 0 | SCG Data Request 2024 | Comprehensive Home Health and Safety Check‐up ¦ SDG&E ¦ All | Comprehensive Home Health and Safety Check‐up | 1 | 1 | 0 | Default for home unit | 0 | 0 | 1
IQ-WHOLEBLG-03.6 | Income Qualified ¦ Average and Existing No Comprehensive Home Health and Safety Check‐up ¦ SDG&E ¦ All | Income Qualified ¦ Average and Existing No Comprehensive Home Health and Safety Check‐up | SDG&E ¦ All | SDG&E | All | Electric & Gas | No check-up | Average Existing and Code |  |  | 0 | Conventional | WholeBlg | Income Qualified - Multi Family IQ | Income Qualified | RET Only | 0 | Residential Households | Home | 1 | DEER:Res_BldgShell_Ins | 0 | 0 | 0 | Base | 0 | 2024 | 0 | 2024 | 0 | 0 | Base | Comprehensive Home Health and Safety Check‐up ¦ SDG&E ¦ All | Comprehensive Home Health and Safety Check‐up | 1 | 1 | 1 | Default for home unit | 0 | 0 | 1
IQ-WHOLEBLG-04.6 | Income Qualified ¦ Efficient Comprehensive Home Health and Safety Check‐up ¦ SDG&E ¦ All | Income Qualified ¦ Efficient Comprehensive Home Health and Safety Check‐up | SDG&E ¦ All | SDG&E | All | Electric & Gas | Comprehensive home check up | Efficient |  |  | 0 | Conventional | WholeBlg | Income Qualified - Multi Family IQ | Income Qualified | RET Only | 0 | Residential Households | Home | 1 | DEER:Res_BldgShell_Ins | -0.0001 | 0 | 0 | SCG Data Request 2024 | 60 | 2024 | 0 | 2024 | 0 | 0 | SCG Data Request 2024 | Comprehensive Home Health and Safety Check‐up ¦ SDG&E ¦ All | Comprehensive Home Health and Safety Check‐up | 1 | 1 | 0 | Default for home unit | 0 | 0 | 1
IQ-WHOLEBLG-03.7 | Income Qualified ¦ Average and Existing No Comprehensive Home Health and Safety Check‐up ¦ SCG ¦ All | Income Qualified ¦ Average and Existing No Comprehensive Home Health and Safety Check‐up | SCG ¦ All | SCG | All | Electric & Gas | No check-up | Average Existing and Code |  |  | 0 | Conventional | WholeBlg | Income Qualified - Single Family IQ | Income Qualified | RET Only | 0 | Residential Households | Home | 1 | DEER:Res_BldgShell_Ins | 0 | 0 | 0 | Base | 0 | 2024 | 0 | 2024 | 0 | 0 | Base | Comprehensive Home Health and Safety Check‐up ¦ SCG ¦ All | Comprehensive Home Health and Safety Check‐up | 1 | 1 | 1 | Default for home unit | 0 | 0 | 1
IQ-WHOLEBLG-04.7 | Income Qualified ¦ Efficient Comprehensive Home Health and Safety Check‐up ¦ SCG ¦ All | Income Qualified ¦ Efficient Comprehensive Home Health and Safety Check‐up | SCG ¦ All | SCG | All | Electric & Gas | Comprehensive home check up | Efficient |  |  | 0 | Conventional | WholeBlg | Income Qualified - Single Family IQ | Income Qualified | RET Only | 0 | Residential Households | Home | 1 | DEER:Res_BldgShell_Ins | 0 | 0 | -0.0001 | SCG Data Request 2024 | 60 | 2024 | 0 | 2024 | 0 | 0 | SCG Data Request 2024 | Comprehensive Home Health and Safety Check‐up ¦ SCG ¦ All | Comprehensive Home Health and Safety Check‐up | 1 | 1 | 0 | Default for home unit | 0 | 0 | 1
IQ-WHOLEBLG-03.8 | Income Qualified ¦ Average and Existing No Comprehensive Home Health and Safety Check‐up ¦ SCG ¦ All | Income Qualified ¦ Average and Existing No Comprehensive Home Health and Safety Check‐up | SCG ¦ All | SCG | All | Electric & Gas | No check-up | Average Existing and Code |  |  | 0 | Conventional | WholeBlg | Income Qualified - Multi Family IQ | Income Qualified | RET Only | 0 | Residential Households | Home | 1 | DEER:Res_BldgShell_Ins | 0 | 0 | 0 | Base | 0 | 2024 | 0 | 2024 | 0 | 0 | Base | Comprehensive Home Health and Safety Check‐up ¦ SCG ¦ All | Comprehensive Home Health and Safety Check‐up | 1 | 1 | 1 | Default for home unit | 0 | 0 | 1
IQ-WHOLEBLG-04.8 | Income Qualified ¦ Efficient Comprehensive Home Health and Safety Check‐up ¦ SCG ¦ All | Income Qualified ¦ Efficient Comprehensive Home Health and Safety Check‐up | SCG ¦ All | SCG | All | Electric & Gas | Comprehensive home check up | Efficient |  |  | 0 | Conventional | WholeBlg | Income Qualified - Multi Family IQ | Income Qualified | RET Only | 0 | Residential Households | Home | 1 | DEER:Res_BldgShell_Ins | 0 | 0 | -0.0001 | SCG Data Request 2024 | 60 | 2024 | 0 | 2024 | 0 | 0 | SCG Data Request 2024 | Comprehensive Home Health and Safety Check‐up ¦ SCG ¦ All | Comprehensive Home Health and Safety Check‐up | 1 | 1 | 0 | Default for home unit | 0 | 0 | 1
MFWB-BLDGENV-01.1 | Income Qualified ¦ Average and Existing MFWB Building Envelope ¦ PG&E ¦ All | Income Qualified ¦ Average and Existing MFWB Building Envelope | PG&E ¦ All | PG&E | All | Electric & Gas | Average Building Envelope | Average Existing and Code |  |  | 0 | Conventional | BldgEnv | Income Qualified - Multi Family IQ | Income Qualified | RET Only | 0 | Residential Households | Home | 9 | DEER:Res_BldgShell_Ins | 0 | 0 | 0 | Base | 0 | 2023 | 0 | 2023 | 0 | 0 | Base | Building Envelope ¦ PG&E ¦ All | Building Envelope | 0.4031 | 0.1 | 0.31424 | RASS 2019 | 0 | 0 | 1
MFWB-BLDGENV-02.1 | Income Qualified ¦ Efficient MFWB Building Envelope ¦ PG&E ¦ All | Income Qualified ¦ Efficient MFWB Building Envelope | PG&E ¦ All | PG&E | All | Electric & Gas | Efficient Building Envelope | Efficient |  |  | 0 | Conventional | BldgEnv | Income Qualified - Multi Family IQ | Income Qualified | RET Only | 0 | Residential Households | Home | 9 | DEER:Res_BldgShell_Ins | -43.64 | 0 | -2.98 | PG&E Data Request 2024 | 39.39 | 2024 | 223.23 | 2024 | 0 | 0 | PG&E Data Request 2024 | Building Envelope ¦ PG&E ¦ All | Building Envelope | 0.4031 | 0.1 | 0.68576 | RASS 2019 | 0 | 0 | 1
MFWB-BLDGENV-01.2 | Income Qualified ¦ Average and Existing MFWB Building Envelope ¦ SCE ¦ All | Income Qualified ¦ Average and Existing MFWB Building Envelope | SCE ¦ All | SCE | All | Electric & Gas | Average Building Envelope | Average Existing and Code |  |  | 0 | Conventional | BldgEnv | Income Qualified - Multi Family IQ | Income Qualified | RET Only | 0 | Residential Households | Home | 9 | DEER:Res_BldgShell_Ins | 0 | 0 | 0 | Base | 0 | 2023 | 0 | 2023 | 0 | 0 | Base | Building Envelope ¦ SCE ¦ All | Building Envelope | 0.4031 | 0.1 | 0.31424 | RASS 2019 | 0 | 0 | 1
MFWB-BLDGENV-02.2 | Income Qualified ¦ Efficient MFWB Building Envelope ¦ SCE ¦ All | Income Qualified ¦ Efficient MFWB Building Envelope | SCE ¦ All | SCE | All | Electric & Gas | Efficient Building Envelope | Efficient |  |  | 0 | Conventional | BldgEnv | Income Qualified - Multi Family IQ | Income Qualified | RET Only | 0 | Residential Households | Home | 9 | DEER:Res_BldgShell_Ins | -43.64 | 0 | -2.98 | PG&E Data Request 2024 | 39.39 | 2024 | 223.23 | 2024 | 0 | 0 | PG&E Data Request 2024 | Building Envelope ¦ SCE ¦ All | Building Envelope | 0.4031 | 0.1 | 0.68576 | RASS 2019 | 0 | 0 | 1
MFWB-BLDGENV-01.3 | Income Qualified ¦ Average and Existing MFWB Building Envelope ¦ SDG&E ¦ All | Income Qualified ¦ Average and Existing MFWB Building Envelope | SDG&E ¦ All | SDG&E | All | Electric & Gas | Average Building Envelope | Average Existing and Code |  |  | 0 | Conventional | BldgEnv | Income Qualified - Multi Family IQ | Income Qualified | RET Only | 0 | Residential Households | Home | 9 | DEER:Res_BldgShell_Ins | 0 | 0 | 0 | Base | 0 | 2023 | 0 | 2023 | 0 | 0 | Base | Building Envelope ¦ SDG&E ¦ All | Building Envelope | 0.4031 | 0.1 | 0.31424 | RASS 2019 | 0 | 0 | 1
MFWB-BLDGENV-02.3 | Income Qualified ¦ Efficient MFWB Building Envelope ¦ SDG&E ¦ All | Income Qualified ¦ Efficient MFWB Building Envelope | SDG&E ¦ All | SDG&E | All | Electric & Gas | Efficient Building Envelope | Efficient |  |  | 0 | Conventional | BldgEnv | Income Qualified - Multi Family IQ | Income Qualified | RET Only | 0 | Residential Households | Home | 9 | DEER:Res_BldgShell_Ins | -43.64 | 0 | -2.98 | PG&E Data Request 2024 | 39.39 | 2024 | 223.23 | 2024 | 0 | 0 | PG&E Data Request 2024 | Building Envelope ¦ SDG&E ¦ All | Building Envelope | 0.4031 | 0.1 | 0.68576 | RASS 2019 | 0 | 0 | 1
MFWB-BLDGENV-01.4 | Income Qualified ¦ Average and Existing MFWB Building Envelope ¦ SCG ¦ All | Income Qualified ¦ Average and Existing MFWB Building Envelope | SCG ¦ All | SCG | All | Electric & Gas | Average Building Envelope | Average Existing and Code |  |  | 0 | Conventional | BldgEnv | Income Qualified - Multi Family IQ | Income Qualified | RET Only | 0 | Residential Households | Home | 9 | DEER:Res_BldgShell_Ins | 0 | 0 | 0 | Base | 0 | 2023 | 0 | 2023 | 0 | 0 | Base | Building Envelope ¦ SCG ¦ All | Building Envelope | 0.4031 | 0.1 | 0.31424 | RASS 2019 | 0 | 0 | 1
MFWB-BLDGENV-02.4 | Income Qualified ¦ Efficient MFWB Building Envelope ¦ SCG ¦ All | Income Qualified ¦ Efficient MFWB Building Envelope | SCG ¦ All | SCG | All | Electric & Gas | Efficient Building Envelope | Efficient |  |  | 0 | Conventional | BldgEnv | Income Qualified - Multi Family IQ | Income Qualified | RET Only | 0 | Residential Households | Home | 9 | DEER:Res_BldgShell_Ins | -43.64 | 0 | -2.98 | PG&E Data Request 2024 | 39.39 | 2024 | 223.23 | 2024 | 0 | 0 | PG&E Data Request 2024 | Building Envelope ¦ SCG ¦ All | Building Envelope | 0.4031 | 0.1 | 0.68576 | RASS 2019 | 0 | 0 | 1
MFWB-APPPLUG-01.1 | Income Qualified ¦ Average and Existing MFWB Power Strip Tier II ¦ PG&E ¦ All | Income Qualified ¦ Average and Existing MFWB Power Strip Tier II | PG&E ¦ All | PG&E | All | Electric | Average Power Strip Tier II | Average Existing and Code |  |  | 0 | Conventional | AppPlug | Income Qualified - Multi Family IQ | Income Qualified | RET Only | 0 | Residential Households | Each | 5 | DEER:Indoor_CFL_Ltg | 0 | 0 | 0 | Base | 0 | 2023 | 0 | 2023 | 0 | 0 | Base | Power Strip Tier II ¦ PG&E ¦ All | Power Strip Tier II | 1.5 | 0.1 | 0.97 | MICS 2021 (PGT - Navigant 2015) | 0 | 0 | 1
MFWB-APPPLUG-02.1 | Income Qualified ¦ Efficient MFWB Power Strip Tier II ¦ PG&E ¦ All | Income Qualified ¦ Efficient MFWB Power Strip Tier II | PG&E ¦ All | PG&E | All | Electric | Efficient Power Strip Tier II | Efficient |  |  | 0 | Conventional | AppPlug | Income Qualified - Multi Family IQ | Income Qualified | RET Only | 0 | Residential Households | Each | 5 | DEER:Indoor_CFL_Ltg | -136.61 | -0.01 | 0 | PG&E Data Request 2024 | 40.39 | 2024 | 30 | 2024 | 0 | 0 | PG&E Data Request 2024 | Power Strip Tier II ¦ PG&E ¦ All | Power Strip Tier II | 1.5 | 0.1 | 0.03 | MICS 2021 (PGT - Navigant 2015) | 0 | 0 | 1
MFWB-APPPLUG-01.2 | Income Qualified ¦ Average and Existing MFWB Power Strip Tier II ¦ SCE ¦ All | Income Qualified ¦ Average and Existing MFWB Power Strip Tier II | SCE ¦ All | SCE | All | Electric | Average Power Strip Tier II | Average Existing and Code |  |  | 0 | Conventional | AppPlug | Income Qualified - Multi Family IQ | Income Qualified | RET Only | 0 | Residential Households | Each | 5 | DEER:Indoor_CFL_Ltg | 0 | 0 | 0 | Base | 0 | 2023 | 0 | 2023 | 0 | 0 | Base | Power Strip Tier II ¦ SCE ¦ All | Power Strip Tier II | 1.5 | 0.1 | 0.97 | MICS 2021 (PGT - Navigant 2015) | 0 | 0 | 1
MFWB-APPPLUG-02.2 | Income Qualified ¦ Efficient MFWB Power Strip Tier II ¦ SCE ¦ All | Income Qualified ¦ Efficient MFWB Power Strip Tier II | SCE ¦ All | SCE | All | Electric | Efficient Power Strip Tier II | Efficient |  |  | 0 | Conventional | AppPlug | Income Qualified - Multi Family IQ | Income Qualified | RET Only | 0 | Residential Households | Each | 5 | DEER:Indoor_CFL_Ltg | -136.61 | -0.01 | 0 | PG&E Data Request 2024 | 40.39 | 2024 | 30 | 2024 | 0 | 0 | PG&E Data Request 2024 | Power Strip Tier II ¦ SCE ¦ All | Power Strip Tier II | 1.5 | 0.1 | 0.03 | MICS 2021 (PGT - Navigant 2015) | 0 | 0 | 1
MFWB-APPPLUG-01.3 | Income Qualified ¦ Average and Existing MFWB Power Strip Tier II ¦ SDG&E ¦ All | Income Qualified ¦ Average and Existing MFWB Power Strip Tier II | SDG&E ¦ All | SDG&E | All | Electric | Average Power Strip Tier II | Average Existing and Code |  |  | 0 | Conventional | AppPlug | Income Qualified - Multi Family IQ | Income Qualified | RET Only | 0 | Residential Households | Each | 5 | DEER:Indoor_CFL_Ltg | 0 | 0 | 0 | Base | 0 | 2023 | 0 | 2023 | 0 | 0 | Base | Power Strip Tier II ¦ SDG&E ¦ All | Power Strip Tier II | 1.5 | 0.1 | 0.97 | MICS 2021 (PGT - Navigant 2015) | 0 | 0 | 1
MFWB-APPPLUG-02.3 | Income Qualified ¦ Efficient MFWB Power Strip Tier II ¦ SDG&E ¦ All | Income Qualified ¦ Efficient MFWB Power Strip Tier II | SDG&E ¦ All | SDG&E | All | Electric | Efficient Power Strip Tier II | Efficient |  |  | 0 | Conventional | AppPlug | Income Qualified - Multi Family IQ | Income Qualified | RET Only | 0 | Residential Households | Each | 5 | DEER:Indoor_CFL_Ltg | -136.61 | -0.01 | 0 | PG&E Data Request 2024 | 40.39 | 2024 | 30 | 2024 | 0 | 0 | PG&E Data Request 2024 | Power Strip Tier II ¦ SDG&E ¦ All | Power Strip Tier II | 1.5 | 0.1 | 0.03 | MICS 2021 (PGT - Navigant 2015) | 0 | 0 | 1
MFWB-APPPLUG-03.1 | Income Qualified ¦ Average Existing and Code MFWB Pool Heater ¦ PG&E ¦ All | Income Qualified ¦ Average Existing and Code MFWB Pool Heater | PG&E ¦ All | PG&E | All | Electric & Gas | Average Heat Pump Pool Heater - FS | Average Existing and Code |  |  | 0 | Conventional | AppPlug | Income Qualified - Multi Family IQ | Income Qualified | ROB Only | 0 | Residential Households | Each | 10 | DEER:HVAC_Eff_HP | 0 | 0 | 0 | Base | 0 | 2023 | 0 | 2023 | 0 | 0 | Base | Heat Pump Pool Heater - FS ¦ PG&E ¦ All | Heat Pump Pool Heater - FS | 0.0052611 | 0.1 | 1 | Res Characterization | 0 | 0 | 1
MFWB-APPPLUG-04.1 | Income Qualified ¦ MFWB Heat Pump Pool Heater - FS ¦ PG&E ¦ All | Income Qualified ¦ MFWB Heat Pump Pool Heater - FS | PG&E ¦ All | PG&E | All | Electric & Gas | Efficient Heat Pump Pool Heater - FS | Efficient |  |  | 0 | Conventional | AppPlug | Income Qualified - Multi Family IQ | Income Qualified | ROB Only | 1 | Residential Households | Each | 10 | DEER:HVAC_Eff_HP | 817 | 0 | -157.5 | PG&E Data Request 2024 | 2403.07 | 2024 | 1426.9827 | 2024 | 0 | 0 | PG&E Data Request 2024 | Heat Pump Pool Heater - FS ¦ PG&E ¦ All | Heat Pump Pool Heater - FS | 0.0052611 | 0.1 | 0 | Res Characterization | 0 | 0 | 1
MFWB-APPPLUG-03.2 | Income Qualified ¦ Average Existing and Code MFWB Pool Heater ¦ SCG ¦ All | Income Qualified ¦ Average Existing and Code MFWB Pool Heater | SCG ¦ All | SCG | All | Electric & Gas | Average Heat Pump Pool Heater - FS | Average Existing and Code |  |  | 0 | Conventional | AppPlug | Income Qualified - Multi Family IQ | Income Qualified | ROB Only | 0 | Residential Households | Each | 10 | DEER:HVAC_Eff_HP | 0 | 0 | 0 | Base | 0 | 2023 | 0 | 2023 | 0 | 0 | Base | Heat Pump Pool Heater - FS ¦ SCG ¦ All | Heat Pump Pool Heater - FS | 0.0077138 | 0.1 | 1 | Res Characterization | 0 | 0 | 1
MFWB-APPPLUG-04.2 | Income Qualified ¦ MFWB Heat Pump Pool Heater - FS ¦ SCG ¦ All | Income Qualified ¦ MFWB Heat Pump Pool Heater - FS | SCG ¦ All | SCG | All | Electric & Gas | Efficient Heat Pump Pool Heater - FS | Efficient |  |  | 0 | Conventional | AppPlug | Income Qualified - Multi Family IQ | Income Qualified | ROB Only | 1 | Residential Households | Each | 10 | DEER:HVAC_Eff_HP | 817 | 0 | -157.5 | PG&E Data Request 2024 | 2403.07 | 2024 | 1426.9827 | 2024 | 0 | 0 | PG&E Data Request 2024 | Heat Pump Pool Heater - FS ¦ SCG ¦ All | Heat Pump Pool Heater - FS | 0.0077138 | 0.1 | 0 | Res Characterization | 0 | 0 | 1
MFWB-APPPLUG-03.3 | Income Qualified ¦ Average Existing and Code MFWB Pool Heater ¦ SDG&E ¦ All | Income Qualified ¦ Average Existing and Code MFWB Pool Heater | SDG&E ¦ All | SDG&E | All | Electric & Gas | Average Heat Pump Pool Heater - FS | Average Existing and Code |  |  | 0 | Conventional | AppPlug | Income Qualified - Multi Family IQ | Income Qualified | ROB Only | 0 | Residential Households | Each | 10 | DEER:HVAC_Eff_HP | 0 | 0 | 0 | Base | 0 | 2023 | 0 | 2023 | 0 | 0 | Base | Heat Pump Pool Heater - FS ¦ SDG&E ¦ All | Heat Pump Pool Heater - FS | 0.037658 | 0.1 | 1 | Res Characterization | 0 | 0 | 1
MFWB-APPPLUG-04.3 | Income Qualified ¦ MFWB Heat Pump Pool Heater - FS ¦ SDG&E ¦ All | Income Qualified ¦ MFWB Heat Pump Pool Heater - FS | SDG&E ¦ All | SDG&E | All | Electric & Gas | Efficient Heat Pump Pool Heater - FS | Efficient |  |  | 0 | Conventional | AppPlug | Income Qualified - Multi Family IQ | Income Qualified | ROB Only | 1 | Residential Households | Each | 10 | DEER:HVAC_Eff_HP | 817 | 0 | -157.5 | PG&E Data Request 2024 | 2403.07 | 2024 | 1426.9827 | 2024 | 0 | 0 | PG&E Data Request 2024 | Heat Pump Pool Heater - FS ¦ SDG&E ¦ All | Heat Pump Pool Heater - FS | 0.037658 | 0.1 | 0 | Res Characterization | 0 | 0 | 1
MFWB-HVAC-01.1 | Income Qualified ¦ Average and Existing MFWB Air Conditioners Split System ¦ PG&E ¦ All | Income Qualified ¦ Average and Existing MFWB Air Conditioners Split System | PG&E ¦ All | PG&E | All | Electric | Average Air Conditioners Split System | Average Existing and Code |  |  | 0 | Conventional | HVAC | Income Qualified - Multi Family IQ | Income Qualified | ROB Only | 0 | Residential Households | Cap-Tons | 20 | DEER:HVAC_Split-Package_AC | 0 | 0 | 0 | Base | 0 | 2023 | 0 | 2023 | 0 | 0 | Base | Air Conditioners Split System ¦ PG&E ¦ All | Air Conditioners Split System | 0.25065 | 0.1 | 0.97544 | RASS 2019 (PGS 2023 Res & Com approach) | 0 | 0 | 1
MFWB-HVAC-02.1 | Income Qualified ¦ Efficient MFWB Air Conditioners Split System ¦ PG&E ¦ All | Income Qualified ¦ Efficient MFWB Air Conditioners Split System | PG&E ¦ All | PG&E | All | Electric | Efficient Air Conditioners Split System | Efficient |  |  | 0 | Conventional | HVAC | Income Qualified - Multi Family IQ | Income Qualified | ROB Only | 0 | Residential Households | Cap-Tons | 20 | DEER:HVAC_Split-Package_AC | -89.6 | -0.12 | 1.33 | PG&E Data Request 2024 | 1196 | 2024 | 2217.31 | 2024 | 0 | 0 | PG&E Data Request 2024 | Air Conditioners Split System ¦ PG&E ¦ All | Air Conditioners Split System | 0.25065 | 0.1 | 0.024556 | RASS 2019 (PGS 2023 Res & Com approach) | 0 | 0 | 1
MFWB-HVAC-01.2 | Income Qualified ¦ Average and Existing MFWB Air Conditioners Split System ¦ SCE ¦ All | Income Qualified ¦ Average and Existing MFWB Air Conditioners Split System | SCE ¦ All | SCE | All | Electric | Average Air Conditioners Split System | Average Existing and Code |  |  | 0 | Conventional | HVAC | Income Qualified - Multi Family IQ | Income Qualified | ROB Only | 0 | Residential Households | Cap-Tons | 20 | DEER:HVAC_Split-Package_AC | 0 | 0 | 0 | Base | 0 | 2023 | 0 | 2023 | 0 | 0 | Base | Air Conditioners Split System ¦ SCE ¦ All | Air Conditioners Split System | 0.25065 | 0.1 | 0.97544 | RASS 2019 (PGS 2023 Res & Com approach) | 0 | 0 | 1
MFWB-HVAC-02.2 | Income Qualified ¦ Efficient MFWB Air Conditioners Split System ¦ SCE ¦ All | Income Qualified ¦ Efficient MFWB Air Conditioners Split System | SCE ¦ All | SCE | All | Electric | Efficient Air Conditioners Split System | Efficient |  |  | 0 | Conventional | HVAC | Income Qualified - Multi Family IQ | Income Qualified | ROB Only | 0 | Residential Households | Cap-Tons | 20 | DEER:HVAC_Split-Package_AC | -89.6 | -0.12 | 1.33 | PG&E Data Request 2024 | 1196 | 2024 | 2217.31 | 2024 | 0 | 0 | PG&E Data Request 2024 | Air Conditioners Split System ¦ SCE ¦ All | Air Conditioners Split System | 0.25065 | 0.1 | 0.024556 | RASS 2019 (PGS 2023 Res & Com approach) | 0 | 0 | 1
MFWB-HVAC-01.3 | Income Qualified ¦ Average and Existing MFWB Air Conditioners Split System ¦ SDG&E ¦ All | Income Qualified ¦ Average and Existing MFWB Air Conditioners Split System | SDG&E ¦ All | SDG&E | All | Electric | Average Air Conditioners Split System | Average Existing and Code |  |  | 0 | Conventional | HVAC | Income Qualified - Multi Family IQ | Income Qualified | ROB Only | 0 | Residential Households | Cap-Tons | 20 | DEER:HVAC_Split-Package_AC | 0 | 0 | 0 | Base | 0 | 2023 | 0 | 2023 | 0 | 0 | Base | Air Conditioners Split System ¦ SDG&E ¦ All | Air Conditioners Split System | 0.25065 | 0.1 | 0.97544 | RASS 2019 (PGS 2023 Res & Com approach) | 0 | 0 | 1
MFWB-HVAC-02.3 | Income Qualified ¦ Efficient MFWB Air Conditioners Split System ¦ SDG&E ¦ All | Income Qualified ¦ Efficient MFWB Air Conditioners Split System | SDG&E ¦ All | SDG&E | All | Electric | Efficient Air Conditioners Split System | Efficient |  |  | 0 | Conventional | HVAC | Income Qualified - Multi Family IQ | Income Qualified | ROB Only | 0 | Residential Households | Cap-Tons | 20 | DEER:HVAC_Split-Package_AC | -89.6 | -0.12 | 1.33 | PG&E Data Request 2024 | 1196 | 2024 | 2217.31 | 2024 | 0 | 0 | PG&E Data Request 2024 | Air Conditioners Split System ¦ SDG&E ¦ All | Air Conditioners Split System | 0.25065 | 0.1 | 0.024556 | RASS 2019 (PGS 2023 Res & Com approach) | 0 | 0 | 1
MFWB-HVAC-03.1 | Income Qualified ¦ Average and Existing MFWB Heat Pump Split System ¦ PG&E ¦ All | Income Qualified ¦ Average and Existing MFWB Heat Pump Split System | PG&E ¦ All | PG&E | All | Electric | Average Heat Pump Split System | Average Existing and Code |  |  | 0 | Conventional | HVAC | Income Qualified - Multi Family IQ | Income Qualified | ROB Only | 0 | Residential Households | Cap-Tons | 20 | DEER:HVAC_Split-Package_HP | 0 | 0 | 0 | Base | 0 | 2023 | 0 | 2023 | 0 | 0 | Base | Heat Pump Split System ¦ PG&E ¦ All | Heat Pump Split System | 0.067885 | 0.1 | 0.92599 | RASS 2019 (PGS 2023 Res & Com approach) | 0 | 0 | 1
MFWB-HVAC-04.1 | Income Qualified ¦ Efficient MFWB Heat Pump Split System ¦ PG&E ¦ All | Income Qualified ¦ Efficient MFWB Heat Pump Split System | PG&E ¦ All | PG&E | All | Electric | Efficient Heat Pump Split System | Efficient |  |  | 0 | Conventional | HVAC | Income Qualified - Multi Family IQ | Income Qualified | ROB Only | 0 | Residential Households | Cap-Tons | 20 | DEER:HVAC_Split-Package_HP | -141 | -0.1 | 0 | PG&E Data Request 2024 | 2700 | 2024 | 1300 | 2024 | 0 | 0 | PG&E Data Request 2024 | Heat Pump Split System ¦ PG&E ¦ All | Heat Pump Split System | 0.067885 | 0.1 | 0.074013 | RASS 2019 (PGS 2023 Res & Com approach) | 0 | 0 | 1
MFWB-HVAC-03.2 | Income Qualified ¦ Average and Existing MFWB Heat Pump Split System ¦ SCE ¦ All | Income Qualified ¦ Average and Existing MFWB Heat Pump Split System | SCE ¦ All | SCE | All | Electric | Average Heat Pump Split System | Average Existing and Code |  |  | 0 | Conventional | HVAC | Income Qualified - Multi Family IQ | Income Qualified | ROB Only | 0 | Residential Households | Cap-Tons | 20 | DEER:HVAC_Split-Package_HP | 0 | 0 | 0 | Base | 0 | 2023 | 0 | 2023 | 0 | 0 | Base | Heat Pump Split System ¦ SCE ¦ All | Heat Pump Split System | 0.067885 | 0.1 | 0.92599 | RASS 2019 (PGS 2023 Res & Com approach) | 0 | 0 | 1
MFWB-HVAC-04.2 | Income Qualified ¦ Efficient MFWB Heat Pump Split System ¦ SCE ¦ All | Income Qualified ¦ Efficient MFWB Heat Pump Split System | SCE ¦ All | SCE | All | Electric | Efficient Heat Pump Split System | Efficient |  |  | 0 | Conventional | HVAC | Income Qualified - Multi Family IQ | Income Qualified | ROB Only | 0 | Residential Households | Cap-Tons | 20 | DEER:HVAC_Split-Package_HP | -141 | -0.1 | 0 | PG&E Data Request 2024 | 2700 | 2024 | 1300 | 2024 | 0 | 0 | PG&E Data Request 2024 | Heat Pump Split System ¦ SCE ¦ All | Heat Pump Split System | 0.067885 | 0.1 | 0.074013 | RASS 2019 (PGS 2023 Res & Com approach) | 0 | 0 | 1
MFWB-HVAC-03.3 | Income Qualified ¦ Average and Existing MFWB Heat Pump Split System ¦ SDG&E ¦ All | Income Qualified ¦ Average and Existing MFWB Heat Pump Split System | SDG&E ¦ All | SDG&E | All | Electric | Average Heat Pump Split System | Average Existing and Code |  |  | 0 | Conventional | HVAC | Income Qualified - Multi Family IQ | Income Qualified | ROB Only | 0 | Residential Households | Cap-Tons | 20 | DEER:HVAC_Split-Package_HP | 0 | 0 | 0 | Base | 0 | 2023 | 0 | 2023 | 0 | 0 | Base | Heat Pump Split System ¦ SDG&E ¦ All | Heat Pump Split System | 0.067885 | 0.1 | 0.92599 | RASS 2019 (PGS 2023 Res & Com approach) | 0 | 0 | 1
MFWB-HVAC-04.3 | Income Qualified ¦ Efficient MFWB Heat Pump Split System ¦ SDG&E ¦ All | Income Qualified ¦ Efficient MFWB Heat Pump Split System | SDG&E ¦ All | SDG&E | All | Electric | Efficient Heat Pump Split System | Efficient |  |  | 0 | Conventional | HVAC | Income Qualified - Multi Family IQ | Income Qualified | ROB Only | 0 | Residential Households | Cap-Tons | 20 | DEER:HVAC_Split-Package_HP | -141 | -0.1 | 0 | PG&E Data Request 2024 | 2700 | 2024 | 1300 | 2024 | 0 | 0 | PG&E Data Request 2024 | Heat Pump Split System ¦ SDG&E ¦ All | Heat Pump Split System | 0.067885 | 0.1 | 0.074013 | RASS 2019 (PGS 2023 Res & Com approach) | 0 | 0 | 1
MFWB-HVAC-05.1 | Income Qualified ¦ Average and Existing MFWB Space Heating Boiler ¦ PG&E ¦ All | Income Qualified ¦ Average and Existing MFWB Space Heating Boiler | PG&E ¦ All | PG&E | All | Gas | Average Space Heating Boiler | Average Existing and Code |  |  | 0 | Conventional | HVAC | Income Qualified - Multi Family IQ | Income Qualified | ROB Only | 0 | Residential Households | Cap-kBtuh | 20 | DEER:HVAC_Split-Package_HP | 0 | 0 | 0 | Base | 0 | 2023 | 0 | 2023 | 0 | 0 | Base | Space Heating Boiler ¦ PG&E ¦ All | Space Heating Boiler | 0.065472 | 0.1 | 0.44 | RBSA 2016-2017 | 0 | 0 | 1
MFWB-HVAC-06.1 | Income Qualified ¦ Efficient MFWB Space Heating Boiler ¦ PG&E ¦ All | Income Qualified ¦ Efficient MFWB Space Heating Boiler | PG&E ¦ All | PG&E | All | Gas | Efficient Space Heating Boiler | Efficient |  |  | 0 | Conventional | HVAC | Income Qualified - Multi Family IQ | Income Qualified | ROB Only | 0 | Residential Households | Cap-kBtuh | 20 | DEER:HVAC_Split-Package_HP | 4.08 | 0 | -0.84 | PG&E Data Request 2024 | 42.4 | 2024 | 69.35 | 2024 | 0 | 0 | PG&E Data Request 2024 | Space Heating Boiler ¦ PG&E ¦ All | Space Heating Boiler | 0.065472 | 0.1 | 0.56 | RBSA 2016-2017 | 0 | 0 | 1
MFWB-HVAC-05.2 | Income Qualified ¦ Average and Existing MFWB Space Heating Boiler ¦ SDG&E ¦ All | Income Qualified ¦ Average and Existing MFWB Space Heating Boiler | SDG&E ¦ All | SDG&E | All | Gas | Average Space Heating Boiler | Average Existing and Code |  |  | 0 | Conventional | HVAC | Income Qualified - Multi Family IQ | Income Qualified | ROB Only | 0 | Residential Households | Cap-kBtuh | 20 | DEER:HVAC_Split-Package_HP | 0 | 0 | 0 | Base | 0 | 2023 | 0 | 2023 | 0 | 0 | Base | Space Heating Boiler ¦ SDG&E ¦ All | Space Heating Boiler | 0.065472 | 0.1 | 0.44 | RBSA 2016-2017 | 0 | 0 | 1
MFWB-HVAC-06.2 | Income Qualified ¦ Efficient MFWB Space Heating Boiler ¦ SDG&E ¦ All | Income Qualified ¦ Efficient MFWB Space Heating Boiler | SDG&E ¦ All | SDG&E | All | Gas | Efficient Space Heating Boiler | Efficient |  |  | 0 | Conventional | HVAC | Income Qualified - Multi Family IQ | Income Qualified | ROB Only | 0 | Residential Households | Cap-kBtuh | 20 | DEER:HVAC_Split-Package_HP | 4.08 | 0 | -0.84 | PG&E Data Request 2024 | 42.4 | 2024 | 69.35 | 2024 | 0 | 0 | PG&E Data Request 2024 | Space Heating Boiler ¦ SDG&E ¦ All | Space Heating Boiler | 0.065472 | 0.1 | 0.56 | RBSA 2016-2017 | 0 | 0 | 1
MFWB-HVAC-05.3 | Income Qualified ¦ Average and Existing MFWB Space Heating Boiler ¦ SCG ¦ All | Income Qualified ¦ Average and Existing MFWB Space Heating Boiler | SCG ¦ All | SCG | All | Gas | Average Space Heating Boiler | Average Existing and Code |  |  | 0 | Conventional | HVAC | Income Qualified - Multi Family IQ | Income Qualified | ROB Only | 0 | Residential Households | Cap-kBtuh | 20 | DEER:HVAC_Split-Package_HP | 0 | 0 | 0 | Base | 0 | 2023 | 0 | 2023 | 0 | 0 | Base | Space Heating Boiler ¦ SCG ¦ All | Space Heating Boiler | 0.065472 | 0.1 | 0.44 | RBSA 2016-2017 | 0 | 0 | 1
MFWB-HVAC-06.3 | Income Qualified ¦ Efficient MFWB Space Heating Boiler ¦ SCG ¦ All | Income Qualified ¦ Efficient MFWB Space Heating Boiler | SCG ¦ All | SCG | All | Gas | Efficient Space Heating Boiler | Efficient |  |  | 0 | Conventional | HVAC | Income Qualified - Multi Family IQ | Income Qualified | ROB Only | 0 | Residential Households | 0 | 20 | DEER:HVAC_Split-Package_HP | 4.08 | 0 | -0.84 | PG&E Data Request 2024 | 42.4 | 2024 | 69.35 | 2024 | 0 | 0 | PG&E Data Request 2024 | Space Heating Boiler ¦ SCG ¦ All | Space Heating Boiler | 0.065472 | 0.1 | 0.56 | RBSA 2016-2017 | 0 | 0 | 1
MFWB-HVAC-07.1 | Income Qualified ¦ Average and Existing MFWB Packaged Air Conditioner ¦ PG&E ¦ All | Income Qualified ¦ Average and Existing MFWB Packaged Air Conditioner | PG&E ¦ All | PG&E | All | Electric | Average Packaged Air Conditioner | Average Existing and Code |  |  | 0 | Conventional | HVAC | Income Qualified - Multi Family IQ | Income Qualified | ROB Only | 0 | Residential Households | Cap-Tons | 20 | DEER:HVAC_Split-Package_AC | 0 | 0 | 0 | Base | 0 | 2023 | 0 | 2023 | 0 | 0 | Base | Packaged Air Conditioner ¦ PG&E ¦ All | Packaged Air Conditioner | 0.27795 | 0.1 | 1 | From Res Central AC (avg Hot-Dry and Marine) | 0 | 0 | 1
MFWB-HVAC-08.1 | Income Qualified ¦ Efficient MFWB Packaged Air Conditioner ¦ PG&E ¦ All | Income Qualified ¦ Efficient MFWB Packaged Air Conditioner | PG&E ¦ All | PG&E | All | Electric | Efficient Packaged Air Conditioner | Efficient |  |  | 0 | Conventional | HVAC | Income Qualified - Multi Family IQ | Income Qualified | ROB Only | 0 | Residential Households | Cap-Tons | 20 | DEER:HVAC_Split-Package_AC | -408 | -0.2 | 0 | PG&E Data Request 2024 | 2285 | 2024 | 2415 | 2024 | 0 | 0 | PG&E Data Request 2024 | Packaged Air Conditioner ¦ PG&E ¦ All | Packaged Air Conditioner | 0.27795 | 0.1 | 0 | From Res Central AC (avg Hot-Dry and Marine) | 0 | 0 | 1
MFWB-HVAC-07.2 | Income Qualified ¦ Average and Existing MFWB Packaged Air Conditioner ¦ SCE ¦ All | Income Qualified ¦ Average and Existing MFWB Packaged Air Conditioner | SCE ¦ All | SCE | All | Electric | Average Packaged Air Conditioner | Average Existing and Code |  |  | 0 | Conventional | HVAC | Income Qualified - Multi Family IQ | Income Qualified | ROB Only | 0 | Residential Households | Cap-Tons | 20 | DEER:HVAC_Split-Package_AC | 0 | 0 | 0 | Base | 0 | 2023 | 0 | 2023 | 0 | 0 | Base | Packaged Air Conditioner ¦ SCE ¦ All | Packaged Air Conditioner | 0.26158 | 0.1 | 1 | From Res Central AC (avg Hot-Dry and Marine) | 0 | 0 | 1
MFWB-HVAC-08.2 | Income Qualified ¦ Efficient MFWB Packaged Air Conditioner ¦ SCE ¦ All | Income Qualified ¦ Efficient MFWB Packaged Air Conditioner | SCE ¦ All | SCE | All | Electric | Efficient Packaged Air Conditioner | Efficient |  |  | 0 | Conventional | HVAC | Income Qualified - Multi Family IQ | Income Qualified | ROB Only | 0 | Residential Households | Cap-Tons | 20 | DEER:HVAC_Split-Package_AC | -408 | -0.2 | 0 | PG&E Data Request 2024 | 2285 | 2024 | 2415 | 2024 | 0 | 0 | PG&E Data Request 2024 | Packaged Air Conditioner ¦ SCE ¦ All | Packaged Air Conditioner | 0.26158 | 0.1 | 0 | From Res Central AC (avg Hot-Dry and Marine) | 0 | 0 | 1
MFWB-HVAC-07.3 | Income Qualified ¦ Average and Existing MFWB Packaged Air Conditioner ¦ SDG&E ¦ All | Income Qualified ¦ Average and Existing MFWB Packaged Air Conditioner | SDG&E ¦ All | SDG&E | All | Electric | Average Packaged Air Conditioner | Average Existing and Code |  |  | 0 | Conventional | HVAC | Income Qualified - Multi Family IQ | Income Qualified | ROB Only | 0 | Residential Households | Cap-Tons | 20 | DEER:HVAC_Split-Package_AC | 0 | 0 | 0 | Base | 0 | 2023 | 0 | 2023 | 0 | 0 | Base | Packaged Air Conditioner ¦ SDG&E ¦ All | Packaged Air Conditioner | 0.30255 | 0.1 | 1 | From Res Central AC (avg Hot-Dry and Marine) | 0 | 0 | 1
MFWB-HVAC-08.3 | Income Qualified ¦ Efficient MFWB Packaged Air Conditioner ¦ SDG&E ¦ All | Income Qualified ¦ Efficient MFWB Packaged Air Conditioner | SDG&E ¦ All | SDG&E | All | Electric | Efficient Packaged Air Conditioner | Efficient |  |  | 0 | Conventional | HVAC | Income Qualified - Multi Family IQ | Income Qualified | ROB Only | 0 | Residential Households | Cap-Tons | 20 | DEER:HVAC_Split-Package_AC | -408 | -0.2 | 0 | PG&E Data Request 2024 | 2285 | 2024 | 2415 | 2024 | 0 | 0 | PG&E Data Request 2024 | Packaged Air Conditioner ¦ SDG&E ¦ All | Packaged Air Conditioner | 0.30255 | 0.1 | 0 | From Res Central AC (avg Hot-Dry and Marine) | 0 | 0 | 1
MFWB-HVAC-09.1 | Income Qualified ¦ Average and Existing MFWB Furnace Replacement ¦ PG&E ¦ All | Income Qualified ¦ Average and Existing MFWB Furnace Replacement | PG&E ¦ All | PG&E | All | Gas | Average Furnace Replacement | Average Existing and Code |  |  | 0 | Conventional | HVAC | Income Qualified - Multi Family IQ | Income Qualified | RET Only | 0 | Residential Households | Cap-kBtuh | 20 | DEER:HVAC_Split-Package_AC | 0 | 0 | 0 | Base | 0 | 2023 | 0 | 2023 | 0 | 0 | Base | Furnace Replacement ¦ PG&E ¦ All | Furnace Replacement | 0.1193 | 0.1 | 0.9916 | RASS 2019 | 0 | 0 | 1
MFWB-HVAC-10.1 | Income Qualified ¦ Efficient MFWB Furnace Replacement ¦ PG&E ¦ All | Income Qualified ¦ Efficient MFWB Furnace Replacement | PG&E ¦ All | PG&E | All | Gas | Efficient Furnace Replacement | Efficient |  |  | 0 | Conventional | HVAC | Income Qualified - Multi Family IQ | Income Qualified | RET Only | 0 | Residential Households | Cap-kBtuh | 20 | DEER:HVAC_Split-Package_AC | -0.69 | 0 | -0.44 | PG&E Data Request 2024 | 40 | 2024 | 50.78 | 2024 | 0 | 0 | PG&E Data Request 2024 | Furnace Replacement ¦ PG&E ¦ All | Furnace Replacement | 0.1193 | 0.1 | 0.0084041 | RASS 2019 | 0 | 0 | 1
MFWB-HVAC-09.2 | Income Qualified ¦ Average and Existing MFWB Furnace Replacement ¦ SDG&E ¦ All | Income Qualified ¦ Average and Existing MFWB Furnace Replacement | SDG&E ¦ All | SDG&E | All | Gas | Average Furnace Replacement | Average Existing and Code |  |  | 0 | Conventional | HVAC | Income Qualified - Multi Family IQ | Income Qualified | RET Only | 0 | Residential Households | Cap-kBtuh | 20 | DEER:HVAC_Split-Package_AC | 0 | 0 | 0 | Base | 0 | 2023 | 0 | 2023 | 0 | 0 | Base | Furnace Replacement ¦ SDG&E ¦ All | Furnace Replacement | 0.1193 | 0.1 | 0.9916 | RASS 2019 | 0 | 0 | 1
MFWB-HVAC-10.2 | Income Qualified ¦ Efficient MFWB Furnace Replacement ¦ SDG&E ¦ All | Income Qualified ¦ Efficient MFWB Furnace Replacement | SDG&E ¦ All | SDG&E | All | Gas | Efficient Furnace Replacement | Efficient |  |  | 0 | Conventional | HVAC | Income Qualified - Multi Family IQ | Income Qualified | RET Only | 0 | Residential Households | Cap-kBtuh | 20 | DEER:HVAC_Split-Package_AC | -0.69 | 0 | -0.44 | PG&E Data Request 2024 | 40 | 2024 | 50.78 | 2024 | 0 | 0 | PG&E Data Request 2024 | Furnace Replacement ¦ SDG&E ¦ All | Furnace Replacement | 0.1193 | 0.1 | 0.0084041 | RASS 2019 | 0 | 0 | 1
MFWB-HVAC-09.3 | Income Qualified ¦ Average and Existing MFWB Furnace Replacement ¦ SCG ¦ All | Income Qualified ¦ Average and Existing MFWB Furnace Replacement | SCG ¦ All | SCG | All | Gas | Average Furnace Replacement | Average Existing and Code |  |  | 0 | Conventional | HVAC | Income Qualified - Multi Family IQ | Income Qualified | RET Only | 0 | Residential Households | Cap-kBtuh | 20 | DEER:HVAC_Split-Package_AC | 0 | 0 | 0 | Base | 0 | 2023 | 0 | 2023 | 0 | 0 | Base | Furnace Replacement ¦ SCG ¦ All | Furnace Replacement | 0.1193 | 0.1 | 0.9916 | RASS 2019 | 0 | 0 | 1
MFWB-HVAC-10.3 | Income Qualified ¦ Efficient MFWB Furnace Replacement ¦ SCG ¦ All | Income Qualified ¦ Efficient MFWB Furnace Replacement | SCG ¦ All | SCG | All | Gas | Efficient Furnace Replacement | Efficient |  |  | 0 | Conventional | HVAC | Income Qualified - Multi Family IQ | Income Qualified | RET Only | 0 | Residential Households | Cap-kBtuh | 20 | DEER:HVAC_Split-Package_AC | -0.69 | 0 | -0.44 | PG&E Data Request 2024 | 40 | 2024 | 50.78 | 2024 | 0 | 0 | PG&E Data Request 2024 | Furnace Replacement ¦ SCG ¦ All | Furnace Replacement | 0.1193 | 0.1 | 0.0084041 | RASS 2019 | 0 | 0 | 1
MFWB-HVAC-11.1 | Income Qualified ¦ Average and Existing MFWB Fan Controller ¦ PG&E ¦ All | Income Qualified ¦ Average and Existing MFWB Fan Controller | PG&E ¦ All | PG&E | All | Electric | Average Fan Controller | Average Existing and Code |  |  | 0 | Conventional | HVAC | Income Qualified - Multi Family IQ | Income Qualified | RET Only | 0 | Residential Households | Each | 10 | DEER:HVAC_Eff_AC | 0 | 0 | 0 | Base | 0 | 2023 | 0 | 2023 | 0 | 0 | Base | Fan Controller ¦ PG&E ¦ All | Fan Controller | 0.30838 | 0.1 | 0.98 | From IQ Fan Controllers | 0 | 0 | 1
MFWB-HVAC-12.1 | Income Qualified ¦ Efficient MFWB Fan Controller ¦ PG&E ¦ All | Income Qualified ¦ Efficient MFWB Fan Controller | PG&E ¦ All | PG&E | All | Electric | Efficient Fan Controller | Efficient |  |  | 0 | Conventional | HVAC | Income Qualified - Multi Family IQ | Income Qualified | RET Only | 0 | Residential Households | Each | 10 | DEER:HVAC_Eff_AC | -110.68 | -0.04 | 0 | PG&E Data Request 2024 | 60 | 2024 | 65 | 2024 | 0 | 0 | PG&E Data Request 2024 | Fan Controller ¦ PG&E ¦ All | Fan Controller | 0.30838 | 0.1 | 0.02 | From IQ Fan Controllers | 0 | 0 | 1
MFWB-HVAC-11.2 | Income Qualified ¦ Average and Existing MFWB Fan Controller ¦ SCE ¦ All | Income Qualified ¦ Average and Existing MFWB Fan Controller | SCE ¦ All | SCE | All | Electric | Average Fan Controller | Average Existing and Code |  |  | 0 | Conventional | HVAC | Income Qualified - Multi Family IQ | Income Qualified | RET Only | 0 | Residential Households | Each | 10 | DEER:HVAC_Eff_AC | 0 | 0 | 0 | Base | 0 | 2023 | 0 | 2023 | 0 | 0 | Base | Fan Controller ¦ SCE ¦ All | Fan Controller | 0.30838 | 0.1 | 0.98 | From IQ Fan Controllers | 0 | 0 | 1
MFWB-HVAC-12.2 | Income Qualified ¦ Efficient MFWB Fan Controller ¦ SCE ¦ All | Income Qualified ¦ Efficient MFWB Fan Controller | SCE ¦ All | SCE | All | Electric | Efficient Fan Controller | Efficient |  |  | 0 | Conventional | HVAC | Income Qualified - Multi Family IQ | Income Qualified | RET Only | 0 | Residential Households | Each | 10 | DEER:HVAC_Eff_AC | -110.68 | -0.04 | 0 | PG&E Data Request 2024 | 60 | 2024 | 65 | 2024 | 0 | 0 | PG&E Data Request 2024 | Fan Controller ¦ SCE ¦ All | Fan Controller | 0.30838 | 0.1 | 0.02 | From IQ Fan Controllers | 0 | 0 | 1
MFWB-HVAC-11.3 | Income Qualified ¦ Average and Existing MFWB Fan Controller ¦ SDG&E ¦ All | Income Qualified ¦ Average and Existing MFWB Fan Controller | SDG&E ¦ All | SDG&E | All | Electric | Average Fan Controller | Average Existing and Code |  |  | 0 | Conventional | HVAC | Income Qualified - Multi Family IQ | Income Qualified | RET Only | 0 | Residential Households | Each | 10 | DEER:HVAC_Eff_AC | 0 | 0 | 0 | Base | 0 | 2023 | 0 | 2023 | 0 | 0 | Base | Fan Controller ¦ SDG&E ¦ All | Fan Controller | 0.30838 | 0.1 | 0.98 | From IQ Fan Controllers | 0 | 0 | 1
MFWB-HVAC-12.3 | Income Qualified ¦ Efficient MFWB Fan Controller ¦ SDG&E ¦ All | Income Qualified ¦ Efficient MFWB Fan Controller | SDG&E ¦ All | SDG&E | All | Electric | Efficient Fan Controller | Efficient |  |  | 0 | Conventional | HVAC | Income Qualified - Multi Family IQ | Income Qualified | RET Only | 0 | Residential Households | Each | 10 | DEER:HVAC_Eff_AC | -110.68 | -0.04 | 0 | PG&E Data Request 2024 | 60 | 2024 | 65 | 2024 | 0 | 0 | PG&E Data Request 2024 | Fan Controller ¦ SDG&E ¦ All | Fan Controller | 0.30838 | 0.1 | 0.02 | From IQ Fan Controllers | 0 | 0 | 1
MFWB-HVAC-13.1 | Income Qualified ¦ Average Existing and Code MFWB Mini Split Baseline ¦ PG&E ¦ All | Income Qualified ¦ Average Existing and Code MFWB Mini Split Baseline | PG&E ¦ All | PG&E | All | Electric & Gas | Average Ductless Mini Split - FS | Average Existing and Code |  |  | 0 | Conventional | HVAC | Income Qualified - Multi Family IQ | Income Qualified | ROB Only | 0 | Residential Households | Cap-Tons | 23 | DEER:HVAC_Eff_HP | 0 | 0 | 0 | Base | 0 | 2023 | 0 | 2023 | 0 | 0 | Base | Ductless Mini Split - FS ¦ PG&E ¦ All | Ductless Mini Split - FS | 8.3696e-05 | 0.1 | 1 | From Res Ductless HVAC FS (avg Hot-Dry and Marine) | 0 | 0 | 1
MFWB-HVAC-13b.1 | Income Qualified ¦ MFWB Ductless Mini Split - FS ¦ PG&E ¦ All | Income Qualified ¦ MFWB Ductless Mini Split - FS | PG&E ¦ All | PG&E | All | Electric & Gas | Efficient Ductless Mini Split - FS | Efficient |  |  | 0 | Conventional | HVAC | Income Qualified - Multi Family IQ | Income Qualified | ROB Only | 1 | Residential Households | Cap-Tons | 23 | DEER:HVAC_Eff_HP | 122.4845 | 0 | -36.6 | PG&E Data Request 2024 | 2453.6709 | 2024 | 1728.87 | 2024 | 0 | 0 | PG&E Data Request 2024 | Ductless Mini Split - FS ¦ PG&E ¦ All | Ductless Mini Split - FS | 8.3696e-05 | 0.1 | 0 | From Res Ductless HVAC FS (avg Hot-Dry and Marine) | 0 | 0 | 1
MFWB-HVAC-13.1 | Income Qualified ¦ Average Existing and Code MFWB Mini Split Baseline ¦ SCG ¦ All | Income Qualified ¦ Average Existing and Code MFWB Mini Split Baseline | SCG ¦ All | SCG | All | Electric & Gas | Average Ductless Mini Split - FS | Average Existing and Code |  |  | 0 | Conventional | HVAC | Income Qualified - Multi Family IQ | Income Qualified | ROB Only | 0 | Residential Households | Cap-Tons | 23 | DEER:HVAC_Eff_HP | 0 | 0 | 0 | Base | 0 | 2023 | 0 | 2023 | 0 | 0 | Base | Ductless Mini Split - FS ¦ SCG ¦ All | Ductless Mini Split - FS | 0.003365 | 0.1 | 1 | From Res Ductless HVAC FS (avg Hot-Dry and Marine) | 0 | 0 | 1
MFWB-HVAC-13b.1 | Income Qualified ¦ MFWB Ductless Mini Split - FS ¦ SCG ¦ All | Income Qualified ¦ MFWB Ductless Mini Split - FS | SCG ¦ All | SCG | All | Electric & Gas | Efficient Ductless Mini Split - FS | Efficient |  |  | 0 | Conventional | HVAC | Income Qualified - Multi Family IQ | Income Qualified | ROB Only | 1 | Residential Households | Cap-Tons | 23 | DEER:HVAC_Eff_HP | 122.4845 | 0 | -36.6 | PG&E Data Request 2024 | 2453.6709 | 2024 | 1728.87 | 2024 | 0 | 0 | PG&E Data Request 2024 | Ductless Mini Split - FS ¦ SCG ¦ All | Ductless Mini Split - FS | 0.003365 | 0.1 | 0 | From Res Ductless HVAC FS (avg Hot-Dry and Marine) | 0 | 0 | 1
MFWB-HVAC-13.1 | Income Qualified ¦ Average Existing and Code MFWB Mini Split Baseline ¦ SDG&E ¦ All | Income Qualified ¦ Average Existing and Code MFWB Mini Split Baseline | SDG&E ¦ All | SDG&E | All | Electric & Gas | Average Ductless Mini Split - FS | Average Existing and Code |  |  | 0 | Conventional | HVAC | Income Qualified - Multi Family IQ | Income Qualified | ROB Only | 0 | Residential Households | Cap-Tons | 23 | DEER:HVAC_Eff_HP | 0 | 0 | 0 | Base | 0 | 2023 | 0 | 2023 | 0 | 0 | Base | Ductless Mini Split - FS ¦ SDG&E ¦ All | Ductless Mini Split - FS | 0.00065131 | 0.1 | 1 | From Res Ductless HVAC FS (avg Hot-Dry and Marine) | 0 | 0 | 1
MFWB-HVAC-13b.1 | Income Qualified ¦ MFWB Ductless Mini Split - FS ¦ SDG&E ¦ All | Income Qualified ¦ MFWB Ductless Mini Split - FS | SDG&E ¦ All | SDG&E | All | Electric & Gas | Efficient Ductless Mini Split - FS | Efficient |  |  | 0 | Conventional | HVAC | Income Qualified - Multi Family IQ | Income Qualified | ROB Only | 1 | Residential Households | Cap-Tons | 23 | DEER:HVAC_Eff_HP | 122.4845 | 0 | -36.6 | PG&E Data Request 2024 | 2453.6709 | 2024 | 1728.87 | 2024 | 0 | 0 | PG&E Data Request 2024 | Ductless Mini Split - FS ¦ SDG&E ¦ All | Ductless Mini Split - FS | 0.00065131 | 0.1 | 0 | From Res Ductless HVAC FS (avg Hot-Dry and Marine) | 0 | 0 | 1
MFWB-HVAC-14.1 | Income Qualified ¦ Average and Existing MWFB Smart Thermostat ¦ PG&E ¦ All | Income Qualified ¦ Average and Existing MWFB Smart Thermostat | PG&E ¦ All | PG&E | All | Electric & Gas | Average Smart Thermostat | Average Existing and Code |  |  | 0 | Conventional | HVAC | Income Qualified - Multi Family IQ | Income Qualified | RET Only | 0 | Residential Households | Home | 9 | DEER:HVAC_Eff_AC | 0 | 0 | 0 | Base | 0 | 2023 | 0 | 2023 | 0 | 0 | Base | Smart Thermostat ¦ PG&E ¦ All | Smart Thermostat | 0.49465 | 0.1 | 0.89934 | From IQ Smart Thermostats | 0 | 0 | 1
MFWB-HVAC-15.1 | Income Qualified ¦ Efficient MFWB Smart Thermostat ¦ PG&E ¦ All | Income Qualified ¦ Efficient MFWB Smart Thermostat | PG&E ¦ All | PG&E | All | Electric & Gas | Efficient Smart Thermostat | Efficient |  |  | 0 | Conventional | HVAC | Income Qualified - Multi Family IQ | Income Qualified | RET Only | 0 | Residential Households | Home | 9 | DEER:HVAC_Eff_AC | -195.4547 | -0.00017991 | -26.3401 | PG&E Data Request 2024 | 133.17 | 2024 | 113.22 | 2024 | 0 | 0 | PG&E Data Request 2024 | Smart Thermostat ¦ PG&E ¦ All | Smart Thermostat | 0.49465 | 0.1 | 0.10066 | From IQ Smart Thermostats | 0 | 0 | 1
MFWB-HVAC-14.2 | Income Qualified ¦ Average and Existing MWFB Smart Thermostat ¦ SCE ¦ All | Income Qualified ¦ Average and Existing MWFB Smart Thermostat | SCE ¦ All | SCE | All | Electric & Gas | Average Smart Thermostat | Average Existing and Code |  |  | 0 | Conventional | HVAC | Income Qualified - Multi Family IQ | Income Qualified | RET Only | 0 | Residential Households | Home | 9 | DEER:HVAC_Eff_AC | 0 | 0 | 0 | Base | 0 | 2023 | 0 | 2023 | 0 | 0 | Base | Smart Thermostat ¦ SCE ¦ All | Smart Thermostat | 0.49465 | 0.1 | 0.89934 | From IQ Smart Thermostats | 0 | 0 | 1
MFWB-HVAC-15.2 | Income Qualified ¦ Efficient MFWB Smart Thermostat ¦ SCE ¦ All | Income Qualified ¦ Efficient MFWB Smart Thermostat | SCE ¦ All | SCE | All | Electric & Gas | Efficient Smart Thermostat | Efficient |  |  | 0 | Conventional | HVAC | Income Qualified - Multi Family IQ | Income Qualified | RET Only | 0 | Residential Households | Home | 9 | DEER:HVAC_Eff_AC | -195.4547 | -0.00017991 | -26.3401 | PG&E Data Request 2024 | 133.17 | 2024 | 113.22 | 2024 | 0 | 0 | PG&E Data Request 2024 | Smart Thermostat ¦ SCE ¦ All | Smart Thermostat | 0.49465 | 0.1 | 0.10066 | From IQ Smart Thermostats | 0 | 0 | 1
MFWB-HVAC-14.3 | Income Qualified ¦ Average and Existing MWFB Smart Thermostat ¦ SDG&E ¦ All | Income Qualified ¦ Average and Existing MWFB Smart Thermostat | SDG&E ¦ All | SDG&E | All | Electric & Gas | Average Smart Thermostat | Average Existing and Code |  |  | 0 | Conventional | HVAC | Income Qualified - Multi Family IQ | Income Qualified | RET Only | 0 | Residential Households | Home | 9 | DEER:HVAC_Eff_AC | 0 | 0 | 0 | Base | 0 | 2023 | 0 | 2023 | 0 | 0 | Base | Smart Thermostat ¦ SDG&E ¦ All | Smart Thermostat | 0.49465 | 0.1 | 0.89934 | From IQ Smart Thermostats | 0 | 0 | 1
MFWB-HVAC-15.3 | Income Qualified ¦ Efficient MFWB Smart Thermostat ¦ SDG&E ¦ All | Income Qualified ¦ Efficient MFWB Smart Thermostat | SDG&E ¦ All | SDG&E | All | Electric & Gas | Efficient Smart Thermostat | Efficient |  |  | 0 | Conventional | HVAC | Income Qualified - Multi Family IQ | Income Qualified | RET Only | 0 | Residential Households | Home | 9 | DEER:HVAC_Eff_AC | -195.4547 | -0.00017991 | -26.3401 | PG&E Data Request 2024 | 133.17 | 2024 | 113.22 | 2024 | 0 | 0 | PG&E Data Request 2024 | Smart Thermostat ¦ SDG&E ¦ All | Smart Thermostat | 0.49465 | 0.1 | 0.10066 | From IQ Smart Thermostats | 0 | 0 | 1
MFWB-HVAC-14.4 | Income Qualified ¦ Average and Existing MWFB Smart Thermostat ¦ SCG ¦ All | Income Qualified ¦ Average and Existing MWFB Smart Thermostat | SCG ¦ All | SCG | All | Electric & Gas | Average Smart Thermostat | Average Existing and Code |  |  | 0 | Conventional | HVAC | Income Qualified - Multi Family IQ | Income Qualified | RET Only | 0 | Residential Households | Home | 9 | DEER:HVAC_Eff_AC | 0 | 0 | 0 | Base | 0 | 2023 | 0 | 2023 | 0 | 0 | Base | Smart Thermostat ¦ SCG ¦ All | Smart Thermostat | 0.49465 | 0.1 | 0.89934 | From IQ Smart Thermostats | 0 | 0 | 1
MFWB-HVAC-15.4 | Income Qualified ¦ Efficient MFWB Smart Thermostat ¦ SCG ¦ All | Income Qualified ¦ Efficient MFWB Smart Thermostat | SCG ¦ All | SCG | All | Electric & Gas | Efficient Smart Thermostat | Efficient |  |  | 0 | Conventional | HVAC | Income Qualified - Multi Family IQ | Income Qualified | RET Only | 0 | Residential Households | Home | 9 | DEER:HVAC_Eff_AC | -195.4547 | -0.00017991 | -26.3401 | PG&E Data Request 2024 | 133.17 | 2024 | 113.22 | 2024 | 0 | 0 | PG&E Data Request 2024 | Smart Thermostat ¦ SCG ¦ All | Smart Thermostat | 0.49465 | 0.1 | 0.10066 | From IQ Smart Thermostats | 0 | 0 | 1
MFWB-LIGHTING-01.1 | Income Qualified ¦ Average and Existing MFWB Exterior LED Fixture ¦ PG&E ¦ All | Income Qualified ¦ Average and Existing MFWB Exterior LED Fixture | PG&E ¦ All | PG&E | All | Electric | Average Exterior LED Fixture | Average Existing and Code |  |  | 0 | Conventional | Lighting | Income Qualified - Multi Family IQ | Income Qualified | ROB Only | 0 | Residential Households | Each | 9 | DEER:Indoor_CFL_Ltg | 0 | 0 | 0 | Base | 0 | 2023 | 0 | 2023 | 0 | 0 | Base | Exterior LED Fixture ¦ PG&E ¦ All | Exterior LED Fixture | 0.15115 | 0.1 | 0.067871 | MICS - Navigant 2015 | 0 | 0 | 1
MFWB-LIGHTING-02.1 | Income Qualified ¦ Efficient MFWB Exterior LED Fixture ¦ PG&E ¦ All | Income Qualified ¦ Efficient MFWB Exterior LED Fixture | PG&E ¦ All | PG&E | All | Electric | Efficient Exterior LED Fixture | Efficient |  |  | 0 | Conventional | Lighting | Income Qualified - Multi Family IQ | Income Qualified | ROB Only | 0 | Residential Households | Each | 9 | DEER:Indoor_CFL_Ltg | -263.63 | 0 | 0 | PG&E Data Request 2024 | 65.05 | 2024 | 91.41 | 2024 | 0 | 0 | PG&E Data Request 2024 | Exterior LED Fixture ¦ PG&E ¦ All | Exterior LED Fixture | 0.15115 | 0.1 | 0.93213 | MICS - Navigant 2015 | 0 | 0 | 1
MFWB-LIGHTING-01.2 | Income Qualified ¦ Average and Existing MFWB Exterior LED Fixture ¦ SCE ¦ All | Income Qualified ¦ Average and Existing MFWB Exterior LED Fixture | SCE ¦ All | SCE | All | Electric | Average Exterior LED Fixture | Average Existing and Code |  |  | 0 | Conventional | Lighting | Income Qualified - Multi Family IQ | Income Qualified | ROB Only | 0 | Residential Households | Each | 9 | DEER:Indoor_CFL_Ltg | 0 | 0 | 0 | Base | 0 | 2023 | 0 | 2023 | 0 | 0 | Base | Exterior LED Fixture ¦ SCE ¦ All | Exterior LED Fixture | 0.15115 | 0.1 | 0.067871 | MICS - Navigant 2015 | 0 | 0 | 1
MFWB-LIGHTING-02.2 | Income Qualified ¦ Efficient MFWB Exterior LED Fixture ¦ SCE ¦ All | Income Qualified ¦ Efficient MFWB Exterior LED Fixture | SCE ¦ All | SCE | All | Electric | Efficient Exterior LED Fixture | Efficient |  |  | 0 | Conventional | Lighting | Income Qualified - Multi Family IQ | Income Qualified | ROB Only | 0 | Residential Households | Each | 9 | DEER:Indoor_CFL_Ltg | -263.63 | 0 | 0 | PG&E Data Request 2024 | 65.05 | 2024 | 91.41 | 2024 | 0 | 0 | PG&E Data Request 2024 | Exterior LED Fixture ¦ SCE ¦ All | Exterior LED Fixture | 0.15115 | 0.1 | 0.93213 | MICS - Navigant 2015 | 0 | 0 | 1
MFWB-LIGHTING-01.3 | Income Qualified ¦ Average and Existing MFWB Exterior LED Fixture ¦ SDG&E ¦ All | Income Qualified ¦ Average and Existing MFWB Exterior LED Fixture | SDG&E ¦ All | SDG&E | All | Electric | Average Exterior LED Fixture | Average Existing and Code |  |  | 0 | Conventional | Lighting | Income Qualified - Multi Family IQ | Income Qualified | ROB Only | 0 | Residential Households | Each | 9 | DEER:Indoor_CFL_Ltg | 0 | 0 | 0 | Base | 0 | 2023 | 0 | 2023 | 0 | 0 | Base | Exterior LED Fixture ¦ SDG&E ¦ All | Exterior LED Fixture | 0.15115 | 0.1 | 0.067871 | MICS - Navigant 2015 | 0 | 0 | 1
MFWB-LIGHTING-02.3 | Income Qualified ¦ Efficient MFWB Exterior LED Fixture ¦ SDG&E ¦ All | Income Qualified ¦ Efficient MFWB Exterior LED Fixture | SDG&E ¦ All | SDG&E | All | Electric | Efficient Exterior LED Fixture | Efficient |  |  | 0 | Conventional | Lighting | Income Qualified - Multi Family IQ | Income Qualified | ROB Only | 0 | Residential Households | Each | 9 | DEER:Indoor_CFL_Ltg | -263.63 | 0 | 0 | PG&E Data Request 2024 | 65.05 | 2024 | 91.41 | 2024 | 0 | 0 | PG&E Data Request 2024 | Exterior LED Fixture ¦ SDG&E ¦ All | Exterior LED Fixture | 0.15115 | 0.1 | 0.93213 | MICS - Navigant 2015 | 0 | 0 | 1
MFWB-LIGHTING-03.1 | Income Qualified ¦ Average and Existing MFWB Interior LED Fixture ¦ PG&E ¦ All | Income Qualified ¦ Average and Existing MFWB Interior LED Fixture | PG&E ¦ All | PG&E | All | Electric | Average Interior LED Fixture | Average Existing and Code |  |  | 0 | Conventional | Lighting | Income Qualified - Multi Family IQ | Income Qualified | ROB Only | 0 | Residential Households | Each | 16 | DEER:Indoor_CFL_Ltg | 0 | 0 | 0 | Base | 0 | 2023 | 0 | 2023 | 0 | 0 | Base | Interior LED Fixture ¦ PG&E ¦ All | Interior LED Fixture | 0.75205 | 0.1 | 0.046988 | MICS - Navigant 2015 | 0 | 0 | 1
MFWB-LIGHTING-04.1 | Income Qualified ¦ Efficient MFWB Interior LED Fixture ¦ PG&E ¦ All | Income Qualified ¦ Efficient MFWB Interior LED Fixture | PG&E ¦ All | PG&E | All | Electric | Efficient Interior LED Fixture | Efficient |  |  | 0 | Conventional | Lighting | Income Qualified - Multi Family IQ | Income Qualified | ROB Only | 0 | Residential Households | Each | 16 | DEER:Indoor_CFL_Ltg | -524.51 | -0.01 | 9.07 | PG&E Data Request 2024 | 65.05 | 2024 | 87.01 | 2024 | 0 | 0 | PG&E Data Request 2024 | Interior LED Fixture ¦ PG&E ¦ All | Interior LED Fixture | 0.75205 | 0.1 | 0.95301 | MICS - Navigant 2015 | 0 | 0 | 1
MFWB-LIGHTING-03.2 | Income Qualified ¦ Average and Existing MFWB Interior LED Fixture ¦ SCE ¦ All | Income Qualified ¦ Average and Existing MFWB Interior LED Fixture | SCE ¦ All | SCE | All | Electric | Average Interior LED Fixture | Average Existing and Code |  |  | 0 | Conventional | Lighting | Income Qualified - Multi Family IQ | Income Qualified | ROB Only | 0 | Residential Households | Each | 16 | DEER:Indoor_CFL_Ltg | 0 | 0 | 0 | Base | 0 | 2023 | 0 | 2023 | 0 | 0 | Base | Interior LED Fixture ¦ SCE ¦ All | Interior LED Fixture | 0.75205 | 0.1 | 0.046988 | MICS - Navigant 2015 | 0 | 0 | 1
MFWB-LIGHTING-04.2 | Income Qualified ¦ Efficient MFWB Interior LED Fixture ¦ SCE ¦ All | Income Qualified ¦ Efficient MFWB Interior LED Fixture | SCE ¦ All | SCE | All | Electric | Efficient Interior LED Fixture | Efficient |  |  | 0 | Conventional | Lighting | Income Qualified - Multi Family IQ | Income Qualified | ROB Only | 0 | Residential Households | Each | 16 | DEER:Indoor_CFL_Ltg | -524.51 | -0.01 | 9.07 | PG&E Data Request 2024 | 65.05 | 2024 | 87.01 | 2024 | 0 | 0 | PG&E Data Request 2024 | Interior LED Fixture ¦ SCE ¦ All | Interior LED Fixture | 0.75205 | 0.1 | 0.95301 | MICS - Navigant 2015 | 0 | 0 | 1
MFWB-LIGHTING-03.3 | Income Qualified ¦ Average and Existing MFWB Interior LED Fixture ¦ SDG&E ¦ All | Income Qualified ¦ Average and Existing MFWB Interior LED Fixture | SDG&E ¦ All | SDG&E | All | Electric | Average Interior LED Fixture | Average Existing and Code |  |  | 0 | Conventional | Lighting | Income Qualified - Multi Family IQ | Income Qualified | ROB Only | 0 | Residential Households | Each | 16 | DEER:Indoor_CFL_Ltg | 0 | 0 | 0 | Base | 0 | 2023 | 0 | 2023 | 0 | 0 | Base | Interior LED Fixture ¦ SDG&E ¦ All | Interior LED Fixture | 0.75205 | 0.1 | 0.046988 | MICS - Navigant 2015 | 0 | 0 | 1
MFWB-LIGHTING-04.3 | Income Qualified ¦ Efficient MFWB Interior LED Fixture ¦ SDG&E ¦ All | Income Qualified ¦ Efficient MFWB Interior LED Fixture | SDG&E ¦ All | SDG&E | All | Electric | Efficient Interior LED Fixture | Efficient |  |  | 0 | Conventional | Lighting | Income Qualified - Multi Family IQ | Income Qualified | ROB Only | 0 | Residential Households | Each | 16 | DEER:Indoor_CFL_Ltg | -524.51 | -0.01 | 9.07 | PG&E Data Request 2024 | 65.05 | 2024 | 87.01 | 2024 | 0 | 0 | PG&E Data Request 2024 | Interior LED Fixture ¦ SDG&E ¦ All | Interior LED Fixture | 0.75205 | 0.1 | 0.95301 | MICS - Navigant 2015 | 0 | 0 | 1
MFWB-LIGHTING-05.1 | Income Qualified ¦ Average and Existing MFWB Wall or Ceiling Mounted Occupancy Sensor ¦ PG&E ¦ All | Income Qualified ¦ Average and Existing MFWB Wall or Ceiling Mounted Occupancy Sensor | PG&E ¦ All | PG&E | All | Electric | Average Wall or Ceiling Mounted Occupancy Sensor | Average Existing and Code |  |  | 0 | Conventional | Lighting | Income Qualified - Multi Family IQ | Income Qualified | ROB Only | 0 | Residential Households | Each | 16 | DEER:Indoor_CFL_Ltg | 0 | 0 | 0 | Base | 0 | 2023 | 0 | 2023 | 0 | 0 | Base | Wall or Ceiling Mounted Occupancy Sensor ¦ PG&E ¦ All | Wall or Ceiling Mounted Occupancy Sensor | 0.42834 | 0.1 | 0.523 | MICS - Navigant 2015 | 0 | 0 | 1
MFWB-LIGHTING-06.1 | Income Qualified ¦ Efficient MFWB Wall or Ceiling Mounted Occupancy Sensor ¦ PG&E ¦ All | Income Qualified ¦ Efficient MFWB Wall or Ceiling Mounted Occupancy Sensor | PG&E ¦ All | PG&E | All | Electric | Efficient Wall or Ceiling Mounted Occupancy Sensor | Efficient |  |  | 0 | Conventional | Lighting | Income Qualified - Multi Family IQ | Income Qualified | ROB Only | 0 | Residential Households | Each | 16 | DEER:Indoor_CFL_Ltg | -152.86 | -0.01 | 2.65 | PG&E Data Request 2024 | 45.42 | 2024 | 73.8 | 2024 | 0 | 0 | PG&E Data Request 2024 | Wall or Ceiling Mounted Occupancy Sensor ¦ PG&E ¦ All | Wall or Ceiling Mounted Occupancy Sensor | 0.42834 | 0.1 | 0.477 | MICS - Navigant 2015 | 0 | 0 | 1
MFWB-LIGHTING-05.2 | Income Qualified ¦ Average and Existing MFWB Wall or Ceiling Mounted Occupancy Sensor ¦ SCE ¦ All | Income Qualified ¦ Average and Existing MFWB Wall or Ceiling Mounted Occupancy Sensor | SCE ¦ All | SCE | All | Electric | Average Wall or Ceiling Mounted Occupancy Sensor | Average Existing and Code |  |  | 0 | Conventional | Lighting | Income Qualified - Multi Family IQ | Income Qualified | ROB Only | 0 | Residential Households | Each | 16 | DEER:Indoor_CFL_Ltg | 0 | 0 | 0 | Base | 0 | 2023 | 0 | 2023 | 0 | 0 | Base | Wall or Ceiling Mounted Occupancy Sensor ¦ SCE ¦ All | Wall or Ceiling Mounted Occupancy Sensor | 0.42834 | 0.1 | 0.523 | MICS - Navigant 2015 | 0 | 0 | 1
MFWB-LIGHTING-06.2 | Income Qualified ¦ Efficient MFWB Wall or Ceiling Mounted Occupancy Sensor ¦ SCE ¦ All | Income Qualified ¦ Efficient MFWB Wall or Ceiling Mounted Occupancy Sensor | SCE ¦ All | SCE | All | Electric | Efficient Wall or Ceiling Mounted Occupancy Sensor | Efficient |  |  | 0 | Conventional | Lighting | Income Qualified - Multi Family IQ | Income Qualified | ROB Only | 0 | Residential Households | Each | 16 | DEER:Indoor_CFL_Ltg | -152.86 | -0.01 | 2.65 | PG&E Data Request 2024 | 45.42 | 2024 | 73.8 | 2024 | 0 | 0 | PG&E Data Request 2024 | Wall or Ceiling Mounted Occupancy Sensor ¦ SCE ¦ All | Wall or Ceiling Mounted Occupancy Sensor | 0.42834 | 0.1 | 0.477 | MICS - Navigant 2015 | 0 | 0 | 1
MFWB-LIGHTING-05.3 | Income Qualified ¦ Average and Existing MFWB Wall or Ceiling Mounted Occupancy Sensor ¦ SDG&E ¦ All | Income Qualified ¦ Average and Existing MFWB Wall or Ceiling Mounted Occupancy Sensor | SDG&E ¦ All | SDG&E | All | Electric | Average Wall or Ceiling Mounted Occupancy Sensor | Average Existing and Code |  |  | 0 | Conventional | Lighting | Income Qualified - Multi Family IQ | Income Qualified | ROB Only | 0 | Residential Households | Each | 16 | DEER:Indoor_CFL_Ltg | 0 | 0 | 0 | Base | 0 | 2023 | 0 | 2023 | 0 | 0 | Base | Wall or Ceiling Mounted Occupancy Sensor ¦ SDG&E ¦ All | Wall or Ceiling Mounted Occupancy Sensor | 0.42834 | 0.1 | 0.523 | MICS - Navigant 2015 | 0 | 0 | 1
MFWB-LIGHTING-06.3 | Income Qualified ¦ Efficient MFWB Wall or Ceiling Mounted Occupancy Sensor ¦ SDG&E ¦ All | Income Qualified ¦ Efficient MFWB Wall or Ceiling Mounted Occupancy Sensor | SDG&E ¦ All | SDG&E | All | Electric | Efficient Wall or Ceiling Mounted Occupancy Sensor | Efficient |  |  | 0 | Conventional | Lighting | Income Qualified - Multi Family IQ | Income Qualified | ROB Only | 0 | Residential Households | Each | 16 | DEER:Indoor_CFL_Ltg | -152.86 | -0.01 | 2.65 | PG&E Data Request 2024 | 45.42 | 2024 | 73.8 | 2024 | 0 | 0 | PG&E Data Request 2024 | Wall or Ceiling Mounted Occupancy Sensor ¦ SDG&E ¦ All | Wall or Ceiling Mounted Occupancy Sensor | 0.42834 | 0.1 | 0.477 | MICS - Navigant 2015 | 0 | 0 | 1
MFWB-LIGHTING-07.1 | Income Qualified ¦ Average and Existing MFWB LED Tube - Exterior ¦ PG&E ¦ All | Income Qualified ¦ Average and Existing MFWB LED Tube - Exterior | PG&E ¦ All | PG&E | All | Electric | Average LED Tube - Exterior | Average Existing and Code |  |  | 0 | Conventional | Lighting | Income Qualified - Multi Family IQ | Income Qualified | ROB Only | 0 | Residential Households | Each | 16 | DEER:Indoor_CFL_Ltg | 0 | 0 | 0 | Base | 0 | 2023 | 0 | 2023 | 0 | 0 | Base | LED Tube - Exterior ¦ PG&E ¦ All | LED Tube - Exterior | 0.37603 | 0.1 | 0.046988 | From LED T-Lamp - Interior / 2 for exterior | 0 | 0 | 1
MFWB-LIGHTING-08.1 | Income Qualified ¦ Efficient MFWB LED Tube - Exterior ¦ PG&E ¦ All | Income Qualified ¦ Efficient MFWB LED Tube - Exterior | PG&E ¦ All | PG&E | All | Electric | Efficient LED Tube - Exterior | Efficient |  |  | 0 | Conventional | Lighting | Income Qualified - Multi Family IQ | Income Qualified | ROB Only | 0 | Residential Households | Each | 16 | DEER:Indoor_CFL_Ltg | -119.22 | 0 | 0 | PG&E Data Request 2024 | 33.17 | 2024 | 33.83 | 2024 | 0 | 0 | PG&E Data Request 2024 | LED Tube - Exterior ¦ PG&E ¦ All | LED Tube - Exterior | 0.37603 | 0.1 | 0.95301 | From LED T-Lamp - Interior / 2 for exterior | 0 | 0 | 1
MFWB-LIGHTING-07.2 | Income Qualified ¦ Average and Existing MFWB LED Tube - Exterior ¦ SCE ¦ All | Income Qualified ¦ Average and Existing MFWB LED Tube - Exterior | SCE ¦ All | SCE | All | Electric | Average LED Tube - Exterior | Average Existing and Code |  |  | 0 | Conventional | Lighting | Income Qualified - Multi Family IQ | Income Qualified | ROB Only | 0 | Residential Households | Each | 16 | DEER:Indoor_CFL_Ltg | 0 | 0 | 0 | Base | 0 | 2023 | 0 | 2023 | 0 | 0 | Base | LED Tube - Exterior ¦ SCE ¦ All | LED Tube - Exterior | 0.37603 | 0.1 | 0.046988 | From LED T-Lamp - Interior / 2 for exterior | 0 | 0 | 1
MFWB-LIGHTING-08.2 | Income Qualified ¦ Efficient MFWB LED Tube - Exterior ¦ SCE ¦ All | Income Qualified ¦ Efficient MFWB LED Tube - Exterior | SCE ¦ All | SCE | All | Electric | Efficient LED Tube - Exterior | Efficient |  |  | 0 | Conventional | Lighting | Income Qualified - Multi Family IQ | Income Qualified | ROB Only | 0 | Residential Households | Each | 16 | DEER:Indoor_CFL_Ltg | -119.22 | 0 | 0 | PG&E Data Request 2024 | 33.17 | 2024 | 33.83 | 2024 | 0 | 0 | PG&E Data Request 2024 | LED Tube - Exterior ¦ SCE ¦ All | LED Tube - Exterior | 0.37603 | 0.1 | 0.95301 | From LED T-Lamp - Interior / 2 for exterior | 0 | 0 | 1
MFWB-LIGHTING-07.3 | Income Qualified ¦ Average and Existing MFWB LED Tube - Exterior ¦ SDG&E ¦ All | Income Qualified ¦ Average and Existing MFWB LED Tube - Exterior | SDG&E ¦ All | SDG&E | All | Electric | Average LED Tube - Exterior | Average Existing and Code |  |  | 0 | Conventional | Lighting | Income Qualified - Multi Family IQ | Income Qualified | ROB Only | 0 | Residential Households | Each | 16 | DEER:Indoor_CFL_Ltg | 0 | 0 | 0 | Base | 0 | 2023 | 0 | 2023 | 0 | 0 | Base | LED Tube - Exterior ¦ SDG&E ¦ All | LED Tube - Exterior | 0.37603 | 0.1 | 0.046988 | From LED T-Lamp - Interior / 2 for exterior | 0 | 0 | 1
MFWB-LIGHTING-08.3 | Income Qualified ¦ Efficient MFWB LED Tube - Exterior ¦ SDG&E ¦ All | Income Qualified ¦ Efficient MFWB LED Tube - Exterior | SDG&E ¦ All | SDG&E | All | Electric | Efficient LED Tube - Exterior | Efficient |  |  | 0 | Conventional | Lighting | Income Qualified - Multi Family IQ | Income Qualified | ROB Only | 0 | Residential Households | Each | 16 | DEER:Indoor_CFL_Ltg | -119.22 | 0 | 0 | PG&E Data Request 2024 | 33.17 | 2024 | 33.83 | 2024 | 0 | 0 | PG&E Data Request 2024 | LED Tube - Exterior ¦ SDG&E ¦ All | LED Tube - Exterior | 0.37603 | 0.1 | 0.95301 | From LED T-Lamp - Interior / 2 for exterior | 0 | 0 | 1
MFWB-LIGHTING-09.1 | Income Qualified ¦ Average and Existing MFWB Interior LED Screw-in ¦ PG&E ¦ All | Income Qualified ¦ Average and Existing MFWB Interior LED Screw-in | PG&E ¦ All | PG&E | All | Electric | Average Interior LED Screw-in | Average Existing and Code |  |  | 0 | Conventional | Lighting | Income Qualified - Multi Family IQ | Income Qualified | ROB Only | 0 | Residential Households | Each | 16 | DEER:Indoor_CFL_Ltg | 0 | 0 | 0 | Base | 0 | 2023 | 0 | 2023 | 0 | 0 | Base | Interior LED Screw-in ¦ PG&E ¦ All | Interior LED Screw-in | 0.75205 | 0.1 | 0.046988 | From LED T-Lamp - Interior | 0 | 0 | 1
MFWB-LIGHTING-10.1 | Income Qualified ¦ Efficient MFWB Interior LED Screw-in ¦ PG&E ¦ All | Income Qualified ¦ Efficient MFWB Interior LED Screw-in | PG&E ¦ All | PG&E | All | Electric | Efficient Interior LED Screw-in | Efficient |  |  | 0 | Conventional | Lighting | Income Qualified - Multi Family IQ | Income Qualified | ROB Only | 0 | Residential Households | Each | 16 | DEER:Indoor_CFL_Ltg | -239.25 | 0 | 4.14 | PG&E Data Request 2024 | 4 | 2024 | 16 | 2024 | 0 | 0 | PG&E Data Request 2024 | Interior LED Screw-in ¦ PG&E ¦ All | Interior LED Screw-in | 0.75205 | 0.1 | 0.95301 | From LED T-Lamp - Interior | 0 | 0 | 1
MFWB-LIGHTING-09.2 | Income Qualified ¦ Average and Existing MFWB Interior LED Screw-in ¦ SCE ¦ All | Income Qualified ¦ Average and Existing MFWB Interior LED Screw-in | SCE ¦ All | SCE | All | Electric | Average Interior LED Screw-in | Average Existing and Code |  |  | 0 | Conventional | Lighting | Income Qualified - Multi Family IQ | Income Qualified | ROB Only | 0 | Residential Households | Each | 16 | DEER:Indoor_CFL_Ltg | 0 | 0 | 0 | Base | 0 | 2023 | 0 | 2023 | 0 | 0 | Base | Interior LED Screw-in ¦ SCE ¦ All | Interior LED Screw-in | 0.75205 | 0.1 | 0.046988 | From LED T-Lamp - Interior | 0 | 0 | 1
MFWB-LIGHTING-10.2 | Income Qualified ¦ Efficient MFWB Interior LED Screw-in ¦ SCE ¦ All | Income Qualified ¦ Efficient MFWB Interior LED Screw-in | SCE ¦ All | SCE | All | Electric | Efficient Interior LED Screw-in | Efficient |  |  | 0 | Conventional | Lighting | Income Qualified - Multi Family IQ | Income Qualified | ROB Only | 0 | Residential Households | Each | 16 | DEER:Indoor_CFL_Ltg | -239.25 | 0 | 4.14 | PG&E Data Request 2024 | 4 | 2024 | 16 | 2024 | 0 | 0 | PG&E Data Request 2024 | Interior LED Screw-in ¦ SCE ¦ All | Interior LED Screw-in | 0.75205 | 0.1 | 0.95301 | From LED T-Lamp - Interior | 0 | 0 | 1
MFWB-LIGHTING-09.3 | Income Qualified ¦ Average and Existing MFWB Interior LED Screw-in ¦ SDG&E ¦ All | Income Qualified ¦ Average and Existing MFWB Interior LED Screw-in | SDG&E ¦ All | SDG&E | All | Electric | Average Interior LED Screw-in | Average Existing and Code |  |  | 0 | Conventional | Lighting | Income Qualified - Multi Family IQ | Income Qualified | ROB Only | 0 | Residential Households | Each | 16 | DEER:Indoor_CFL_Ltg | 0 | 0 | 0 | Base | 0 | 2023 | 0 | 2023 | 0 | 0 | Base | Interior LED Screw-in ¦ SDG&E ¦ All | Interior LED Screw-in | 0.75205 | 0.1 | 0.046988 | From LED T-Lamp - Interior | 0 | 0 | 1
MFWB-LIGHTING-10.3 | Income Qualified ¦ Efficient MFWB Interior LED Screw-in ¦ SDG&E ¦ All | Income Qualified ¦ Efficient MFWB Interior LED Screw-in | SDG&E ¦ All | SDG&E | All | Electric | Efficient Interior LED Screw-in | Efficient |  |  | 0 | Conventional | Lighting | Income Qualified - Multi Family IQ | Income Qualified | ROB Only | 0 | Residential Households | Each | 16 | DEER:Indoor_CFL_Ltg | -239.25 | 0 | 4.14 | PG&E Data Request 2024 | 4 | 2024 | 16 | 2024 | 0 | 0 | PG&E Data Request 2024 | Interior LED Screw-in ¦ SDG&E ¦ All | Interior LED Screw-in | 0.75205 | 0.1 | 0.95301 | From LED T-Lamp - Interior | 0 | 0 | 1
MFWB-LIGHTING-11.1 | Income Qualified ¦ Average and Existing MFWB Interior LED T-Lamp- Interior ¦ PG&E ¦ All | Income Qualified ¦ Average and Existing MFWB Interior LED T-Lamp- Interior | PG&E ¦ All | PG&E | All | Electric | Average LED T-Lamp - Interior | Average Existing and Code |  |  | 0 | Conventional | Lighting | Income Qualified - Multi Family IQ | Income Qualified | ROB Only | 0 | Residential Households | Each | 16 | DEER:Indoor_CFL_Ltg | 0 | 0 | 0 | Base | 0 | 2023 | 0 | 2023 | 0 | 0 | Base | LED T-Lamp - Interior ¦ PG&E ¦ All | LED T-Lamp - Interior | 0.75205 | 0.1 | 0.046988 | MICS - Navigant 2015 | 0 | 0 | 1
MFWB-LIGHTING-12.1 | Income Qualified ¦ Efficient MFWB Interior LED T-Lamp- Interior ¦ PG&E ¦ All | Income Qualified ¦ Efficient MFWB Interior LED T-Lamp- Interior | PG&E ¦ All | PG&E | All | Electric | Efficient LED T-Lamp - Interior | Efficient |  |  | 0 | Conventional | Lighting | Income Qualified - Multi Family IQ | Income Qualified | ROB Only | 0 | Residential Households | Each | 16 | DEER:Indoor_CFL_Ltg | -250.52 | 0 | 4.33 | PG&E Data Request 2024 | 33.17 | 2024 | 33.83 | 2024 | 0 | 0 | PG&E Data Request 2024 | LED T-Lamp - Interior ¦ PG&E ¦ All | LED T-Lamp - Interior | 0.75205 | 0.1 | 0.95301 | MICS - Navigant 2015 | 0 | 0 | 1
MFWB-LIGHTING-11.2 | Income Qualified ¦ Average and Existing MFWB Interior LED T-Lamp- Interior ¦ SCE ¦ All | Income Qualified ¦ Average and Existing MFWB Interior LED T-Lamp- Interior | SCE ¦ All | SCE | All | Electric | Average LED T-Lamp - Interior | Average Existing and Code |  |  | 0 | Conventional | Lighting | Income Qualified - Multi Family IQ | Income Qualified | ROB Only | 0 | Residential Households | Each | 16 | DEER:Indoor_CFL_Ltg | 0 | 0 | 0 | Base | 0 | 2023 | 0 | 2023 | 0 | 0 | Base | LED T-Lamp - Interior ¦ SCE ¦ All | LED T-Lamp - Interior | 0.75205 | 0.1 | 0.046988 | MICS - Navigant 2015 | 0 | 0 | 1
MFWB-LIGHTING-12.2 | Income Qualified ¦ Efficient MFWB Interior LED T-Lamp- Interior ¦ SCE ¦ All | Income Qualified ¦ Efficient MFWB Interior LED T-Lamp- Interior | SCE ¦ All | SCE | All | Electric | Efficient LED T-Lamp - Interior | Efficient |  |  | 0 | Conventional | Lighting | Income Qualified - Multi Family IQ | Income Qualified | ROB Only | 0 | Residential Households | Each | 16 | DEER:Indoor_CFL_Ltg | -250.52 | 0 | 4.33 | PG&E Data Request 2024 | 33.17 | 2024 | 33.83 | 2024 | 0 | 0 | PG&E Data Request 2024 | LED T-Lamp - Interior ¦ SCE ¦ All | LED T-Lamp - Interior | 0.75205 | 0.1 | 0.95301 | MICS - Navigant 2015 | 0 | 0 | 1
MFWB-LIGHTING-11.3 | Income Qualified ¦ Average and Existing MFWB Interior LED T-Lamp- Interior ¦ SDG&E ¦ All | Income Qualified ¦ Average and Existing MFWB Interior LED T-Lamp- Interior | SDG&E ¦ All | SDG&E | All | Electric | Average LED T-Lamp - Interior | Average Existing and Code |  |  | 0 | Conventional | Lighting | Income Qualified - Multi Family IQ | Income Qualified | ROB Only | 0 | Residential Households | Each | 16 | DEER:Indoor_CFL_Ltg | 0 | 0 | 0 | Base | 0 | 2023 | 0 | 2023 | 0 | 0 | Base | LED T-Lamp - Interior ¦ SDG&E ¦ All | LED T-Lamp - Interior | 0.75205 | 0.1 | 0.046988 | MICS - Navigant 2015 | 0 | 0 | 1
MFWB-LIGHTING-12.3 | Income Qualified ¦ Efficient MFWB Interior LED T-Lamp- Interior ¦ SDG&E ¦ All | Income Qualified ¦ Efficient MFWB Interior LED T-Lamp- Interior | SDG&E ¦ All | SDG&E | All | Electric | Efficient LED T-Lamp - Interior | Efficient |  |  | 0 | Conventional | Lighting | Income Qualified - Multi Family IQ | Income Qualified | ROB Only | 0 | Residential Households | Each | 16 | DEER:Indoor_CFL_Ltg | -250.52 | 0 | 4.33 | PG&E Data Request 2024 | 33.17 | 2024 | 33.83 | 2024 | 0 | 0 | PG&E Data Request 2024 | LED T-Lamp - Interior ¦ SDG&E ¦ All | LED T-Lamp - Interior | 0.75205 | 0.1 | 0.95301 | MICS - Navigant 2015 | 0 | 0 | 1
MFWB-LIGHTING-13.1 | Income Qualified ¦ Average and Existing MFWB Exterior LED Screw-in ¦ PG&E ¦ All | Income Qualified ¦ Average and Existing MFWB Exterior LED Screw-in | PG&E ¦ All | PG&E | All | Electric | Average Exterior LED Screw-in | Average Existing and Code |  |  | 0 | Conventional | Lighting | Income Qualified - Multi Family IQ | Income Qualified | ROB Only | 0 | Residential Households | Each | 16 | DEER:Indoor_CFL_Ltg | 0 | 0 | 0 | Base | 0 | 2023 | 0 | 2023 | 0 | 0 | Base | Exterior LED Screw-in ¦ PG&E ¦ All | Exterior LED Screw-in | 0.37603 | 0.1 | 0.046988 | From LED T-Lamp - Interior / 2 for exterior | 0 | 0 | 1
MFWB-LIGHTING-14.1 | Income Qualified ¦ Efficient MFWB Exterior LED Screw-in ¦ PG&E ¦ All | Income Qualified ¦ Efficient MFWB Exterior LED Screw-in | PG&E ¦ All | PG&E | All | Electric | Efficient Exterior LED Screw-in | Efficient |  |  | 0 | Conventional | Lighting | Income Qualified - Multi Family IQ | Income Qualified | ROB Only | 0 | Residential Households | Each | 16 | DEER:Indoor_CFL_Ltg | -120.25 | 0 | 0 | PG&E Data Request 2024 | 4 | 2024 | 20 | 2024 | 0 | 0 | PG&E Data Request 2024 | Exterior LED Screw-in ¦ PG&E ¦ All | Exterior LED Screw-in | 0.37603 | 0.1 | 0.95301 | From LED T-Lamp - Interior / 2 for exterior | 0 | 0 | 1
MFWB-LIGHTING-13.2 | Income Qualified ¦ Average and Existing MFWB Exterior LED Screw-in ¦ SCE ¦ All | Income Qualified ¦ Average and Existing MFWB Exterior LED Screw-in | SCE ¦ All | SCE | All | Electric | Average Exterior LED Screw-in | Average Existing and Code |  |  | 0 | Conventional | Lighting | Income Qualified - Multi Family IQ | Income Qualified | ROB Only | 0 | Residential Households | Each | 16 | DEER:Indoor_CFL_Ltg | 0 | 0 | 0 | Base | 0 | 2023 | 0 | 2023 | 0 | 0 | Base | Exterior LED Screw-in ¦ SCE ¦ All | Exterior LED Screw-in | 0.37603 | 0.1 | 0.046988 | From LED T-Lamp - Interior / 2 for exterior | 0 | 0 | 1
MFWB-LIGHTING-14.2 | Income Qualified ¦ Efficient MFWB Exterior LED Screw-in ¦ SCE ¦ All | Income Qualified ¦ Efficient MFWB Exterior LED Screw-in | SCE ¦ All | SCE | All | Electric | Efficient Exterior LED Screw-in | Efficient |  |  | 0 | Conventional | Lighting | Income Qualified - Multi Family IQ | Income Qualified | ROB Only | 0 | Residential Households | Each | 16 | DEER:Indoor_CFL_Ltg | -120.25 | 0 | 0 | PG&E Data Request 2024 | 4 | 2024 | 20 | 2024 | 0 | 0 | PG&E Data Request 2024 | Exterior LED Screw-in ¦ SCE ¦ All | Exterior LED Screw-in | 0.37603 | 0.1 | 0.95301 | From LED T-Lamp - Interior / 2 for exterior | 0 | 0 | 1
MFWB-LIGHTING-13.3 | Income Qualified ¦ Average and Existing MFWB Exterior LED Screw-in ¦ SDG&E ¦ All | Income Qualified ¦ Average and Existing MFWB Exterior LED Screw-in | SDG&E ¦ All | SDG&E | All | Electric | Average Exterior LED Screw-in | Average Existing and Code |  |  | 0 | Conventional | Lighting | Income Qualified - Multi Family IQ | Income Qualified | ROB Only | 0 | Residential Households | Each | 16 | DEER:Indoor_CFL_Ltg | 0 | 0 | 0 | Base | 0 | 2023 | 0 | 2023 | 0 | 0 | Base | Exterior LED Screw-in ¦ SDG&E ¦ All | Exterior LED Screw-in | 0.37603 | 0.1 | 0.046988 | From LED T-Lamp - Interior / 2 for exterior | 0 | 0 | 1
MFWB-LIGHTING-14.3 | Income Qualified ¦ Efficient MFWB Exterior LED Screw-in ¦ SDG&E ¦ All | Income Qualified ¦ Efficient MFWB Exterior LED Screw-in | SDG&E ¦ All | SDG&E | All | Electric | Efficient Exterior LED Screw-in | Efficient |  |  | 0 | Conventional | Lighting | Income Qualified - Multi Family IQ | Income Qualified | ROB Only | 0 | Residential Households | Each | 16 | DEER:Indoor_CFL_Ltg | -120.25 | 0 | 0 | PG&E Data Request 2024 | 4 | 2024 | 20 | 2024 | 0 | 0 | PG&E Data Request 2024 | Exterior LED Screw-in ¦ SDG&E ¦ All | Exterior LED Screw-in | 0.37603 | 0.1 | 0.95301 | From LED T-Lamp - Interior / 2 for exterior | 0 | 0 | 1
MFWB-LIGHTING-15.1 | Income Qualified ¦ Average and Existing MFWB Exterior LED Lighting - Pool ¦ PG&E ¦ All | Income Qualified ¦ Average and Existing MFWB Exterior LED Lighting - Pool | PG&E ¦ All | PG&E | All | Electric | Average Exterior LED Lighting - Pool | Average Existing and Code |  |  | 0 | Conventional | Lighting | Income Qualified - Multi Family IQ | Income Qualified | ROB Only | 0 | Residential Households | Each | 16 | DEER:Indoor_CFL_Ltg | 0 | 0 | 0 | Base | 0 | 2023 | 0 | 2023 | 0 | 0 | Base | Exterior LED Lighting - Pool ¦ PG&E ¦ All | Exterior LED Lighting - Pool | 0.037603 | 0.1 | 0.046988 | From LED T-Lamp - Interior / 10 for pool | 0 | 0 | 1
MFWB-LIGHTING-16.1 | Income Qualified ¦ Efficient MFWB Exterior LED Lighting - Pool ¦ PG&E ¦ All | Income Qualified ¦ Efficient MFWB Exterior LED Lighting - Pool | PG&E ¦ All | PG&E | All | Electric | Efficient Exterior LED Lighting - Pool | Efficient |  |  | 0 | Conventional | Lighting | Income Qualified - Multi Family IQ | Income Qualified | ROB Only | 0 | Residential Households | Each | 16 | DEER:Indoor_CFL_Ltg | -1522.49 | 0 | 0 | PG&E Data Request 2024 | 1000 | 2024 | 1500 | 2024 | 0 | 0 | PG&E Data Request 2024 | Exterior LED Lighting - Pool ¦ PG&E ¦ All | Exterior LED Lighting - Pool | 0.037603 | 0.1 | 0.95301 | From LED T-Lamp - Interior / 10 for pool | 0 | 0 | 1
MFWB-LIGHTING-15.2 | Income Qualified ¦ Average and Existing MFWB Exterior LED Lighting - Pool ¦ SCE ¦ All | Income Qualified ¦ Average and Existing MFWB Exterior LED Lighting - Pool | SCE ¦ All | SCE | All | Electric | Average Exterior LED Lighting - Pool | Average Existing and Code |  |  | 0 | Conventional | Lighting | Income Qualified - Multi Family IQ | Income Qualified | ROB Only | 0 | Residential Households | Each | 16 | DEER:Indoor_CFL_Ltg | 0 | 0 | 0 | Base | 0 | 2023 | 0 | 2023 | 0 | 0 | Base | Exterior LED Lighting - Pool ¦ SCE ¦ All | Exterior LED Lighting - Pool | 0.037603 | 0.1 | 0.046988 | From LED T-Lamp - Interior / 10 for pool | 0 | 0 | 1
MFWB-LIGHTING-16.2 | Income Qualified ¦ Efficient MFWB Exterior LED Lighting - Pool ¦ SCE ¦ All | Income Qualified ¦ Efficient MFWB Exterior LED Lighting - Pool | SCE ¦ All | SCE | All | Electric | Efficient Exterior LED Lighting - Pool | Efficient |  |  | 0 | Conventional | Lighting | Income Qualified - Multi Family IQ | Income Qualified | ROB Only | 0 | Residential Households | Each | 16 | DEER:Indoor_CFL_Ltg | -1522.49 | 0 | 0 | PG&E Data Request 2024 | 1000 | 2024 | 1500 | 2024 | 0 | 0 | PG&E Data Request 2024 | Exterior LED Lighting - Pool ¦ SCE ¦ All | Exterior LED Lighting - Pool | 0.037603 | 0.1 | 0.95301 | From LED T-Lamp - Interior / 10 for pool | 0 | 0 | 1
MFWB-LIGHTING-15.3 | Income Qualified ¦ Average and Existing MFWB Exterior LED Lighting - Pool ¦ SDG&E ¦ All | Income Qualified ¦ Average and Existing MFWB Exterior LED Lighting - Pool | SDG&E ¦ All | SDG&E | All | Electric | Average Exterior LED Lighting - Pool | Average Existing and Code |  |  | 0 | Conventional | Lighting | Income Qualified - Multi Family IQ | Income Qualified | ROB Only | 0 | Residential Households | Each | 16 | DEER:Indoor_CFL_Ltg | 0 | 0 | 0 | Base | 0 | 2023 | 0 | 2023 | 0 | 0 | Base | Exterior LED Lighting - Pool ¦ SDG&E ¦ All | Exterior LED Lighting - Pool | 0.037603 | 0.1 | 0.046988 | From LED T-Lamp - Interior / 10 for pool | 0 | 0 | 1
MFWB-LIGHTING-16.3 | Income Qualified ¦ Efficient MFWB Exterior LED Lighting - Pool ¦ SDG&E ¦ All | Income Qualified ¦ Efficient MFWB Exterior LED Lighting - Pool | SDG&E ¦ All | SDG&E | All | Electric | Efficient Exterior LED Lighting - Pool | Efficient |  |  | 0 | Conventional | Lighting | Income Qualified - Multi Family IQ | Income Qualified | ROB Only | 0 | Residential Households | Each | 16 | DEER:Indoor_CFL_Ltg | -1522.49 | 0 | 0 | PG&E Data Request 2024 | 1000 | 2024 | 1500 | 2024 | 0 | 0 | PG&E Data Request 2024 | Exterior LED Lighting - Pool ¦ SDG&E ¦ All | Exterior LED Lighting - Pool | 0.037603 | 0.1 | 0.95301 | From LED T-Lamp - Interior / 10 for pool | 0 | 0 | 1
MFWB-WATERHEAT-01.1 | Income Qualified ¦ Average and Existing MFWB Condensing Domestic Hot Water Boiler ¦ PG&E ¦ All | Income Qualified ¦ Average and Existing MFWB Condensing Domestic Hot Water Boiler | PG&E ¦ All | PG&E | All | Gas | Average Condensing Domestic Hot Water Boiler | Average Existing and Code |  |  | 0 | Conventional | WaterHeat | Income Qualified - Multi Family IQ | Income Qualified | ROB and NEW | 0 | Residential Households | Cap-kBtuh | 10 | None | 0 | 0 | 0 | Base | 0 | 2023 | 0 | 2023 | 0 | 0 | Base | Condensing Domestic Hot Water Boiler ¦ PG&E ¦ All | Condensing Domestic Hot Water Boiler | 0.065472 | 0.1 | 0.44 | From Res Boilers | 0 | 0 | 1
MFWB-WATERHEAT-02.1 | Income Qualified ¦ Efficient MFWB Condensing Domestic Hot Water Boiler ¦ PG&E ¦ All | Income Qualified ¦ Efficient MFWB Condensing Domestic Hot Water Boiler | PG&E ¦ All | PG&E | All | Gas | Efficient Condensing Domestic Hot Water Boiler | Efficient |  |  | 0 | Conventional | WaterHeat | Income Qualified - Multi Family IQ | Income Qualified | ROB and NEW | 0 | Residential Households | Cap-kBtuh | 10 | None | 0 | 0 | 0 | PG&E Data Request 2024 | 46.31 | 2024 | 98.92 | 2024 | 0 | 0 | PG&E Data Request 2024 | Condensing Domestic Hot Water Boiler ¦ PG&E ¦ All | Condensing Domestic Hot Water Boiler | 0.065472 | 0.1 | 0.56 | From Res Boilers | 0 | 0 | 1
MFWB-WATERHEAT-01.2 | Income Qualified ¦ Average and Existing MFWB Condensing Domestic Hot Water Boiler ¦ SCG ¦ All | Income Qualified ¦ Average and Existing MFWB Condensing Domestic Hot Water Boiler | SCG ¦ All | SCG | All | Gas | Average Condensing Domestic Hot Water Boiler | Average Existing and Code |  |  | 0 | Conventional | WaterHeat | Income Qualified - Multi Family IQ | Income Qualified | ROB and NEW | 0 | Residential Households | Cap-kBtuh | 10 | None | 0 | 0 | 0 | Base | 0 | 2023 | 0 | 2023 | 0 | 0 | Base | Condensing Domestic Hot Water Boiler ¦ SCG ¦ All | Condensing Domestic Hot Water Boiler | 0.065472 | 0.1 | 0.44 | From Res Boilers | 0 | 0 | 1
MFWB-WATERHEAT-02.2 | Income Qualified ¦ Efficient MFWB Condensing Domestic Hot Water Boiler ¦ SCG ¦ All | Income Qualified ¦ Efficient MFWB Condensing Domestic Hot Water Boiler | SCG ¦ All | SCG | All | Gas | Efficient Condensing Domestic Hot Water Boiler | Efficient |  |  | 0 | Conventional | WaterHeat | Income Qualified - Multi Family IQ | Income Qualified | ROB and NEW | 0 | Residential Households | Cap-kBtuh | 10 | None | 0 | 0 | 0 | PG&E Data Request 2024 | 46.31 | 2024 | 98.92 | 2024 | 0 | 0 | PG&E Data Request 2024 | Condensing Domestic Hot Water Boiler ¦ SCG ¦ All | Condensing Domestic Hot Water Boiler | 0.065472 | 0.1 | 0.56 | From Res Boilers | 0 | 0 | 1
MFWB-WATERHEAT-01.3 | Income Qualified ¦ Average and Existing MFWB Condensing Domestic Hot Water Boiler ¦ SDG&E ¦ All | Income Qualified ¦ Average and Existing MFWB Condensing Domestic Hot Water Boiler | SDG&E ¦ All | SDG&E | All | Gas | Average Condensing Domestic Hot Water Boiler | Average Existing and Code |  |  | 0 | Conventional | WaterHeat | Income Qualified - Multi Family IQ | Income Qualified | ROB and NEW | 0 | Residential Households | Cap-kBtuh | 10 | None | 0 | 0 | 0 | Base | 0 | 2023 | 0 | 2023 | 0 | 0 | Base | Condensing Domestic Hot Water Boiler ¦ SDG&E ¦ All | Condensing Domestic Hot Water Boiler | 0.065472 | 0.1 | 0.44 | From Res Boilers | 0 | 0 | 1
MFWB-WATERHEAT-02.3 | Income Qualified ¦ Efficient MFWB Condensing Domestic Hot Water Boiler ¦ SDG&E ¦ All | Income Qualified ¦ Efficient MFWB Condensing Domestic Hot Water Boiler | SDG&E ¦ All | SDG&E | All | Gas | Efficient Condensing Domestic Hot Water Boiler | Efficient |  |  | 0 | Conventional | WaterHeat | Income Qualified - Multi Family IQ | Income Qualified | ROB and NEW | 0 | Residential Households | Cap-kBtuh | 10 | None | 0 | 0 | 0 | PG&E Data Request 2024 | 46.31 | 2024 | 98.92 | 2024 | 0 | 0 | PG&E Data Request 2024 | Condensing Domestic Hot Water Boiler ¦ SDG&E ¦ All | Condensing Domestic Hot Water Boiler | 0.065472 | 0.1 | 0.56 | From Res Boilers | 0 | 0 | 1
MFWB-WATERHEAT-03.1 | Income Qualified ¦ Average and Existing MFWB Storage Water Heater ¦ PG&E ¦ All | Income Qualified ¦ Average and Existing MFWB Storage Water Heater | PG&E ¦ All | PG&E | All | Gas | Average Storage Water Heater | Average Existing and Code |  |  | 0 | Conventional | WaterHeat | Income Qualified - Multi Family IQ | Income Qualified | ROB Only | 0 | Residential Households | Cap-kBtuh | 15 | None | 0 | 0 | 0 | Base | 0 | 2023 | 0 | 2023 | 0 | 0 | Base | Storage Water Heater ¦ PG&E ¦ All | Storage Water Heater | 0.45787 | 0.1 | 0.72834 | RASS 2019 | 0 | 0 | 1
MFWB-WATERHEAT-04.1 | Income Qualified ¦ Efficient MFWB Storage Water Heater ¦ PG&E ¦ All | Income Qualified ¦ Efficient MFWB Storage Water Heater | PG&E ¦ All | PG&E | All | Gas | Efficient Storage Water Heater | Efficient |  |  | 0 | Conventional | WaterHeat | Income Qualified - Multi Family IQ | Income Qualified | ROB Only | 0 | Residential Households | Cap-kBtuh | 15 | None | 0 | 0 | -0.56 | PG&E Data Request 2024 | 25 | 2024 | 79.92 | 2024 | 0 | 0 | PG&E Data Request 2024 | Storage Water Heater ¦ PG&E ¦ All | Storage Water Heater | 0.45787 | 0.1 | 0.27166 | RASS 2019 | 0 | 0 | 1
MFWB-WATERHEAT-03.2 | Income Qualified ¦ Average and Existing MFWB Storage Water Heater ¦ SCG ¦ All | Income Qualified ¦ Average and Existing MFWB Storage Water Heater | SCG ¦ All | SCG | All | Gas | Average Storage Water Heater | Average Existing and Code |  |  | 0 | Conventional | WaterHeat | Income Qualified - Multi Family IQ | Income Qualified | ROB Only | 0 | Residential Households | Cap-kBtuh | 15 | None | 0 | 0 | 0 | Base | 0 | 2023 | 0 | 2023 | 0 | 0 | Base | Storage Water Heater ¦ SCG ¦ All | Storage Water Heater | 0.45787 | 0.1 | 0.72834 | RASS 2019 | 0 | 0 | 1
MFWB-WATERHEAT-04.2 | Income Qualified ¦ Efficient MFWB Storage Water Heater ¦ SCG ¦ All | Income Qualified ¦ Efficient MFWB Storage Water Heater | SCG ¦ All | SCG | All | Gas | Efficient Storage Water Heater | Efficient |  |  | 0 | Conventional | WaterHeat | Income Qualified - Multi Family IQ | Income Qualified | ROB Only | 0 | Residential Households | Cap-kBtuh | 15 | None | 0 | 0 | -100 | SCG ESA Annual Report 2023 (MF CAM) | 33208.8824 | 2023 | 0 | 2023 | 0 | 0 | SCG ESA Annual Report 2023 (MF CAM) | Storage Water Heater ¦ SCG ¦ All | Storage Water Heater | 0.45787 | 0.1 | 0.27166 | RASS 2019 | 0 | 0 | 1
MFWB-WATERHEAT-03.3 | Income Qualified ¦ Average and Existing MFWB Storage Water Heater ¦ SDG&E ¦ All | Income Qualified ¦ Average and Existing MFWB Storage Water Heater | SDG&E ¦ All | SDG&E | All | Gas | Average Storage Water Heater | Average Existing and Code |  |  | 0 | Conventional | WaterHeat | Income Qualified - Multi Family IQ | Income Qualified | ROB Only | 0 | Residential Households | Cap-kBtuh | 15 | None | 0 | 0 | 0 | Base | 0 | 2023 | 0 | 2023 | 0 | 0 | Base | Storage Water Heater ¦ SDG&E ¦ All | Storage Water Heater | 0.45787 | 0.1 | 0.72834 | RASS 2019 | 0 | 0 | 1
MFWB-WATERHEAT-04.3 | Income Qualified ¦ Efficient MFWB Storage Water Heater ¦ SDG&E ¦ All | Income Qualified ¦ Efficient MFWB Storage Water Heater | SDG&E ¦ All | SDG&E | All | Gas | Efficient Storage Water Heater | Efficient |  |  | 0 | Conventional | WaterHeat | Income Qualified - Multi Family IQ | Income Qualified | ROB Only | 0 | Residential Households | Cap-kBtuh | 15 | None | 0 | 0 | -0.56 | PG&E Data Request 2024 | 25 | 2024 | 79.92 | 2024 | 0 | 0 | PG&E Data Request 2024 | Storage Water Heater ¦ SDG&E ¦ All | Storage Water Heater | 0.45787 | 0.1 | 0.27166 | RASS 2019 | 0 | 0 | 1
MFWB-WATERHEAT-05.1 | Income Qualified ¦ Average and Existing MFWB Tankless Water Heater ¦ PG&E ¦ All | Income Qualified ¦ Average and Existing MFWB Tankless Water Heater | PG&E ¦ All | PG&E | All | Gas | Average Tankless Water Heater | Average Existing and Code |  |  | 0 | Conventional | WaterHeat | Income Qualified - Multi Family IQ | Income Qualified | ROB and NEW | 0 | Residential Households | Cap-kBtuh | 15 | DEER:Res_ClothesDishWasher | 0 | 0 | 0 | Base | 0 | 2023 | 0 | 2023 | 0 | 0 | Base | Tankless Water Heater ¦ PG&E ¦ All | Tankless Water Heater | 0.45787 | 0.1 | 0.72834 | RASS 2019 | 0 | 0 | 1
MFWB-WATERHEAT-06.1 | Income Qualified ¦ Efficient MFWB Tankless Water Heater ¦ PG&E ¦ All | Income Qualified ¦ Efficient MFWB Tankless Water Heater | PG&E ¦ All | PG&E | All | Gas | Efficient Tankless Water Heater | Efficient |  |  | 0 | Conventional | WaterHeat | Income Qualified - Multi Family IQ | Income Qualified | ROB and NEW | 0 | Residential Households | Cap-kBtuh | 15 | DEER:Res_ClothesDishWasher | 0.02 | 0 | -0.26 | PG&E Data Request 2024 | 15.45 | 2024 | 54.59 | 2024 | 0 | 0 | PG&E Data Request 2024 | Tankless Water Heater ¦ PG&E ¦ All | Tankless Water Heater | 0.45787 | 0.1 | 0.27166 | RASS 2019 | 0 | 0 | 1
MFWB-WATERHEAT-05.2 | Income Qualified ¦ Average and Existing MFWB Tankless Water Heater ¦ SCG ¦ All | Income Qualified ¦ Average and Existing MFWB Tankless Water Heater | SCG ¦ All | SCG | All | Gas | Average Tankless Water Heater | Average Existing and Code |  |  | 0 | Conventional | WaterHeat | Income Qualified - Multi Family IQ | Income Qualified | ROB and NEW | 0 | Residential Households | Cap-kBtuh | 15 | DEER:Res_ClothesDishWasher | 0 | 0 | 0 | Base | 0 | 2023 | 0 | 2023 | 0 | 0 | Base | Tankless Water Heater ¦ SCG ¦ All | Tankless Water Heater | 0.45787 | 0.1 | 0.72834 | RASS 2019 | 0 | 0 | 1
MFWB-WATERHEAT-06.2 | Income Qualified ¦ Efficient MFWB Tankless Water Heater ¦ SCG ¦ All | Income Qualified ¦ Efficient MFWB Tankless Water Heater | SCG ¦ All | SCG | All | Gas | Efficient Tankless Water Heater | Efficient |  |  | 0 | Conventional | WaterHeat | Income Qualified - Multi Family IQ | Income Qualified | ROB and NEW | 0 | Residential Households | Cap-kBtuh | 15 | DEER:Res_ClothesDishWasher | 0.02 | 0 | -0.26 | PG&E Data Request 2024 | 15.45 | 2024 | 54.59 | 2024 | 0 | 0 | PG&E Data Request 2024 | Tankless Water Heater ¦ SCG ¦ All | Tankless Water Heater | 0.45787 | 0.1 | 0.27166 | RASS 2019 | 0 | 0 | 1
MFWB-WATERHEAT-05.3 | Income Qualified ¦ Average and Existing MFWB Tankless Water Heater ¦ SDG&E ¦ All | Income Qualified ¦ Average and Existing MFWB Tankless Water Heater | SDG&E ¦ All | SDG&E | All | Gas | Average Tankless Water Heater | Average Existing and Code |  |  | 0 | Conventional | WaterHeat | Income Qualified - Multi Family IQ | Income Qualified | ROB and NEW | 0 | Residential Households | Cap-kBtuh | 15 | DEER:Res_ClothesDishWasher | 0 | 0 | 0 | Base | 0 | 2023 | 0 | 2023 | 0 | 0 | Base | Tankless Water Heater ¦ SDG&E ¦ All | Tankless Water Heater | 0.45787 | 0.1 | 0.72834 | RASS 2019 | 0 | 0 | 1
MFWB-WATERHEAT-06.3 | Income Qualified ¦ Efficient MFWB Tankless Water Heater ¦ SDG&E ¦ All | Income Qualified ¦ Efficient MFWB Tankless Water Heater | SDG&E ¦ All | SDG&E | All | Gas | Efficient Tankless Water Heater | Efficient |  |  | 0 | Conventional | WaterHeat | Income Qualified - Multi Family IQ | Income Qualified | ROB and NEW | 0 | Residential Households | Cap-kBtuh | 15 | DEER:Res_ClothesDishWasher | 0.02 | 0 | -0.26 | PG&E Data Request 2024 | 15.45 | 2024 | 54.59 | 2024 | 0 | 0 | PG&E Data Request 2024 | Tankless Water Heater ¦ SDG&E ¦ All | Tankless Water Heater | 0.45787 | 0.1 | 0.27166 | RASS 2019 | 0 | 0 | 1
MFWB-WATERHEAT-07.1 | Income Qualified ¦ Average and Existing MFWB Non-Condensing Domestic Hot Water Boiler ¦ PG&E ¦ All | Income Qualified ¦ Average and Existing MFWB Non-Condensing Domestic Hot Water Boiler | PG&E ¦ All | PG&E | All | Gas | Average Non-Condensing Domestic Hot Water Boiler | Average Existing and Code |  |  | 0 | Conventional | WaterHeat | Income Qualified - Multi Family IQ | Income Qualified | RET Only | 0 | Residential Households | Cap-kBtuh | 15 | None | 0 | 0 | 0 | Base | 0 | 2023 | 0 | 2023 | 0 | 0 | Base | Non-Condensing Domestic Hot Water Boiler ¦ PG&E ¦ All | Non-Condensing Domestic Hot Water Boiler | 0.065472 | 0.1 | 0.44 | From Res Boilers | 0 | 0 | 1
MFWB-WATERHEAT-08.1 | Income Qualified ¦ Efficient MFWB Non-Condensing Domestic Hot Water Boiler ¦ PG&E ¦ All | Income Qualified ¦ Efficient MFWB Non-Condensing Domestic Hot Water Boiler | PG&E ¦ All | PG&E | All | Gas | Efficient Non-Condensing Domestic Hot Water Boiler | Efficient |  |  | 0 | Conventional | WaterHeat | Income Qualified - Multi Family IQ | Income Qualified | RET Only | 0 | Residential Households | Cap-kBtuh | 15 | None | 0 | 0 | -1.39 | PG&E Data Request 2024 | 43.75 | 2024 | 26.35 | 2024 | 0 | 0 | PG&E Data Request 2024 | Non-Condensing Domestic Hot Water Boiler ¦ PG&E ¦ All | Non-Condensing Domestic Hot Water Boiler | 0.065472 | 0.1 | 0.56 | From Res Boilers | 0 | 0 | 1
MFWB-WATERHEAT-07.2 | Income Qualified ¦ Average and Existing MFWB Non-Condensing Domestic Hot Water Boiler ¦ SCG ¦ All | Income Qualified ¦ Average and Existing MFWB Non-Condensing Domestic Hot Water Boiler | SCG ¦ All | SCG | All | Gas | Average Non-Condensing Domestic Hot Water Boiler | Average Existing and Code |  |  | 0 | Conventional | WaterHeat | Income Qualified - Multi Family IQ | Income Qualified | RET Only | 0 | Residential Households | Cap-kBtuh | 15 | None | 0 | 0 | 0 | Base | 0 | 2023 | 0 | 2023 | 0 | 0 | Base | Non-Condensing Domestic Hot Water Boiler ¦ SCG ¦ All | Non-Condensing Domestic Hot Water Boiler | 0.065472 | 0.1 | 0.44 | From Res Boilers | 0 | 0 | 1
MFWB-WATERHEAT-08.2 | Income Qualified ¦ Efficient MFWB Non-Condensing Domestic Hot Water Boiler ¦ SCG ¦ All | Income Qualified ¦ Efficient MFWB Non-Condensing Domestic Hot Water Boiler | SCG ¦ All | SCG | All | Gas | Efficient Non-Condensing Domestic Hot Water Boiler | Efficient |  |  | 0 | Conventional | WaterHeat | Income Qualified - Multi Family IQ | Income Qualified | RET Only | 0 | Residential Households | Cap-kBtuh | 20 | None | 0 | 0 | -1925.1622 | SCG ESA Annual Report 2023 (MF CAM) | 77575.3514 | 2023 | 43.75 | 2023 | 0 | 0 | SCG ESA Annual Report 2023 (MF CAM) | Non-Condensing Domestic Hot Water Boiler ¦ SCG ¦ All | Non-Condensing Domestic Hot Water Boiler | 0.065472 | 0.1 | 0.56 | From Res Boilers | 0 | 0 | 1
MFWB-WATERHEAT-07.3 | Income Qualified ¦ Average and Existing MFWB Non-Condensing Domestic Hot Water Boiler ¦ SDG&E ¦ All | Income Qualified ¦ Average and Existing MFWB Non-Condensing Domestic Hot Water Boiler | SDG&E ¦ All | SDG&E | All | Gas | Average Non-Condensing Domestic Hot Water Boiler | Average Existing and Code |  |  | 0 | Conventional | WaterHeat | Income Qualified - Multi Family IQ | Income Qualified | RET Only | 0 | Residential Households | Cap-kBtuh | 15 | None | 0 | 0 | 0 | Base | 0 | 2023 | 0 | 2023 | 0 | 0 | Base | Non-Condensing Domestic Hot Water Boiler ¦ SDG&E ¦ All | Non-Condensing Domestic Hot Water Boiler | 0.065472 | 0.1 | 0.44 | From Res Boilers | 0 | 0 | 1
MFWB-WATERHEAT-08.3 | Income Qualified ¦ Efficient MFWB Non-Condensing Domestic Hot Water Boiler ¦ SDG&E ¦ All | Income Qualified ¦ Efficient MFWB Non-Condensing Domestic Hot Water Boiler | SDG&E ¦ All | SDG&E | All | Gas | Efficient Non-Condensing Domestic Hot Water Boiler | Efficient |  |  | 0 | Conventional | WaterHeat | Income Qualified - Multi Family IQ | Income Qualified | RET Only | 0 | Residential Households | Cap-kBtuh | 15 | None | 0 | 0 | -1.39 | PG&E Data Request 2024 | 43.75 | 2024 | 26.35 | 2024 | 0 | 0 | PG&E Data Request 2024 | Non-Condensing Domestic Hot Water Boiler ¦ SDG&E ¦ All | Non-Condensing Domestic Hot Water Boiler | 0.065472 | 0.1 | 0.56 | From Res Boilers | 0 | 0 | 1
MFWB-WATERHEAT-09.1 | Income Qualified ¦ Average and Existing MFWB Demand Control DHW Recirculation Pump ¦ PG&E ¦ All | Income Qualified ¦ Average and Existing MFWB Demand Control DHW Recirculation Pump | PG&E ¦ All | PG&E | All | Electric & Gas | Average Demand Control DHW Recirculation Pump | Average Existing and Code |  |  | 0 | Conventional | WaterHeat | Income Qualified - Multi Family IQ | Income Qualified | RET Only | 0 | Residential Households | Each | 8 | DEER:Res_ClothesDishWasher | 0 | 0 | 0 | Base | 0 | 2023 | 0 | 2023 | 0 | 0 | Base | Demand Control DHW Recirculation Pump ¦ PG&E ¦ All | Demand Control DHW Recirculation Pump | 0.53729 | 0.1 | 0.98 | Same as Res WH Controls | 0 | 0 | 1
MFWB-WATERHEAT-10.1 | Income Qualified ¦ Efficient MFWB Demand Control DHW Recirculation Pump ¦ PG&E ¦ All | Income Qualified ¦ Efficient MFWB Demand Control DHW Recirculation Pump | PG&E ¦ All | PG&E | All | Electric & Gas | Efficient Demand Control DHW Recirculation Pump | Efficient |  |  | 0 | Conventional | WaterHeat | Income Qualified - Multi Family IQ | Income Qualified | RET Only | 0 | Residential Households | Each | 8 | DEER:Res_ClothesDishWasher | -23.13 | 0 | -14.42 | PG&E Data Request 2024 | 1000 | 2024 | 1500 | 2024 | 0 | 0 | PG&E Data Request 2024 | Demand Control DHW Recirculation Pump ¦ PG&E ¦ All | Demand Control DHW Recirculation Pump | 0.53729 | 0.1 | 0.02 | Same as Res WH Controls | 0 | 0 | 1
MFWB-WATERHEAT-09.2 | Income Qualified ¦ Average and Existing MFWB Demand Control DHW Recirculation Pump ¦ SCE ¦ All | Income Qualified ¦ Average and Existing MFWB Demand Control DHW Recirculation Pump | SCE ¦ All | SCE | All | Electric & Gas | Average Demand Control DHW Recirculation Pump | Average Existing and Code |  |  | 0 | Conventional | WaterHeat | Income Qualified - Multi Family IQ | Income Qualified | RET Only | 0 | Residential Households | Each | 8 | DEER:Res_ClothesDishWasher | 0 | 0 | 0 | Base | 0 | 2023 | 0 | 2023 | 0 | 0 | Base | Demand Control DHW Recirculation Pump ¦ SCE ¦ All | Demand Control DHW Recirculation Pump | 0.47408 | 0.1 | 0.98 | Same as Res WH Controls | 0 | 0 | 1
MFWB-WATERHEAT-10.2 | Income Qualified ¦ Efficient MFWB Demand Control DHW Recirculation Pump ¦ SCE ¦ All | Income Qualified ¦ Efficient MFWB Demand Control DHW Recirculation Pump | SCE ¦ All | SCE | All | Electric & Gas | Efficient Demand Control DHW Recirculation Pump | Efficient |  |  | 0 | Conventional | WaterHeat | Income Qualified - Multi Family IQ | Income Qualified | RET Only | 0 | Residential Households | Each | 8 | DEER:Res_ClothesDishWasher | -23.13 | 0 | -14.42 | PG&E Data Request 2024 | 1000 | 2024 | 1500 | 2024 | 0 | 0 | PG&E Data Request 2024 | Demand Control DHW Recirculation Pump ¦ SCE ¦ All | Demand Control DHW Recirculation Pump | 0.47408 | 0.1 | 0.02 | Same as Res WH Controls | 0 | 0 | 1
MFWB-WATERHEAT-09.3 | Income Qualified ¦ Average and Existing MFWB Demand Control DHW Recirculation Pump ¦ SDG&E ¦ All | Income Qualified ¦ Average and Existing MFWB Demand Control DHW Recirculation Pump | SDG&E ¦ All | SDG&E | All | Electric & Gas | Average Demand Control DHW Recirculation Pump | Average Existing and Code |  |  | 0 | Conventional | WaterHeat | Income Qualified - Multi Family IQ | Income Qualified | RET Only | 0 | Residential Households | Each | 8 | DEER:Res_ClothesDishWasher | 0 | 0 | 0 | Base | 0 | 2023 | 0 | 2023 | 0 | 0 | Base | Demand Control DHW Recirculation Pump ¦ SDG&E ¦ All | Demand Control DHW Recirculation Pump | 0.55971 | 0.1 | 0.98 | Same as Res WH Controls | 0 | 0 | 1
MFWB-WATERHEAT-10.3 | Income Qualified ¦ Efficient MFWB Demand Control DHW Recirculation Pump ¦ SDG&E ¦ All | Income Qualified ¦ Efficient MFWB Demand Control DHW Recirculation Pump | SDG&E ¦ All | SDG&E | All | Electric & Gas | Efficient Demand Control DHW Recirculation Pump | Efficient |  |  | 0 | Conventional | WaterHeat | Income Qualified - Multi Family IQ | Income Qualified | RET Only | 0 | Residential Households | Each | 8 | DEER:Res_ClothesDishWasher | -23.13 | 0 | -14.42 | PG&E Data Request 2024 | 1000 | 2024 | 1500 | 2024 | 0 | 0 | PG&E Data Request 2024 | Demand Control DHW Recirculation Pump ¦ SDG&E ¦ All | Demand Control DHW Recirculation Pump | 0.55971 | 0.1 | 0.02 | Same as Res WH Controls | 0 | 0 | 1
MFWB-WATERHEAT-09.4 | Income Qualified ¦ Average and Existing MFWB Demand Control DHW Recirculation Pump ¦ SCG ¦ All | Income Qualified ¦ Average and Existing MFWB Demand Control DHW Recirculation Pump | SCG ¦ All | SCG | All | Electric & Gas | Average Demand Control DHW Recirculation Pump | Average Existing and Code |  |  | 0 | Conventional | WaterHeat | Income Qualified - Multi Family IQ | Income Qualified | RET Only | 0 | Residential Households | Each | 8 | DEER:Res_ClothesDishWasher | 0 | 0 | 0 | Base | 0 | 2023 | 0 | 2023 | 0 | 0 | Base | Demand Control DHW Recirculation Pump ¦ SCG ¦ All | Demand Control DHW Recirculation Pump | 0.47408 | 0.1 | 0.98 | Same as Res WH Controls | 0 | 0 | 1
MFWB-WATERHEAT-10.4 | Income Qualified ¦ Efficient MFWB Demand Control DHW Recirculation Pump ¦ SCG ¦ All | Income Qualified ¦ Efficient MFWB Demand Control DHW Recirculation Pump | SCG ¦ All | SCG | All | Electric & Gas | Efficient Demand Control DHW Recirculation Pump | Efficient |  |  | 0 | Conventional | WaterHeat | Income Qualified - Multi Family IQ | Income Qualified | RET Only | 0 | Residential Households | Each | 8 | DEER:Res_ClothesDishWasher | -23.13 | 0 | -14.42 | PG&E Data Request 2024 | 1000 | 2024 | 1500 | 2024 | 0 | 0 | PG&E Data Request 2024 | Demand Control DHW Recirculation Pump ¦ SCG ¦ All | Demand Control DHW Recirculation Pump | 0.47408 | 0.1 | 0.02 | Same as Res WH Controls | 0 | 0 | 1
MFWB-WATERHEAT-11.1 | Income Qualified ¦ Average and Existing MFWB Low flow Showerhead ¦ PG&E ¦ All | Income Qualified ¦ Average and Existing MFWB Low flow Showerhead | PG&E ¦ All | PG&E | All | Electric & Gas | Average Low-flow Showerhead | Average Existing and Code |  |  | 0 | Conventional | WaterHeat | Income Qualified - Multi Family IQ | Income Qualified | RET Only | 0 | Residential Households | Each | 8 | DEER:Res_ClothesDishWasher | 0 | 0 | 0 | Base | 0 | 2023 | 0 | 2023 | 0 | 0 | Base | Low-flow Showerhead ¦ PG&E ¦ All | Low-flow Showerhead | 0.11883 | 0.1 | 0.6179 | From IQ Low-Flow Showerhead | 0 | 0 | 1
MFWB-WATERHEAT-12.1 | Income Qualified ¦ Efficient MFWB Low flow Showerhead ¦ PG&E ¦ All | Income Qualified ¦ Efficient MFWB Low flow Showerhead | PG&E ¦ All | PG&E | All | Electric & Gas | Efficient Low-flow Showerhead | Efficient |  |  | 0 | Conventional | WaterHeat | Income Qualified - Multi Family IQ | Income Qualified | RET Only | 0 | Residential Households | Each | 8 | DEER:Res_ClothesDishWasher | -195.2 | -0.04 | -8.48 | PG&E Data Request 2024 | 4.5 | 2024 | 22.61 | 2024 | 0 | 0 | PG&E Data Request 2024 | Low-flow Showerhead ¦ PG&E ¦ All | Low-flow Showerhead | 0.11883 | 0.1 | 0.3821 | From IQ Low-Flow Showerhead | 0 | 0 | 1
MFWB-WATERHEAT-11.2 | Income Qualified ¦ Average and Existing MFWB Low flow Showerhead ¦ SCE ¦ All | Income Qualified ¦ Average and Existing MFWB Low flow Showerhead | SCE ¦ All | SCE | All | Electric & Gas | Average Low-flow Showerhead | Average Existing and Code |  |  | 0 | Conventional | WaterHeat | Income Qualified - Multi Family IQ | Income Qualified | RET Only | 0 | Residential Households | Each | 8 | DEER:Res_ClothesDishWasher | 0 | 0 | 0 | Base | 0 | 2023 | 0 | 2023 | 0 | 0 | Base | Low-flow Showerhead ¦ SCE ¦ All | Low-flow Showerhead | 0.11883 | 0.1 | 0.6179 | From IQ Low-Flow Showerhead | 0 | 0 | 1
MFWB-WATERHEAT-12.2 | Income Qualified ¦ Efficient MFWB Low flow Showerhead ¦ SCE ¦ All | Income Qualified ¦ Efficient MFWB Low flow Showerhead | SCE ¦ All | SCE | All | Electric & Gas | Efficient Low-flow Showerhead | Efficient |  |  | 0 | Conventional | WaterHeat | Income Qualified - Multi Family IQ | Income Qualified | RET Only | 0 | Residential Households | Each | 8 | DEER:Res_ClothesDishWasher | -195.2 | -0.04 | -8.48 | PG&E Data Request 2024 | 4.5 | 2024 | 22.61 | 2024 | 0 | 0 | PG&E Data Request 2024 | Low-flow Showerhead ¦ SCE ¦ All | Low-flow Showerhead | 0.11883 | 0.1 | 0.3821 | From IQ Low-Flow Showerhead | 0 | 0 | 1
MFWB-WATERHEAT-11.3 | Income Qualified ¦ Average and Existing MFWB Low flow Showerhead ¦ SDG&E ¦ All | Income Qualified ¦ Average and Existing MFWB Low flow Showerhead | SDG&E ¦ All | SDG&E | All | Electric & Gas | Average Low-flow Showerhead | Average Existing and Code |  |  | 0 | Conventional | WaterHeat | Income Qualified - Multi Family IQ | Income Qualified | RET Only | 0 | Residential Households | Each | 8 | DEER:Res_ClothesDishWasher | 0 | 0 | 0 | Base | 0 | 2023 | 0 | 2023 | 0 | 0 | Base | Low-flow Showerhead ¦ SDG&E ¦ All | Low-flow Showerhead | 0.11883 | 0.1 | 0.6179 | From IQ Low-Flow Showerhead | 0 | 0 | 1
MFWB-WATERHEAT-12.3 | Income Qualified ¦ Efficient MFWB Low flow Showerhead ¦ SDG&E ¦ All | Income Qualified ¦ Efficient MFWB Low flow Showerhead | SDG&E ¦ All | SDG&E | All | Electric & Gas | Efficient Low-flow Showerhead | Efficient |  |  | 0 | Conventional | WaterHeat | Income Qualified - Multi Family IQ | Income Qualified | RET Only | 0 | Residential Households | Each | 8 | DEER:Res_ClothesDishWasher | -195.2 | -0.04 | -8.48 | PG&E Data Request 2024 | 4.5 | 2024 | 22.61 | 2024 | 0 | 0 | PG&E Data Request 2024 | Low-flow Showerhead ¦ SDG&E ¦ All | Low-flow Showerhead | 0.11883 | 0.1 | 0.3821 | From IQ Low-Flow Showerhead | 0 | 0 | 1
MFWB-WATERHEAT-11.4 | Income Qualified ¦ Average and Existing MFWB Low flow Showerhead ¦ SCG ¦ All | Income Qualified ¦ Average and Existing MFWB Low flow Showerhead | SCG ¦ All | SCG | All | Electric & Gas | Average Low-flow Showerhead | Average Existing and Code |  |  | 0 | Conventional | WaterHeat | Income Qualified - Multi Family IQ | Income Qualified | RET Only | 0 | Residential Households | Each | 8 | DEER:Res_ClothesDishWasher | 0 | 0 | 0 | Base | 0 | 2023 | 0 | 2023 | 0 | 0 | Base | Low-flow Showerhead ¦ SCG ¦ All | Low-flow Showerhead | 0.11883 | 0.1 | 0.6179 | From IQ Low-Flow Showerhead | 0 | 0 | 1
MFWB-WATERHEAT-12.4 | Income Qualified ¦ Efficient MFWB Low flow Showerhead ¦ SCG ¦ All | Income Qualified ¦ Efficient MFWB Low flow Showerhead | SCG ¦ All | SCG | All | Electric & Gas | Efficient Low-flow Showerhead | Efficient |  |  | 0 | Conventional | WaterHeat | Income Qualified - Multi Family IQ | Income Qualified | RET Only | 0 | Residential Households | Each | 8 | DEER:Res_ClothesDishWasher | -195.2 | -0.04 | -8.48 | PG&E Data Request 2024 | 4.5 | 2024 | 22.61 | 2024 | 0 | 0 | PG&E Data Request 2024 | Low-flow Showerhead ¦ SCG ¦ All | Low-flow Showerhead | 0.11883 | 0.1 | 0.3821 | From IQ Low-Flow Showerhead | 0 | 0 | 1
MFWB-WATERHEAT-13.1 | Income Qualified ¦ Average and Existing MFWB Faucet Aerator ¦ PG&E ¦ All | Income Qualified ¦ Average and Existing MFWB Faucet Aerator | PG&E ¦ All | PG&E | All | Electric & Gas | Average Faucet Aerator | Average Existing and Code |  |  | 0 | Conventional | WaterHeat | Income Qualified - Multi Family IQ | Income Qualified | RET Only | 0 | Residential Households | Each | 8 | DEER:Res_ClothesDishWasher | 0 | 0 | 0 | Base | 0 | 2023 | 0 | 2023 | 0 | 0 | Base | Faucet Aerator ¦ PG&E ¦ All | Faucet Aerator | 0.7989 | 0.1 | 0.56431 | From IQ Faucet Aerators | 0 | 0 | 1
MFWB-WATERHEAT-14.1 | Income Qualified ¦ Efficient MFWB Faucet Aerator ¦ PG&E ¦ All | Income Qualified ¦ Efficient MFWB Faucet Aerator | PG&E ¦ All | PG&E | All | Electric & Gas | Efficient Faucet Aerator | Efficient |  |  | 0 | Conventional | WaterHeat | Income Qualified - Multi Family IQ | Income Qualified | RET Only | 0 | Residential Households | Each | 8 | DEER:Res_ClothesDishWasher | -106.48 | -0.02 | -4.63 | PG&E Data Request 2024 | 1.44 | 2024 | 8.25 | 2024 | 0 | 0 | PG&E Data Request 2024 | Faucet Aerator ¦ PG&E ¦ All | Faucet Aerator | 0.7989 | 0.1 | 0.43569 | From IQ Faucet Aerators | 0 | 0 | 1
MFWB-WATERHEAT-13.2 | Income Qualified ¦ Average and Existing MFWB Faucet Aerator ¦ SCE ¦ All | Income Qualified ¦ Average and Existing MFWB Faucet Aerator | SCE ¦ All | SCE | All | Electric & Gas | Average Faucet Aerator | Average Existing and Code |  |  | 0 | Conventional | WaterHeat | Income Qualified - Multi Family IQ | Income Qualified | RET Only | 0 | Residential Households | Each | 8 | DEER:Res_ClothesDishWasher | 0 | 0 | 0 | Base | 0 | 2023 | 0 | 2023 | 0 | 0 | Base | Faucet Aerator ¦ SCE ¦ All | Faucet Aerator | 0.7989 | 0.1 | 0.56431 | From IQ Faucet Aerators | 0 | 0 | 1
MFWB-WATERHEAT-14.2 | Income Qualified ¦ Efficient MFWB Faucet Aerator ¦ SCE ¦ All | Income Qualified ¦ Efficient MFWB Faucet Aerator | SCE ¦ All | SCE | All | Electric & Gas | Efficient Faucet Aerator | Efficient |  |  | 0 | Conventional | WaterHeat | Income Qualified - Multi Family IQ | Income Qualified | RET Only | 0 | Residential Households | Each | 8 | DEER:Res_ClothesDishWasher | -106.48 | -0.02 | -4.63 | PG&E Data Request 2024 | 1.44 | 2024 | 8.25 | 2024 | 0 | 0 | PG&E Data Request 2024 | Faucet Aerator ¦ SCE ¦ All | Faucet Aerator | 0.7989 | 0.1 | 0.43569 | From IQ Faucet Aerators | 0 | 0 | 1
MFWB-WATERHEAT-13.3 | Income Qualified ¦ Average and Existing MFWB Faucet Aerator ¦ SDG&E ¦ All | Income Qualified ¦ Average and Existing MFWB Faucet Aerator | SDG&E ¦ All | SDG&E | All | Electric & Gas | Average Faucet Aerator | Average Existing and Code |  |  | 0 | Conventional | WaterHeat | Income Qualified - Multi Family IQ | Income Qualified | RET Only | 0 | Residential Households | Each | 8 | DEER:Res_ClothesDishWasher | 0 | 0 | 0 | Base | 0 | 2023 | 0 | 2023 | 0 | 0 | Base | Faucet Aerator ¦ SDG&E ¦ All | Faucet Aerator | 0.7989 | 0.1 | 0.56431 | From IQ Faucet Aerators | 0 | 0 | 1
MFWB-WATERHEAT-14.3 | Income Qualified ¦ Efficient MFWB Faucet Aerator ¦ SDG&E ¦ All | Income Qualified ¦ Efficient MFWB Faucet Aerator | SDG&E ¦ All | SDG&E | All | Electric & Gas | Efficient Faucet Aerator | Efficient |  |  | 0 | Conventional | WaterHeat | Income Qualified - Multi Family IQ | Income Qualified | RET Only | 0 | Residential Households | Each | 8 | DEER:Res_ClothesDishWasher | -106.48 | -0.02 | -4.63 | PG&E Data Request 2024 | 1.44 | 2024 | 8.25 | 2024 | 0 | 0 | PG&E Data Request 2024 | Faucet Aerator ¦ SDG&E ¦ All | Faucet Aerator | 0.7989 | 0.1 | 0.43569 | From IQ Faucet Aerators | 0 | 0 | 1
MFWB-WATERHEAT-13.4 | Income Qualified ¦ Average and Existing MFWB Faucet Aerator ¦ SCG ¦ All | Income Qualified ¦ Average and Existing MFWB Faucet Aerator | SCG ¦ All | SCG | All | Electric & Gas | Average Faucet Aerator | Average Existing and Code |  |  | 0 | Conventional | WaterHeat | Income Qualified - Multi Family IQ | Income Qualified | RET Only | 0 | Residential Households | Each | 8 | DEER:Res_ClothesDishWasher | 0 | 0 | 0 | Base | 0 | 2023 | 0 | 2023 | 0 | 0 | Base | Faucet Aerator ¦ SCG ¦ All | Faucet Aerator | 0.7989 | 0.1 | 0.56431 | From IQ Faucet Aerators | 0 | 0 | 1
MFWB-WATERHEAT-14.4 | Income Qualified ¦ Efficient MFWB Faucet Aerator ¦ SCG ¦ All | Income Qualified ¦ Efficient MFWB Faucet Aerator | SCG ¦ All | SCG | All | Electric & Gas | Efficient Faucet Aerator | Efficient |  |  | 0 | Conventional | WaterHeat | Income Qualified - Multi Family IQ | Income Qualified | RET Only | 0 | Residential Households | Each | 8 | DEER:Res_ClothesDishWasher | -106.48 | -0.02 | -4.63 | PG&E Data Request 2024 | 1.44 | 2024 | 8.25 | 2024 | 0 | 0 | PG&E Data Request 2024 | Faucet Aerator ¦ SCG ¦ All | Faucet Aerator | 0.7989 | 0.1 | 0.43569 | From IQ Faucet Aerators | 0 | 0 | 1
MFWB-WATERHEAT-15.1 | Income Qualified ¦ Average and Existing MFWB Hot Water Pipe Insulation ¦ PG&E ¦ All | Income Qualified ¦ Average and Existing MFWB Hot Water Pipe Insulation | PG&E ¦ All | PG&E | All | Gas | Average Hot Water Pipe Insulation | Average Existing and Code |  |  | 0 | Conventional | WaterHeat | Income Qualified - Multi Family IQ | Income Qualified | RET Only | 0 | Residential Households | Each | 11 | None | 0 | 0 | 0 | Base | 0 | 2023 | 0 | 2023 | 0 | 0 | Base | Hot Water Pipe Insulation ¦ PG&E ¦ All | Hot Water Pipe Insulation | 0.94875 | 0.1 | 0.89421 | Guidehouse 2021 Assumption | 0 | 0 | 1
MFWB-WATERHEAT-16.1 | Income Qualified ¦ Efficient MFWB Hot Water Pipe Insulation ¦ PG&E ¦ All | Income Qualified ¦ Efficient MFWB Hot Water Pipe Insulation | PG&E ¦ All | PG&E | All | Gas | Efficient Hot Water Pipe Insulation | Efficient |  |  | 0 | Conventional | WaterHeat | Income Qualified - Multi Family IQ | Income Qualified | RET Only | 0 | Residential Households | Each | 11 | None | 0 | 0 | -9.67 | PG&E Data Request 2024 | 6 | 2024 | 14 | 2024 | 0 | 0 | PG&E Data Request 2024 | Hot Water Pipe Insulation ¦ PG&E ¦ All | Hot Water Pipe Insulation | 0.94875 | 0.1 | 0.10579 | Guidehouse 2021 Assumption | 0 | 0 | 1
MFWB-WATERHEAT-15.2 | Income Qualified ¦ Average and Existing MFWB Hot Water Pipe Insulation ¦ SCG ¦ All | Income Qualified ¦ Average and Existing MFWB Hot Water Pipe Insulation | SCG ¦ All | SCG | All | Gas | Average Hot Water Pipe Insulation | Average Existing and Code |  |  | 0 | Conventional | WaterHeat | Income Qualified - Multi Family IQ | Income Qualified | RET Only | 0 | Residential Households | Each | 11 | None | 0 | 0 | 0 | Base | 0 | 2023 | 0 | 2023 | 0 | 0 | Base | Hot Water Pipe Insulation ¦ SCG ¦ All | Hot Water Pipe Insulation | 0.94875 | 0.1 | 0.89421 | Guidehouse 2021 Assumption | 0 | 0 | 1
MFWB-WATERHEAT-16.2 | Income Qualified ¦ Efficient MFWB Hot Water Pipe Insulation ¦ SCG ¦ All | Income Qualified ¦ Efficient MFWB Hot Water Pipe Insulation | SCG ¦ All | SCG | All | Gas | Efficient Hot Water Pipe Insulation | Efficient |  |  | 0 | Conventional | WaterHeat | Income Qualified - Multi Family IQ | Income Qualified | RET Only | 0 | Residential Households | Each | 11 | None | 0 | 0 | -9.67 | PG&E Data Request 2024 | 6 | 2024 | 14 | 2024 | 0 | 0 | PG&E Data Request 2024 | Hot Water Pipe Insulation ¦ SCG ¦ All | Hot Water Pipe Insulation | 0.94875 | 0.1 | 0.10579 | Guidehouse 2021 Assumption | 0 | 0 | 1
MFWB-WATERHEAT-15.3 | Income Qualified ¦ Average and Existing MFWB Hot Water Pipe Insulation ¦ SDG&E ¦ All | Income Qualified ¦ Average and Existing MFWB Hot Water Pipe Insulation | SDG&E ¦ All | SDG&E | All | Gas | Average Hot Water Pipe Insulation | Average Existing and Code |  |  | 0 | Conventional | WaterHeat | Income Qualified - Multi Family IQ | Income Qualified | RET Only | 0 | Residential Households | Each | 11 | None | 0 | 0 | 0 | Base | 0 | 2023 | 0 | 2023 | 0 | 0 | Base | Hot Water Pipe Insulation ¦ SDG&E ¦ All | Hot Water Pipe Insulation | 0.94875 | 0.1 | 0.89421 | Guidehouse 2021 Assumption | 0 | 0 | 1
MFWB-WATERHEAT-16.3 | Income Qualified ¦ Efficient MFWB Hot Water Pipe Insulation ¦ SDG&E ¦ All | Income Qualified ¦ Efficient MFWB Hot Water Pipe Insulation | SDG&E ¦ All | SDG&E | All | Gas | Efficient Hot Water Pipe Insulation | Efficient |  |  | 0 | Conventional | WaterHeat | Income Qualified - Multi Family IQ | Income Qualified | RET Only | 0 | Residential Households | Each | 11 | None | 0 | 0 | -9.67 | PG&E Data Request 2024 | 6 | 2024 | 14 | 2024 | 0 | 0 | PG&E Data Request 2024 | Hot Water Pipe Insulation ¦ SDG&E ¦ All | Hot Water Pipe Insulation | 0.94875 | 0.1 | 0.10579 | Guidehouse 2021 Assumption | 0 | 0 | 1
MFWB-WATERHEAT-17.1 | Income Qualified ¦ Average and Existing MFWB Boiler Controls ¦ PG&E ¦ All | Income Qualified ¦ Average and Existing MFWB Boiler Controls | PG&E ¦ All | PG&E | All | Gas | Average Boiler Controls | Average Existing and Code |  |  | 0 | Conventional | WaterHeat | Income Qualified - Multi Family IQ | Income Qualified | RET Only | 0 | Residential Households | Each | 15 | None | 0 | 0 | 0 | Base | 0 | 2023 | 0 | 2023 | 0 | 0 | Base | Boiler Controls ¦ PG&E ¦ All | Boiler Controls | 0.21926 | 0.1 | 1 | Same as Central HPWH | 0 | 0 | 1
MFWB-WATERHEAT-18.1 | Income Qualified ¦ Efficient MFWB Boiler Controls ¦ PG&E ¦ All | Income Qualified ¦ Efficient MFWB Boiler Controls | PG&E ¦ All | PG&E | All | Gas | Efficient Boiler Controls | Efficient |  |  | 0 | Conventional | WaterHeat | Income Qualified - Multi Family IQ | Income Qualified | RET Only | 0 | Residential Households | Each | 15 | None | 0 | 0 | -18.46 | PG&E Data Request 2024 | 40 | 2024 | 25 | 2024 | 0 | 0 | PG&E Data Request 2024 | Boiler Controls ¦ PG&E ¦ All | Boiler Controls | 0.21926 | 0.1 | 0 | Same as Central HPWH | 0 | 0 | 1
MFWB-WATERHEAT-17.2 | Income Qualified ¦ Average and Existing MFWB Boiler Controls ¦ SCG ¦ All | Income Qualified ¦ Average and Existing MFWB Boiler Controls | SCG ¦ All | SCG | All | Gas | Average Boiler Controls | Average Existing and Code |  |  | 0 | Conventional | WaterHeat | Income Qualified - Multi Family IQ | Income Qualified | RET Only | 0 | Residential Households | Each | 15 | None | 0 | 0 | 0 | Base | 0 | 2023 | 0 | 2023 | 0 | 0 | Base | Boiler Controls ¦ SCG ¦ All | Boiler Controls | 0.20251 | 0.1 | 1 | Same as Central HPWH | 0 | 0 | 1
MFWB-WATERHEAT-18.2 | Income Qualified ¦ Efficient MFWB Boiler Controls ¦ SCG ¦ All | Income Qualified ¦ Efficient MFWB Boiler Controls | SCG ¦ All | SCG | All | Gas | Efficient Boiler Controls | Efficient |  |  | 0 | Conventional | WaterHeat | Income Qualified - Multi Family IQ | Income Qualified | RET Only | 0 | Residential Households | Each | 15 | None | 0 | 0 | -18.46 | PG&E Data Request 2024 | 40 | 2024 | 25 | 2024 | 0 | 0 | PG&E Data Request 2024 | Boiler Controls ¦ SCG ¦ All | Boiler Controls | 0.20251 | 0.1 | 0 | Same as Central HPWH | 0 | 0 | 1
MFWB-WATERHEAT-17.3 | Income Qualified ¦ Average and Existing MFWB Boiler Controls ¦ SDG&E ¦ All | Income Qualified ¦ Average and Existing MFWB Boiler Controls | SDG&E ¦ All | SDG&E | All | Gas | Average Boiler Controls | Average Existing and Code |  |  | 0 | Conventional | WaterHeat | Income Qualified - Multi Family IQ | Income Qualified | RET Only | 0 | Residential Households | Each | 15 | None | 0 | 0 | 0 | Base | 0 | 2023 | 0 | 2023 | 0 | 0 | Base | Boiler Controls ¦ SDG&E ¦ All | Boiler Controls | 0.28322 | 0.1 | 1 | Same as Central HPWH | 0 | 0 | 1
MFWB-WATERHEAT-18.3 | Income Qualified ¦ Efficient MFWB Boiler Controls ¦ SDG&E ¦ All | Income Qualified ¦ Efficient MFWB Boiler Controls | SDG&E ¦ All | SDG&E | All | Gas | Efficient Boiler Controls | Efficient |  |  | 0 | Conventional | WaterHeat | Income Qualified - Multi Family IQ | Income Qualified | RET Only | 0 | Residential Households | Each | 15 | None | 0 | 0 | -18.46 | PG&E Data Request 2024 | 40 | 2024 | 25 | 2024 | 0 | 0 | PG&E Data Request 2024 | Boiler Controls ¦ SDG&E ¦ All | Boiler Controls | 0.28322 | 0.1 | 0 | Same as Central HPWH | 0 | 0 | 1
MFWB-WATERHEAT-19.1 | Income Qualified ¦ Average Existing and Code MFWB Central Gas Water Heater ¦ PG&E ¦ All | Income Qualified ¦ Average Existing and Code MFWB Central Gas Water Heater | PG&E ¦ All | PG&E | All | Electric & Gas | Average Central Heat Pump Water Heater - FS | Average Existing and Code |  |  | 0 | Conventional | WaterHeat | Income Qualified - Multi Family IQ | Income Qualified | ROB Only | 0 | Residential Households | Each | 10 | DEER:Res_ClothesDishWasher | 0 | 0 | 0 | Base | 0 | 2023 | 0 | 2023 | 0 | 0 | Base | Central Heat Pump Water Heater - FS ¦ PG&E ¦ All | Central Heat Pump Water Heater - FS | 0.21926 | 0.1 | 1 | From Res MFM Central WH (avg Hot-Dry, Marine) | 0 | 0 | 1
MFWB-WATERHEAT-20.1 | Income Qualified ¦ Efficient MFWB Central Heat Pump Water Heater - Fuel Sub ¦ PG&E ¦ All | Income Qualified ¦ Efficient MFWB Central Heat Pump Water Heater - Fuel Sub | PG&E ¦ All | PG&E | All | Electric & Gas | Efficient Central Heat Pump Water Heater - FS | Efficient |  |  | 0 | Conventional | WaterHeat | Income Qualified - Multi Family IQ | Income Qualified | ROB Only | 1 | Residential Households | Each | 10 | DEER:Res_ClothesDishWasher | 1021.5 | 0 | -161.5 | PG&E Data Request 2024 | 10000 | 2024 | 8000 | 2024 | 0 | 0 | PG&E Data Request 2024 | Central Heat Pump Water Heater - FS ¦ PG&E ¦ All | Central Heat Pump Water Heater - FS | 0.21926 | 0.1 | 0 | From Res MFM Central WH (avg Hot-Dry, Marine) | 0 | 0 | 1
MFWB-WATERHEAT-19.2 | Income Qualified ¦ Average Existing and Code MFWB Central Gas Water Heater ¦ SCG ¦ All | Income Qualified ¦ Average Existing and Code MFWB Central Gas Water Heater | SCG ¦ All | SCG | All | Electric & Gas | Average Central Heat Pump Water Heater - FS | Average Existing and Code |  |  | 0 | Conventional | WaterHeat | Income Qualified - Multi Family IQ | Income Qualified | ROB Only | 0 | Residential Households | Each | 10 | DEER:Res_ClothesDishWasher | 0 | 0 | 0 | Base | 0 | 2023 | 0 | 2023 | 0 | 0 | Base | Central Heat Pump Water Heater - FS ¦ SCG ¦ All | Central Heat Pump Water Heater - FS | 0.20251 | 0.1 | 1 | From Res MFM Central WH (avg Hot-Dry, Marine) | 0 | 0 | 1
MFWB-WATERHEAT-20.2 | Income Qualified ¦ Efficient MFWB Central Heat Pump Water Heater - Fuel Sub ¦ SCG ¦ All | Income Qualified ¦ Efficient MFWB Central Heat Pump Water Heater - Fuel Sub | SCG ¦ All | SCG | All | Electric & Gas | Efficient Central Heat Pump Water Heater - FS | Efficient |  |  | 0 | Conventional | WaterHeat | Income Qualified - Multi Family IQ | Income Qualified | ROB Only | 1 | Residential Households | Each | 10 | DEER:Res_ClothesDishWasher | 1021.5 | 0 | -161.5 | PG&E Data Request 2024 | 10000 | 2024 | 8000 | 2024 | 0 | 0 | PG&E Data Request 2024 | Central Heat Pump Water Heater - FS ¦ SCG ¦ All | Central Heat Pump Water Heater - FS | 0.20251 | 0.1 | 0 | From Res MFM Central WH (avg Hot-Dry, Marine) | 0 | 0 | 1
MFWB-WATERHEAT-19.3 | Income Qualified ¦ Average Existing and Code MFWB Central Gas Water Heater ¦ SDG&E ¦ All | Income Qualified ¦ Average Existing and Code MFWB Central Gas Water Heater | SDG&E ¦ All | SDG&E | All | Electric & Gas | Average Central Heat Pump Water Heater - FS | Average Existing and Code |  |  | 0 | Conventional | WaterHeat | Income Qualified - Multi Family IQ | Income Qualified | ROB Only | 0 | Residential Households | Each | 10 | DEER:Res_ClothesDishWasher | 0 | 0 | 0 | Base | 0 | 2023 | 0 | 2023 | 0 | 0 | Base | Central Heat Pump Water Heater - FS ¦ SDG&E ¦ All | Central Heat Pump Water Heater - FS | 0.28322 | 0.1 | 1 | From Res MFM Central WH (avg Hot-Dry, Marine) | 0 | 0 | 1
MFWB-WATERHEAT-20.3 | Income Qualified ¦ Efficient MFWB Central Heat Pump Water Heater - Fuel Sub ¦ SDG&E ¦ All | Income Qualified ¦ Efficient MFWB Central Heat Pump Water Heater - Fuel Sub | SDG&E ¦ All | SDG&E | All | Electric & Gas | Efficient Central Heat Pump Water Heater - FS | Efficient |  |  | 0 | Conventional | WaterHeat | Income Qualified - Multi Family IQ | Income Qualified | ROB Only | 1 | Residential Households | Each | 10 | DEER:Res_ClothesDishWasher | 1021.5 | 0 | -161.5 | PG&E Data Request 2024 | 10000 | 2024 | 8000 | 2024 | 0 | 0 | PG&E Data Request 2024 | Central Heat Pump Water Heater - FS ¦ SDG&E ¦ All | Central Heat Pump Water Heater - FS | 0.28322 | 0.1 | 0 | From Res MFM Central WH (avg Hot-Dry, Marine) | 0 | 0 | 1
RES-APPPLUG-10.1 | Res ¦ Code Level Res Clothes Dryer (Electric) ¦ PG&E ¦ All | Res ¦ Code Level Res Clothes Dryer (Electric) | PG&E ¦ All | PG&E | All | Electric | Code Level Res Clothes Dryer (Electric) | Average Existing and Code |  |  | 0 | Conventional | AppPlug | Res - Single Family | Res | ROB and NEW | 0 | Residential Households | dryer | 12 | DEER:Res_ClothesDishWasher | 462 | 0.0711 | -0.296 | eTRM SWAP003-04 | 747.23 | 2023 | 0 | 2023 | 0 | 0 | eTRM SWAP003-04 | Res Clothes Dryers (Elec) ¦ PG&E ¦ All | Res Clothes Dryers (Elec) | 0.51947 | 1 | 0.84167 | Rass 2019 | 0 | 2012 | 0.55 | SWAP003-04
RES-APPPLUG-10.2 | Res ¦ Code Level Res Clothes Dryer (Electric) ¦ PG&E ¦ All | Res ¦ Code Level Res Clothes Dryer (Electric) | PG&E ¦ All | PG&E | All | Electric | Code Level Res Clothes Dryer (Electric) | Average Existing and Code |  |  | 0 | Conventional | AppPlug | Res - Multi Family | Res | ROB and NEW | 0 | Residential Households | dryer | 12 | DEER:Res_ClothesDishWasher | 462 | 0.0711 | -0.296 | eTRM SWAP003-04 | 747.23 | 2023 | 0 | 2023 | 0 | 0 | eTRM SWAP003-04 | Res Clothes Dryers (Elec) ¦ PG&E ¦ All | Res Clothes Dryers (Elec) | 0.2811 | 1 | 0.85714 | Rass 2019 | 0 | 2012 | 0.55 | SWAP003-04
RES-APPPLUG-10.3 | Res ¦ Code Level Res Clothes Dryer (Electric) ¦ SCE ¦ All | Res ¦ Code Level Res Clothes Dryer (Electric) | SCE ¦ All | SCE | All | Electric | Code Level Res Clothes Dryer (Electric) | Average Existing and Code |  |  | 0 | Conventional | AppPlug | Res - Single Family | Res | ROB and NEW | 0 | Residential Households | dryer | 12 | DEER:Res_ClothesDishWasher | 454.5 | 0.1265 | -0.1955 | eTRM SWAP003-04 | 747.23 | 2023 | 0 | 2023 | 0 | 0 | eTRM SWAP003-04 | Res Clothes Dryers (Elec) ¦ SCE ¦ All | Res Clothes Dryers (Elec) | 0.19962 | 1 | 0.84167 | Rass 2019 | 0 | 2012 | 0.55 | SWAP003-04
RES-APPPLUG-10.4 | Res ¦ Code Level Res Clothes Dryer (Electric) ¦ SCE ¦ All | Res ¦ Code Level Res Clothes Dryer (Electric) | SCE ¦ All | SCE | All | Electric | Code Level Res Clothes Dryer (Electric) | Average Existing and Code |  |  | 0 | Conventional | AppPlug | Res - Multi Family | Res | ROB and NEW | 0 | Residential Households | dryer | 12 | DEER:Res_ClothesDishWasher | 454.5 | 0.1265 | -0.1955 | eTRM SWAP003-04 | 747.23 | 2023 | 0 | 2023 | 0 | 0 | eTRM SWAP003-04 | Res Clothes Dryers (Elec) ¦ SCE ¦ All | Res Clothes Dryers (Elec) | 0.1746 | 1 | 0.85714 | Rass 2019 | 0 | 2012 | 0.55 | SWAP003-04
RES-APPPLUG-10.5 | Res ¦ Code Level Res Clothes Dryer (Electric) ¦ SDG&E ¦ All | Res ¦ Code Level Res Clothes Dryer (Electric) | SDG&E ¦ All | SDG&E | All | Electric | Code Level Res Clothes Dryer (Electric) | Average Existing and Code |  |  | 0 | Conventional | AppPlug | Res - Single Family | Res | ROB and NEW | 0 | Residential Households | dryer | 12 | DEER:Res_ClothesDishWasher | 458 | 0.1165 | -0.2045 | eTRM SWAP003-04 | 747.23 | 2023 | 0 | 2023 | 0 | 0 | eTRM SWAP003-04 | Res Clothes Dryers (Elec) ¦ SDG&E ¦ All | Res Clothes Dryers (Elec) | 0.24007 | 1 | 0.84167 | Rass 2019 | 0 | 2012 | 0.55 | SWAP003-04
RES-APPPLUG-10.6 | Res ¦ Code Level Res Clothes Dryer (Electric) ¦ SDG&E ¦ All | Res ¦ Code Level Res Clothes Dryer (Electric) | SDG&E ¦ All | SDG&E | All | Electric | Code Level Res Clothes Dryer (Electric) | Average Existing and Code |  |  | 0 | Conventional | AppPlug | Res - Multi Family | Res | ROB and NEW | 0 | Residential Households | dryer | 12 | DEER:Res_ClothesDishWasher | 458 | 0.1165 | -0.2045 | eTRM SWAP003-04 | 747.23 | 2023 | 0 | 2023 | 0 | 0 | eTRM SWAP003-04 | Res Clothes Dryers (Elec) ¦ SDG&E ¦ All | Res Clothes Dryers (Elec) | 0.24026 | 1 | 0.85714 | Rass 2019 | 0 | 2012 | 0.55 | SWAP003-04
RES-APPPLUG-11.1 | Res ¦ Efficient Res Clothes Dryer (Electric) ¦ PG&E ¦ All | Res ¦ Efficient Res Clothes Dryer (Electric) | PG&E ¦ All | PG&E | All | Electric | Efficient Res Clothes Dryer (Electric) | Efficient |  |  | 0 | Conventional | AppPlug | Res - Single Family | Res | ROB and NEW | 0 | Residential Households | dryer | 12 | DEER:Res_ClothesDishWasher | 364.5 | 0.0562 | -0.897 | eTRM SWAP003-04 | 940 | 2023 | 0 | 2023 | 0 | 0 | eTRM SWAP003-04 | Res Clothes Dryers (Elec) ¦ PG&E ¦ All | Res Clothes Dryers (Elec) | 0.51947 | 1 | 0.15833 | Rass 2019 | 0 | 2012 | 0.55 | SWAP003-04
RES-APPPLUG-11.2 | Res ¦ Efficient Res Clothes Dryer (Electric) ¦ PG&E ¦ All | Res ¦ Efficient Res Clothes Dryer (Electric) | PG&E ¦ All | PG&E | All | Electric | Efficient Res Clothes Dryer (Electric) | Efficient |  |  | 0 | Conventional | AppPlug | Res - Multi Family | Res | ROB and NEW | 0 | Residential Households | dryer | 12 | DEER:Res_ClothesDishWasher | 364.5 | 0.0562 | -0.897 | eTRM SWAP003-04 | 940 | 2023 | 0 | 2023 | 0 | 0 | eTRM SWAP003-04 | Res Clothes Dryers (Elec) ¦ PG&E ¦ All | Res Clothes Dryers (Elec) | 0.2811 | 1 | 0.14286 | Rass 2019 | 0 | 2012 | 0.55 | SWAP003-04
RES-APPPLUG-11.3 | Res ¦ Efficient Res Clothes Dryer (Electric) ¦ SCE ¦ All | Res ¦ Efficient Res Clothes Dryer (Electric) | SCE ¦ All | SCE | All | Electric | Efficient Res Clothes Dryer (Electric) | Efficient |  |  | 0 | Conventional | AppPlug | Res - Single Family | Res | ROB and NEW | 0 | Residential Households | dryer | 12 | DEER:Res_ClothesDishWasher | 359 | 0.0999 | -0.5925 | eTRM SWAP003-04 | 940 | 2023 | 0 | 2023 | 0 | 0 | eTRM SWAP003-04 | Res Clothes Dryers (Elec) ¦ SCE ¦ All | Res Clothes Dryers (Elec) | 0.19962 | 1 | 0.15833 | Rass 2019 | 0 | 2012 | 0.55 | SWAP003-04
RES-APPPLUG-11.4 | Res ¦ Efficient Res Clothes Dryer (Electric) ¦ SCE ¦ All | Res ¦ Efficient Res Clothes Dryer (Electric) | SCE ¦ All | SCE | All | Electric | Efficient Res Clothes Dryer (Electric) | Efficient |  |  | 0 | Conventional | AppPlug | Res - Multi Family | Res | ROB and NEW | 0 | Residential Households | dryer | 12 | DEER:Res_ClothesDishWasher | 359 | 0.0999 | -0.5925 | eTRM SWAP003-04 | 940 | 2023 | 0 | 2023 | 0 | 0 | eTRM SWAP003-04 | Res Clothes Dryers (Elec) ¦ SCE ¦ All | Res Clothes Dryers (Elec) | 0.1746 | 1 | 0.14286 | Rass 2019 | 0 | 2012 | 0.55 | SWAP003-04
RES-APPPLUG-11.5 | Res ¦ Efficient Res Clothes Dryer (Electric) ¦ SDG&E ¦ All | Res ¦ Efficient Res Clothes Dryer (Electric) | SDG&E ¦ All | SDG&E | All | Electric | Efficient Res Clothes Dryer (Electric) | Efficient |  |  | 0 | Conventional | AppPlug | Res - Single Family | Res | ROB and NEW | 0 | Residential Households | dryer | 12 | DEER:Res_ClothesDishWasher | 361 | 0.0918 | -0.619 | eTRM SWAP003-04 | 940 | 2023 | 0 | 2023 | 0 | 0 | eTRM SWAP003-04 | Res Clothes Dryers (Elec) ¦ SDG&E ¦ All | Res Clothes Dryers (Elec) | 0.24007 | 1 | 0.15833 | Rass 2019 | 0 | 2012 | 0.55 | SWAP003-04
RES-APPPLUG-11.6 | Res ¦ Efficient Res Clothes Dryer (Electric) ¦ SDG&E ¦ All | Res ¦ Efficient Res Clothes Dryer (Electric) | SDG&E ¦ All | SDG&E | All | Electric | Efficient Res Clothes Dryer (Electric) | Efficient |  |  | 0 | Conventional | AppPlug | Res - Multi Family | Res | ROB and NEW | 0 | Residential Households | dryer | 12 | DEER:Res_ClothesDishWasher | 361 | 0.0918 | -0.619 | eTRM SWAP003-04 | 940 | 2023 | 0 | 2023 | 0 | 0 | eTRM SWAP003-04 | Res Clothes Dryers (Elec) ¦ SDG&E ¦ All | Res Clothes Dryers (Elec) | 0.24026 | 1 | 0.14286 | Rass 2019 | 0 | 2012 | 0.55 | SWAP003-04
RES-APPPLUG-12.1 | Res ¦ Heat Pump Res Clothes Dryer ¦ PG&E ¦ All | Res ¦ Heat Pump Res Clothes Dryer | PG&E ¦ All | PG&E | All | Electric | Heat Pump Clothes Dryer (Electric) | Efficient |  |  | 0 | Conventional | AppPlug | Res - Single Family | Res | ROB and NEW | 0 | Residential Households | dryer | 12 | DEER:Res_ClothesDishWasher | 318.5 | 0.049 | -0.784 | eTRM SWAP003-04 | 1507.63 | 2023 | 0 | 2023 | 0 | 0 | eTRM SWAP003-04 | Res Clothes Dryers (Elec) ¦ PG&E ¦ All | Res Clothes Dryers (Elec) | 0.51947 | 1 | 0 | Rass 2019 | 0 | 2012 | 0.55 | SWAP003-04
RES-APPPLUG-12.2 | Res ¦ Heat Pump Res Clothes Dryer ¦ PG&E ¦ All | Res ¦ Heat Pump Res Clothes Dryer | PG&E ¦ All | PG&E | All | Electric | Heat Pump Clothes Dryer (Electric) | Efficient |  |  | 0 | Conventional | AppPlug | Res - Multi Family | Res | ROB and NEW | 0 | Residential Households | dryer | 12 | DEER:Res_ClothesDishWasher | 318.5 | 0.049 | -0.784 | eTRM SWAP003-04 | 1507.63 | 2023 | 0 | 2023 | 0 | 0 | eTRM SWAP003-04 | Res Clothes Dryers (Elec) ¦ PG&E ¦ All | Res Clothes Dryers (Elec) | 0.2811 | 1 | 0 | Rass 2019 | 0 | 2012 | 0.55 | SWAP003-04
RES-APPPLUG-12.3 | Res ¦ Heat Pump Res Clothes Dryer ¦ SCE ¦ All | Res ¦ Heat Pump Res Clothes Dryer | SCE ¦ All | SCE | All | Electric | Heat Pump Clothes Dryer (Electric) | Efficient |  |  | 0 | Conventional | AppPlug | Res - Single Family | Res | ROB and NEW | 0 | Residential Households | dryer | 12 | DEER:Res_ClothesDishWasher | 313.5 | 0.08715 | -0.5175 | eTRM SWAP003-04 | 1507.63 | 2023 | 0 | 2023 | 0 | 0 | eTRM SWAP003-04 | Res Clothes Dryers (Elec) ¦ SCE ¦ All | Res Clothes Dryers (Elec) | 0.19962 | 1 | 0 | Rass 2019 | 0 | 2012 | 0.55 | SWAP003-04
RES-APPPLUG-12.4 | Res ¦ Heat Pump Res Clothes Dryer ¦ SCE ¦ All | Res ¦ Heat Pump Res Clothes Dryer | SCE ¦ All | SCE | All | Electric | Heat Pump Clothes Dryer (Electric) | Efficient |  |  | 0 | Conventional | AppPlug | Res - Multi Family | Res | ROB and NEW | 0 | Residential Households | dryer | 12 | DEER:Res_ClothesDishWasher | 313.5 | 0.08715 | -0.5175 | eTRM SWAP003-04 | 1507.63 | 2023 | 0 | 2023 | 0 | 0 | eTRM SWAP003-04 | Res Clothes Dryers (Elec) ¦ SCE ¦ All | Res Clothes Dryers (Elec) | 0.1746 | 1 | 0 | Rass 2019 | 0 | 2012 | 0.55 | SWAP003-04
RES-APPPLUG-12.5 | Res ¦ Heat Pump Res Clothes Dryer ¦ SDG&E ¦ All | Res ¦ Heat Pump Res Clothes Dryer | SDG&E ¦ All | SDG&E | All | Electric | Heat Pump Clothes Dryer (Electric) | Efficient |  |  | 0 | Conventional | AppPlug | Res - Single Family | Res | ROB and NEW | 0 | Residential Households | dryer | 12 | DEER:Res_ClothesDishWasher | 316 | 0.08015 | -0.5405 | eTRM SWAP003-04 | 1507.63 | 2023 | 0 | 2023 | 0 | 0 | eTRM SWAP003-04 | Res Clothes Dryers (Elec) ¦ SDG&E ¦ All | Res Clothes Dryers (Elec) | 0.24007 | 1 | 0 | Rass 2019 | 0 | 2012 | 0.55 | SWAP003-04
RES-APPPLUG-12.6 | Res ¦ Heat Pump Res Clothes Dryer ¦ SDG&E ¦ All | Res ¦ Heat Pump Res Clothes Dryer | SDG&E ¦ All | SDG&E | All | Electric | Heat Pump Clothes Dryer (Electric) | Efficient |  |  | 0 | Conventional | AppPlug | Res - Multi Family | Res | ROB and NEW | 0 | Residential Households | dryer | 12 | DEER:Res_ClothesDishWasher | 316 | 0.08015 | -0.5405 | eTRM SWAP003-04 | 1507.63 | 2023 | 0 | 2023 | 0 | 0 | eTRM SWAP003-04 | Res Clothes Dryers (Elec) ¦ SDG&E ¦ All | Res Clothes Dryers (Elec) | 0.24026 | 1 | 0 | Rass 2019 | 0 | 2012 | 0.55 | SWAP003-04
RES-APPPLUG-20.1 | Res ¦ Standard Electric Stove ¦ PG&E ¦ All | Res ¦ Standard Electric Stove | PG&E ¦ All | PG&E | All | Electric | Standard electric cooktop with or without electric range | Average Existing and Code |  |  | 0 | Conventional | AppPlug | Res - Single Family | Res | ROB and NEW | 0 | Residential Households | stove | 16 | DEER:Res_ClothesDishWasher | 263.5 | 0.06585 | 0 | eTRM SWAP015-04 | 1393.08 | 2024 | 211.87 | 2024 | 0 | 0 | eTRM SWAP015-04 | Res Electric Cooking ¦ PG&E ¦ All | Res Electric Cooking | 0.38457 | 1 | 0.8 | Rass 2019 | 0 | 2012 | 0.55 | SWAP015-04
RES-APPPLUG-20.2 | Res ¦ Standard Electric Stove ¦ PG&E ¦ All | Res ¦ Standard Electric Stove | PG&E ¦ All | PG&E | All | Electric | Standard electric cooktop with or without electric range | Average Existing and Code |  |  | 0 | Conventional | AppPlug | Res - Multi Family | Res | ROB and NEW | 0 | Residential Households | stove | 16 | DEER:Res_ClothesDishWasher | 185.8 | 0.0465 | 0 | eTRM SWAP015-04 | 1393.08 | 2024 | 211.87 | 2024 | 0 | 0 | eTRM SWAP015-04 | Res Electric Cooking ¦ PG&E ¦ All | Res Electric Cooking | 0.61786 | 1 | 0.8 | Rass 2019 | 0 | 2012 | 0.55 | SWAP015-04
RES-APPPLUG-20.3 | Res ¦ Standard Electric Stove ¦ SCE ¦ All | Res ¦ Standard Electric Stove | SCE ¦ All | SCE | All | Electric | Standard electric cooktop with or without electric range | Average Existing and Code |  |  | 0 | Conventional | AppPlug | Res - Single Family | Res | ROB and NEW | 0 | Residential Households | stove | 16 | DEER:Res_ClothesDishWasher | 263.5 | 0.06415 | 0 | eTRM SWAP015-04 | 1393.08 | 2024 | 211.87 | 2024 | 0 | 0 | eTRM SWAP015-04 | Res Electric Cooking ¦ SCE ¦ All | Res Electric Cooking | 0.19861 | 1 | 0.8 | Rass 2019 | 0 | 2012 | 0.55 | SWAP015-04
RES-APPPLUG-20.4 | Res ¦ Standard Electric Stove ¦ SCE ¦ All | Res ¦ Standard Electric Stove | SCE ¦ All | SCE | All | Electric | Standard electric cooktop with or without electric range | Average Existing and Code |  |  | 0 | Conventional | AppPlug | Res - Multi Family | Res | ROB and NEW | 0 | Residential Households | stove | 16 | DEER:Res_ClothesDishWasher | 185.8 | 0.04525 | 0 | eTRM SWAP015-04 | 1393.08 | 2024 | 211.87 | 2024 | 0 | 0 | eTRM SWAP015-04 | Res Electric Cooking ¦ SCE ¦ All | Res Electric Cooking | 0.44614 | 1 | 0.8 | Rass 2019 | 0 | 2012 | 0.55 | SWAP015-04
RES-APPPLUG-20.5 | Res ¦ Standard Electric Stove ¦ SDG&E ¦ All | Res ¦ Standard Electric Stove | SDG&E ¦ All | SDG&E | All | Electric | Standard electric cooktop with or without electric range | Average Existing and Code |  |  | 0 | Conventional | AppPlug | Res - Single Family | Res | ROB and NEW | 0 | Residential Households | stove | 16 | DEER:Res_ClothesDishWasher | 263.5 | 0.06985 | 0 | eTRM SWAP015-04 | 1393.08 | 2024 | 211.87 | 2024 | 0 | 0 | eTRM SWAP015-04 | Res Electric Cooking ¦ SDG&E ¦ All | Res Electric Cooking | 0.25313 | 1 | 0.8 | Rass 2019 | 0 | 2012 | 0.55 | SWAP015-04
RES-APPPLUG-20.6 | Res ¦ Standard Electric Stove ¦ SDG&E ¦ All | Res ¦ Standard Electric Stove | SDG&E ¦ All | SDG&E | All | Electric | Standard electric cooktop with or without electric range | Average Existing and Code |  |  | 0 | Conventional | AppPlug | Res - Multi Family | Res | ROB and NEW | 0 | Residential Households | stove | 16 | DEER:Res_ClothesDishWasher | 185.8 | 0.0494 | 0 | eTRM SWAP015-04 | 1393.08 | 2024 | 211.87 | 2024 | 0 | 0 | eTRM SWAP015-04 | Res Electric Cooking ¦ SDG&E ¦ All | Res Electric Cooking | 0.59854 | 1 | 0.8 | Rass 2019 | 0 | 2012 | 0.55 | SWAP015-04
RES-APPPLUG-21.1 | Res ¦ ENERGY STAR Cooking Stove ¦ PG&E ¦ All | Res ¦ ENERGY STAR Cooking Stove | PG&E ¦ All | PG&E | All | Electric | ENERGY STAR electric cooktop with or without electric range | Efficient |  |  | 0 | Conventional | AppPlug | Res - Single Family | Res | ROB and NEW | 0 | Residential Households | stove | 16 | DEER:Res_ClothesDishWasher | 238 | 0.0595 | 0 | eTRM SWAP015-03 | 1967.335 | 2024 | 211.87 | 2024 | 0 | 0 | eTRM SWAP015-04 | Res Electric Cooking ¦ PG&E ¦ All | Res Electric Cooking | 0.38457 | 1 | 0.2 | Rass 2019 | 0 | 2012 | 0.55 | SWAP015-03
RES-APPPLUG-21.2 | Res ¦ ENERGY STAR Cooking Stove ¦ PG&E ¦ All | Res ¦ ENERGY STAR Cooking Stove | PG&E ¦ All | PG&E | All | Electric | ENERGY STAR electric cooktop with or without electric range | Efficient |  |  | 0 | Conventional | AppPlug | Res - Multi Family | Res | ROB and NEW | 0 | Residential Households | stove | 16 | DEER:Res_ClothesDishWasher | 166.65 | 0.0417 | 0 | eTRM SWAP015-03 | 1967.335 | 2024 | 211.87 | 2024 | 0 | 0 | eTRM SWAP015-04 | Res Electric Cooking ¦ PG&E ¦ All | Res Electric Cooking | 0.61786 | 1 | 0.2 | Rass 2019 | 0 | 2012 | 0.55 | SWAP015-03
RES-APPPLUG-21.3 | Res ¦ ENERGY STAR Cooking Stove ¦ SCE ¦ All | Res ¦ ENERGY STAR Cooking Stove | SCE ¦ All | SCE | All | Electric | ENERGY STAR electric cooktop with or without electric range | Efficient |  |  | 0 | Conventional | AppPlug | Res - Single Family | Res | ROB and NEW | 0 | Residential Households | stove | 16 | DEER:Res_ClothesDishWasher | 238 | 0.0579 | 0 | eTRM SWAP015-03 | 1967.335 | 2024 | 211.87 | 2024 | 0 | 0 | eTRM SWAP015-04 | Res Electric Cooking ¦ SCE ¦ All | Res Electric Cooking | 0.19861 | 1 | 0.2 | Rass 2019 | 0 | 2012 | 0.55 | SWAP015-03
RES-APPPLUG-21.4 | Res ¦ ENERGY STAR Cooking Stove ¦ SCE ¦ All | Res ¦ ENERGY STAR Cooking Stove | SCE ¦ All | SCE | All | Electric | ENERGY STAR electric cooktop with or without electric range | Efficient |  |  | 0 | Conventional | AppPlug | Res - Multi Family | Res | ROB and NEW | 0 | Residential Households | stove | 16 | DEER:Res_ClothesDishWasher | 166.65 | 0.0406 | 0 | eTRM SWAP015-03 | 1967.335 | 2024 | 211.87 | 2024 | 0 | 0 | eTRM SWAP015-04 | Res Electric Cooking ¦ SCE ¦ All | Res Electric Cooking | 0.44614 | 1 | 0.2 | Rass 2019 | 0 | 2012 | 0.55 | SWAP015-03
RES-APPPLUG-21.5 | Res ¦ ENERGY STAR Cooking Stove ¦ SDG&E ¦ All | Res ¦ ENERGY STAR Cooking Stove | SDG&E ¦ All | SDG&E | All | Electric | ENERGY STAR electric cooktop with or without electric range | Efficient |  |  | 0 | Conventional | AppPlug | Res - Single Family | Res | ROB and NEW | 0 | Residential Households | stove | 16 | DEER:Res_ClothesDishWasher | 238 | 0.0633 | 0 | eTRM SWAP015-03 | 1967.335 | 2024 | 211.87 | 2024 | 0 | 0 | eTRM SWAP015-04 | Res Electric Cooking ¦ SDG&E ¦ All | Res Electric Cooking | 0.25313 | 1 | 0.2 | Rass 2019 | 0 | 2012 | 0.55 | SWAP015-03
RES-APPPLUG-21.6 | Res ¦ ENERGY STAR Cooking Stove ¦ SDG&E ¦ All | Res ¦ ENERGY STAR Cooking Stove | SDG&E ¦ All | SDG&E | All | Electric | ENERGY STAR electric cooktop with or without electric range | Efficient |  |  | 0 | Conventional | AppPlug | Res - Multi Family | Res | ROB and NEW | 0 | Residential Households | stove | 16 | DEER:Res_ClothesDishWasher | 166.65 | 0.04435 | 0 | eTRM SWAP015-03 | 1967.335 | 2024 | 211.87 | 2024 | 0 | 0 | eTRM SWAP015-04 | Res Electric Cooking ¦ SDG&E ¦ All | Res Electric Cooking | 0.59854 | 1 | 0.2 | Rass 2019 | 0 | 2012 | 0.55 | SWAP015-03
RES-APPPLUG-30.1 | Res ¦ Standard Power Strip ¦ PG&E ¦ All | Res ¦ Standard Power Strip | PG&E ¦ All | PG&E | All | Electric | Standard power strip | Average Existing and Code |  |  | 0 | Conventional | AppPlug | Res - Single Family | Res | RET and NEW | 0 | Residential Households | power strip | 1.67 | DEER:Indoor_CFL_Ltg | 419 | 0.00447 | -0.00165 | eTRM SWAP010-01 | 0 | 2021 | 0 | 2021 | 0 | 0 | eTRM SWAP010-01 | Res Power Strips ¦ PG&E ¦ All | Res Power Strips | 2 | 1 | 0.97 | PGT - Navigant 2015 | 0 | 2012 | 0.55 | SWAP010-01
RES-APPPLUG-30.2 | Res ¦ Standard Power Strip ¦ PG&E ¦ All | Res ¦ Standard Power Strip | PG&E ¦ All | PG&E | All | Electric | Standard power strip | Average Existing and Code |  |  | 0 | Conventional | AppPlug | Res - Multi Family | Res | RET and NEW | 0 | Residential Households | power strip | 1.67 | DEER:Indoor_CFL_Ltg | 406 | 0.00423 | -0.00119 | eTRM SWAP010-01 | 0 | 2021 | 0 | 2021 | 0 | 0 | eTRM SWAP010-01 | Res Power Strips ¦ PG&E ¦ All | Res Power Strips | 1.5 | 1 | 0.97 | PGT - Navigant 2015 | 0 | 2012 | 0.55 | SWAP010-01
RES-APPPLUG-30.3 | Res ¦ Standard Power Strip ¦ SCE ¦ All | Res ¦ Standard Power Strip | SCE ¦ All | SCE | All | Electric | Standard power strip | Average Existing and Code |  |  | 0 | Conventional | AppPlug | Res - Single Family | Res | RET and NEW | 0 | Residential Households | power strip | 1.67 | DEER:Indoor_CFL_Ltg | 467 | 0.00611 | -0.00107 | eTRM SWAP010-01 | 0 | 2021 | 0 | 2021 | 0 | 0 | eTRM SWAP010-01 | Res Power Strips ¦ SCE ¦ All | Res Power Strips | 2 | 1 | 0.97 | PGT - Navigant 2015 | 0 | 2012 | 0.55 | SWAP010-01
RES-APPPLUG-30.4 | Res ¦ Standard Power Strip ¦ SCE ¦ All | Res ¦ Standard Power Strip | SCE ¦ All | SCE | All | Electric | Standard power strip | Average Existing and Code |  |  | 0 | Conventional | AppPlug | Res - Multi Family | Res | RET and NEW | 0 | Residential Households | power strip | 1.67 | DEER:Indoor_CFL_Ltg | 467 | 0.00616 | -0.000756 | eTRM SWAP010-01 | 0 | 2021 | 0 | 2021 | 0 | 0 | eTRM SWAP010-01 | Res Power Strips ¦ SCE ¦ All | Res Power Strips | 1.5 | 1 | 0.97 | PGT - Navigant 2015 | 0 | 2012 | 0.55 | SWAP010-01
RES-APPPLUG-30.5 | Res ¦ Standard Power Strip ¦ SDG&E ¦ All | Res ¦ Standard Power Strip | SDG&E ¦ All | SDG&E | All | Electric | Standard power strip | Average Existing and Code |  |  | 0 | Conventional | AppPlug | Res - Single Family | Res | RET and NEW | 0 | Residential Households | power strip | 1.67 | DEER:Indoor_CFL_Ltg | 441 | 0.00549 | -0.00109 | eTRM SWAP010-01 | 0 | 2021 | 0 | 2021 | 0 | 0 | eTRM SWAP010-01 | Res Power Strips ¦ SDG&E ¦ All | Res Power Strips | 2 | 1 | 0.97 | PGT - Navigant 2015 | 0 | 2012 | 0.55 | SWAP010-01
RES-APPPLUG-30.6 | Res ¦ Standard Power Strip ¦ SDG&E ¦ All | Res ¦ Standard Power Strip | SDG&E ¦ All | SDG&E | All | Electric | Standard power strip | Average Existing and Code |  |  | 0 | Conventional | AppPlug | Res - Multi Family | Res | RET and NEW | 0 | Residential Households | power strip | 1.67 | DEER:Indoor_CFL_Ltg | 454 | 0.00577 | -0.000804 | eTRM SWAP010-01 | 0 | 2021 | 0 | 2021 | 0 | 0 | eTRM SWAP010-01 | Res Power Strips ¦ SDG&E ¦ All | Res Power Strips | 1.5 | 1 | 0.97 | PGT - Navigant 2015 | 0 | 2012 | 0.55 | SWAP010-01
RES-APPPLUG-31.1 | Res ¦ Smart Connected Power Strip ¦ PG&E ¦ All | Res ¦ Smart Connected Power Strip | PG&E ¦ All | PG&E | All | Electric | Tier 2 advanced smart connected power strips | Efficient |  |  | 0 | Conventional | AppPlug | Res - Single Family | Res | RET and NEW | 0 | Residential Households | power strip | 1.67 | DEER:Indoor_CFL_Ltg | 244 | 0.00261 | -0.000963 | eTRM SWAP010-01 | 51.21 | 2021 | 0 | 2021 | 0 | 0 | eTRM SWAP010-01 | Res Power Strips ¦ PG&E ¦ All | Res Power Strips | 2 | 1 | 0.03 | PGT - Navigant 2015 | 0 | 2012 | 0.55 | SWAP010-01
RES-APPPLUG-31.2 | Res ¦ Smart Connected Power Strip ¦ PG&E ¦ All | Res ¦ Smart Connected Power Strip | PG&E ¦ All | PG&E | All | Electric | Tier 2 advanced smart connected power strips | Efficient |  |  | 0 | Conventional | AppPlug | Res - Multi Family | Res | RET and NEW | 0 | Residential Households | power strip | 1.67 | DEER:Indoor_CFL_Ltg | 237 | -0.00176 | -0.000693 | eTRM SWAP010-01 | 51.21 | 2021 | 0 | 2021 | 0 | 0 | eTRM SWAP010-01 | Res Power Strips ¦ PG&E ¦ All | Res Power Strips | 1.5 | 1 | 0.03 | PGT - Navigant 2015 | 0 | 2012 | 0.55 | SWAP010-01
RES-APPPLUG-31.3 | Res ¦ Smart Connected Power Strip ¦ SCE ¦ All | Res ¦ Smart Connected Power Strip | SCE ¦ All | SCE | All | Electric | Tier 2 advanced smart connected power strips | Efficient |  |  | 0 | Conventional | AppPlug | Res - Single Family | Res | RET and NEW | 0 | Residential Households | power strip | 1.67 | DEER:Indoor_CFL_Ltg | 272 | -0.00255 | -0.000627 | eTRM SWAP010-01 | 51.21 | 2021 | 0 | 2021 | 0 | 0 | eTRM SWAP010-01 | Res Power Strips ¦ SCE ¦ All | Res Power Strips | 2 | 1 | 0.03 | PGT - Navigant 2015 | 0 | 2012 | 0.55 | SWAP010-01
RES-APPPLUG-31.4 | Res ¦ Smart Connected Power Strip ¦ SCE ¦ All | Res ¦ Smart Connected Power Strip | SCE ¦ All | SCE | All | Electric | Tier 2 advanced smart connected power strips | Efficient |  |  | 0 | Conventional | AppPlug | Res - Multi Family | Res | RET and NEW | 0 | Residential Households | power strip | 1.67 | DEER:Indoor_CFL_Ltg | 272 | -0.00257 | -0.000441 | eTRM SWAP010-01 | 51.21 | 2021 | 0 | 2021 | 0 | 0 | eTRM SWAP010-01 | Res Power Strips ¦ SCE ¦ All | Res Power Strips | 1.5 | 1 | 0.03 | PGT - Navigant 2015 | 0 | 2012 | 0.55 | SWAP010-01
RES-APPPLUG-31.5 | Res ¦ Smart Connected Power Strip ¦ SDG&E ¦ All | Res ¦ Smart Connected Power Strip | SDG&E ¦ All | SDG&E | All | Electric | Tier 2 advanced smart connected power strips | Efficient |  |  | 0 | Conventional | AppPlug | Res - Single Family | Res | RET and NEW | 0 | Residential Households | power strip | 1.67 | DEER:Indoor_CFL_Ltg | 257 | -0.00229 | -0.000637 | eTRM SWAP010-01 | 51.21 | 2021 | 0 | 2021 | 0 | 0 | eTRM SWAP010-01 | Res Power Strips ¦ SDG&E ¦ All | Res Power Strips | 2 | 1 | 0.03 | PGT - Navigant 2015 | 0 | 2012 | 0.55 | SWAP010-01
RES-APPPLUG-31.6 | Res ¦ Smart Connected Power Strip ¦ SDG&E ¦ All | Res ¦ Smart Connected Power Strip | SDG&E ¦ All | SDG&E | All | Electric | Tier 2 advanced smart connected power strips | Efficient |  |  | 0 | Conventional | AppPlug | Res - Multi Family | Res | RET and NEW | 0 | Residential Households | power strip | 1.67 | DEER:Indoor_CFL_Ltg | 265 | -0.00241 | -0.000469 | eTRM SWAP010-01 | 51.21 | 2021 | 0 | 2021 | 0 | 0 | eTRM SWAP010-01 | Res Power Strips ¦ SDG&E ¦ All | Res Power Strips | 1.5 | 1 | 0.03 | PGT - Navigant 2015 | 0 | 2012 | 0.55 | SWAP010-01
RES-APPPLUG-40.1 | Res ¦ Code Level Refrigerator ¦ PG&E ¦ All | Res ¦ Code Level Refrigerator | PG&E ¦ All | PG&E | All | Electric | Federal code-compliant refrigerator/freezer | Average Existing and Code |  |  | 0 | Conventional | AppPlug | Res - Single Family | Res | ROB and NEW | 0 | Residential Households | household | 14 | DEER:RefgFrzr_HighEff | 0 | 0 | 0 | eTRM SWAP001-06 | 1361.7725 | 2024 | 94.53 | 2024 | 0 | 0 | eTRM SWAP001-06 | Res Refrigerators ¦ PG&E ¦ All | Res Refrigerators | 1 | 1 | 0.64789 | Rass 2019 | 0 | 2012 | 0.55 | SWAP001-06
RES-APPPLUG-40.2 | Res ¦ Code Level Refrigerator ¦ PG&E ¦ All | Res ¦ Code Level Refrigerator | PG&E ¦ All | PG&E | All | Electric | Federal code-compliant refrigerator/freezer | Average Existing and Code |  |  | 0 | Conventional | AppPlug | Res - Multi Family | Res | ROB and NEW | 0 | Residential Households | household | 14 | DEER:RefgFrzr_HighEff | 0 | 0 | 0 | eTRM SWAP001-06 | 1361.7725 | 2024 | 94.53 | 2024 | 0 | 0 | eTRM SWAP001-06 | Res Refrigerators ¦ PG&E ¦ All | Res Refrigerators | 1 | 1 | 0.41176 | Rass 2019 | 0 | 2012 | 0.55 | SWAP001-06
RES-APPPLUG-40.3 | Res ¦ Code Level Refrigerator ¦ SCE ¦ All | Res ¦ Code Level Refrigerator | SCE ¦ All | SCE | All | Electric | Federal code-compliant refrigerator/freezer | Average Existing and Code |  |  | 0 | Conventional | AppPlug | Res - Single Family | Res | ROB and NEW | 0 | Residential Households | household | 14 | DEER:RefgFrzr_HighEff | 0 | 0 | 0 | eTRM SWAP001-06 | 1361.7725 | 2024 | 94.53 | 2024 | 0 | 0 | eTRM SWAP001-06 | Res Refrigerators ¦ SCE ¦ All | Res Refrigerators | 1 | 1 | 0.66929 | Rass 2019 | 0 | 2012 | 0.55 | SWAP001-06
RES-APPPLUG-40.4 | Res ¦ Code Level Refrigerator ¦ SCE ¦ All | Res ¦ Code Level Refrigerator | SCE ¦ All | SCE | All | Electric | Federal code-compliant refrigerator/freezer | Average Existing and Code |  |  | 0 | Conventional | AppPlug | Res - Multi Family | Res | ROB and NEW | 0 | Residential Households | household | 14 | DEER:RefgFrzr_HighEff | 0 | 0 | 0 | eTRM SWAP001-06 | 1361.7725 | 2024 | 94.53 | 2024 | 0 | 0 | eTRM SWAP001-06 | Res Refrigerators ¦ SCE ¦ All | Res Refrigerators | 1 | 1 | 0.51493 | Rass 2019 | 0 | 2012 | 0.55 | SWAP001-06
RES-APPPLUG-40.5 | Res ¦ Code Level Refrigerator ¦ SDG&E ¦ All | Res ¦ Code Level Refrigerator | SDG&E ¦ All | SDG&E | All | Electric | Federal code-compliant refrigerator/freezer | Average Existing and Code |  |  | 0 | Conventional | AppPlug | Res - Single Family | Res | ROB and NEW | 0 | Residential Households | household | 14 | DEER:RefgFrzr_HighEff | 0 | 0 | 0 | eTRM SWAP001-06 | 1361.7725 | 2024 | 94.53 | 2024 | 0 | 0 | eTRM SWAP001-06 | Res Refrigerators ¦ SDG&E ¦ All | Res Refrigerators | 1 | 1 | 0.62222 | Rass 2019 | 0 | 2012 | 0.55 | SWAP001-06
RES-APPPLUG-40.6 | Res ¦ Code Level Refrigerator ¦ SDG&E ¦ All | Res ¦ Code Level Refrigerator | SDG&E ¦ All | SDG&E | All | Electric | Federal code-compliant refrigerator/freezer | Average Existing and Code |  |  | 0 | Conventional | AppPlug | Res - Multi Family | Res | ROB and NEW | 0 | Residential Households | household | 14 | DEER:RefgFrzr_HighEff | 0 | 0 | 0 | eTRM SWAP001-06 | 1361.7725 | 2024 | 94.53 | 2024 | 0 | 0 | eTRM SWAP001-06 | Res Refrigerators ¦ SDG&E ¦ All | Res Refrigerators | 1 | 1 | 0.49474 | Rass 2019 | 0 | 2012 | 0.55 | SWAP001-06
RES-APPPLUG-41.1 | Res ¦ Efficient Refrigerator ¦ PG&E ¦ All | Res ¦ Efficient Refrigerator | PG&E ¦ All | PG&E | All | Electric | ENERGY STAR refrigerator/freezer | Efficient |  |  | 0 | Conventional | AppPlug | Res - Single Family | Res | ROB and NEW | 0 | Residential Households | household | 14 | DEER:RefgFrzr_HighEff | -47.2 | -7.475e-07 | 1.1205 | eTRM SWAP001-06 | 1707.2225 | 2024 | 94.53 | 2024 | 0 | 0 | eTRM SWAP001-06 | Res Refrigerators ¦ PG&E ¦ All | Res Refrigerators | 1 | 1 | 0.35211 | Rass 2019 | 0 | 2012 | 0.55 | SWAP001-06
RES-APPPLUG-41.2 | Res ¦ Efficient Refrigerator ¦ PG&E ¦ All | Res ¦ Efficient Refrigerator | PG&E ¦ All | PG&E | All | Electric | ENERGY STAR refrigerator/freezer | Efficient |  |  | 0 | Conventional | AppPlug | Res - Multi Family | Res | ROB and NEW | 0 | Residential Households | household | 14 | DEER:RefgFrzr_HighEff | -46.8 | -7.475e-07 | 0.67425 | eTRM SWAP001-06 | 1707.2225 | 2024 | 94.53 | 2024 | 0 | 0 | eTRM SWAP001-06 | Res Refrigerators ¦ PG&E ¦ All | Res Refrigerators | 1 | 1 | 0.58824 | Rass 2019 | 0 | 2012 | 0.55 | SWAP001-06
RES-APPPLUG-41.3 | Res ¦ Efficient Refrigerator ¦ SCE ¦ All | Res ¦ Efficient Refrigerator | SCE ¦ All | SCE | All | Electric | ENERGY STAR refrigerator/freezer | Efficient |  |  | 0 | Conventional | AppPlug | Res - Single Family | Res | ROB and NEW | 0 | Residential Households | household | 14 | DEER:RefgFrzr_HighEff | -51.9 | -9.185e-07 | 0.7905 | eTRM SWAP001-06 | 1707.2225 | 2024 | 94.53 | 2024 | 0 | 0 | eTRM SWAP001-06 | Res Refrigerators ¦ SCE ¦ All | Res Refrigerators | 1 | 1 | 0.33071 | Rass 2019 | 0 | 2012 | 0.55 | SWAP001-06
RES-APPPLUG-41.4 | Res ¦ Efficient Refrigerator ¦ SCE ¦ All | Res ¦ Efficient Refrigerator | SCE ¦ All | SCE | All | Electric | ENERGY STAR refrigerator/freezer | Efficient |  |  | 0 | Conventional | AppPlug | Res - Multi Family | Res | ROB and NEW | 0 | Residential Households | household | 14 | DEER:RefgFrzr_HighEff | -51.425 | -8.525e-07 | 0.50475 | eTRM SWAP001-06 | 1707.2225 | 2024 | 94.53 | 2024 | 0 | 0 | eTRM SWAP001-06 | Res Refrigerators ¦ SCE ¦ All | Res Refrigerators | 1 | 1 | 0.48507 | Rass 2019 | 0 | 2012 | 0.55 | SWAP001-06
RES-APPPLUG-41.5 | Res ¦ Efficient Refrigerator ¦ SDG&E ¦ All | Res ¦ Efficient Refrigerator | SDG&E ¦ All | SDG&E | All | Electric | ENERGY STAR refrigerator/freezer | Efficient |  |  | 0 | Conventional | AppPlug | Res - Single Family | Res | ROB and NEW | 0 | Residential Households | household | 14 | DEER:RefgFrzr_HighEff | -49 | -8.0275e-07 | 0.53825 | eTRM SWAP001-06 | 1707.2225 | 2024 | 94.53 | 2024 | 0 | 0 | eTRM SWAP001-06 | Res Refrigerators ¦ SDG&E ¦ All | Res Refrigerators | 1 | 1 | 0.37778 | Rass 2019 | 0 | 2012 | 0.55 | SWAP001-06
RES-APPPLUG-41.6 | Res ¦ Efficient Refrigerator ¦ SDG&E ¦ All | Res ¦ Efficient Refrigerator | SDG&E ¦ All | SDG&E | All | Electric | ENERGY STAR refrigerator/freezer | Efficient |  |  | 0 | Conventional | AppPlug | Res - Multi Family | Res | ROB and NEW | 0 | Residential Households | household | 14 | DEER:RefgFrzr_HighEff | -48.25 | -7.6925e-07 | 0.47925 | eTRM SWAP001-06 | 1707.2225 | 2024 | 94.53 | 2024 | 0 | 0 | eTRM SWAP001-06 | Res Refrigerators ¦ SDG&E ¦ All | Res Refrigerators | 1 | 1 | 0.50526 | Rass 2019 | 0 | 2012 | 0.55 | SWAP001-06
RES-APPPLUG-50.1 | Res ¦ Code Level Res Clothes Washer (Electric) ¦ PG&E ¦ All | Res ¦ Code Level Res Clothes Washer (Electric) | PG&E ¦ All | PG&E | All | Electric | Federal code-compliant clothes washer (avg top and front loading) - electric WH density | Average Existing and Code |  |  | 0 | Conventional | AppPlug | Res - Single Family | Res | ROB and NEW | 0 | Residential Households | clothes washer | 11 | DEER:Res_ClothesDishWasher | 0 | 0 | 0 | eTRM SWAP004-04 | 810.57 | 2022 | 0 | 2022 | 0 | 0 | eTRM SWAP004-04 | Res Clothes Washers (Elec) ¦ PG&E ¦ All | Res Clothes Washers (Elec) | 0.061884 | 1 | 0.6125 | Rass 2019 | 0 | 2012 | 0.31 | SWAP004-04
RES-APPPLUG-50.2 | Res ¦ Code Level Res Clothes Washer (Electric) ¦ PG&E ¦ All | Res ¦ Code Level Res Clothes Washer (Electric) | PG&E ¦ All | PG&E | All | Electric | Federal code-compliant clothes washer (avg top and front loading) - electric WH density | Average Existing and Code |  |  | 0 | Conventional | AppPlug | Res - Multi Family | Res | ROB and NEW | 0 | Residential Households | clothes washer | 11 | DEER:Res_ClothesDishWasher | 0 | 0 | 0 | eTRM SWAP004-04 | 810.57 | 2022 | 0 | 2022 | 0 | 0 | eTRM SWAP004-04 | Res Clothes Washers (Elec) ¦ PG&E ¦ All | Res Clothes Washers (Elec) | 0.030264 | 1 | 0.62121 | Rass 2019 | 0 | 2012 | 0.31 | SWAP004-04
RES-APPPLUG-50.3 | Res ¦ Code Level Res Clothes Washer (Electric) ¦ SCE ¦ All | Res ¦ Code Level Res Clothes Washer (Electric) | SCE ¦ All | SCE | All | Electric | Federal code-compliant clothes washer (avg top and front loading) - electric WH density | Average Existing and Code |  |  | 0 | Conventional | AppPlug | Res - Single Family | Res | ROB and NEW | 0 | Residential Households | clothes washer | 11 | DEER:Res_ClothesDishWasher | 0 | 0 | 0 | eTRM SWAP004-04 | 810.57 | 2022 | 0 | 2022 | 0 | 0 | eTRM SWAP004-04 | Res Clothes Washers (Elec) ¦ SCE ¦ All | Res Clothes Washers (Elec) | 0.018789 | 1 | 0.6125 | Rass 2019 | 0 | 2012 | 0.31 | SWAP004-04
RES-APPPLUG-50.4 | Res ¦ Code Level Res Clothes Washer (Electric) ¦ SCE ¦ All | Res ¦ Code Level Res Clothes Washer (Electric) | SCE ¦ All | SCE | All | Electric | Federal code-compliant clothes washer (avg top and front loading) - electric WH density | Average Existing and Code |  |  | 0 | Conventional | AppPlug | Res - Multi Family | Res | ROB and NEW | 0 | Residential Households | clothes washer | 11 | DEER:Res_ClothesDishWasher | 0 | 0 | 0 | eTRM SWAP004-04 | 810.57 | 2022 | 0 | 2022 | 0 | 0 | eTRM SWAP004-04 | Res Clothes Washers (Elec) ¦ SCE ¦ All | Res Clothes Washers (Elec) | 0.029722 | 1 | 0.62121 | Rass 2019 | 0 | 2012 | 0.31 | SWAP004-04
RES-APPPLUG-50.5 | Res ¦ Code Level Res Clothes Washer (Electric) ¦ SDG&E ¦ All | Res ¦ Code Level Res Clothes Washer (Electric) | SDG&E ¦ All | SDG&E | All | Electric | Federal code-compliant clothes washer (avg top and front loading) - electric WH density | Average Existing and Code |  |  | 0 | Conventional | AppPlug | Res - Single Family | Res | ROB and NEW | 0 | Residential Households | clothes washer | 11 | DEER:Res_ClothesDishWasher | 0 | 0 | 0 | eTRM SWAP004-04 | 810.57 | 2022 | 0 | 2022 | 0 | 0 | eTRM SWAP004-04 | Res Clothes Washers (Elec) ¦ SDG&E ¦ All | Res Clothes Washers (Elec) | 0.031384 | 1 | 0.6125 | Rass 2019 | 0 | 2012 | 0.31 | SWAP004-04
RES-APPPLUG-50.6 | Res ¦ Code Level Res Clothes Washer (Electric) ¦ SDG&E ¦ All | Res ¦ Code Level Res Clothes Washer (Electric) | SDG&E ¦ All | SDG&E | All | Electric | Federal code-compliant clothes washer (avg top and front loading) - electric WH density | Average Existing and Code |  |  | 0 | Conventional | AppPlug | Res - Multi Family | Res | ROB and NEW | 0 | Residential Households | clothes washer | 11 | DEER:Res_ClothesDishWasher | 0 | 0 | 0 | eTRM SWAP004-04 | 810.57 | 2022 | 0 | 2022 | 0 | 0 | eTRM SWAP004-04 | Res Clothes Washers (Elec) ¦ SDG&E ¦ All | Res Clothes Washers (Elec) | 0.043606 | 1 | 0.62121 | Rass 2019 | 0 | 2012 | 0.31 | SWAP004-04
RES-APPPLUG-51.1 | Res ¦ Efficient Res Clothes Washer (Electric) ¦ PG&E ¦ All | Res ¦ Efficient Res Clothes Washer (Electric) | PG&E ¦ All | PG&E | All | Electric | ENERGY STAR clothes washer (avg top and front loading) - electric WH density | Efficient |  |  | 0 | Conventional | AppPlug | Res - Single Family | Res | ROB and NEW | 0 | Residential Households | clothes washer | 11 | DEER:Res_ClothesDishWasher | -54 | -0.00941 | -8.0975 | eTRM SWAP004-04 | 1016.87 | 2022 | 0 | 2022 | 0 | 0 | eTRM SWAP004-04 | Res Clothes Washers (Elec) ¦ PG&E ¦ All | Res Clothes Washers (Elec) | 0.061884 | 1 | 0.3875 | Rass 2019 | 0 | 2012 | 0.31 | SWAP004-04
RES-APPPLUG-51.2 | Res ¦ Efficient Res Clothes Washer (Electric) ¦ PG&E ¦ All | Res ¦ Efficient Res Clothes Washer (Electric) | PG&E ¦ All | PG&E | All | Electric | ENERGY STAR clothes washer (avg top and front loading) - electric WH density | Efficient |  |  | 0 | Conventional | AppPlug | Res - Multi Family | Res | ROB and NEW | 0 | Residential Households | clothes washer | 11 | DEER:Res_ClothesDishWasher | -139.95 | -0.022292 | -16.0287 | eTRM SWAP004-04 | 1016.87 | 2022 | 0 | 2022 | 0 | 0 | eTRM SWAP004-04 | Res Clothes Washers (Elec) ¦ PG&E ¦ All | Res Clothes Washers (Elec) | 0.030264 | 1 | 0.37879 | Rass 2019 | 0 | 2012 | 0.31 | SWAP004-04
RES-APPPLUG-51.3 | Res ¦ Efficient Res Clothes Washer (Electric) ¦ SCE ¦ All | Res ¦ Efficient Res Clothes Washer (Electric) | SCE ¦ All | SCE | All | Electric | ENERGY STAR clothes washer (avg top and front loading) - electric WH density | Efficient |  |  | 0 | Conventional | AppPlug | Res - Single Family | Res | ROB and NEW | 0 | Residential Households | clothes washer | 11 | DEER:Res_ClothesDishWasher | -49.755 | -0.007685 | -8.36 | eTRM SWAP004-04 | 1016.87 | 2022 | 0 | 2022 | 0 | 0 | eTRM SWAP004-04 | Res Clothes Washers (Elec) ¦ SCE ¦ All | Res Clothes Washers (Elec) | 0.018789 | 1 | 0.3875 | Rass 2019 | 0 | 2012 | 0.31 | SWAP004-04
RES-APPPLUG-51.4 | Res ¦ Efficient Res Clothes Washer (Electric) ¦ SCE ¦ All | Res ¦ Efficient Res Clothes Washer (Electric) | SCE ¦ All | SCE | All | Electric | ENERGY STAR clothes washer (avg top and front loading) - electric WH density | Efficient |  |  | 0 | Conventional | AppPlug | Res - Multi Family | Res | ROB and NEW | 0 | Residential Households | clothes washer | 11 | DEER:Res_ClothesDishWasher | -155.6875 | -0.022801 | -15.4688 | eTRM SWAP004-04 | 1016.87 | 2022 | 0 | 2022 | 0 | 0 | eTRM SWAP004-04 | Res Clothes Washers (Elec) ¦ SCE ¦ All | Res Clothes Washers (Elec) | 0.029722 | 1 | 0.37879 | Rass 2019 | 0 | 2012 | 0.31 | SWAP004-04
RES-APPPLUG-51.5 | Res ¦ Efficient Res Clothes Washer (Electric) ¦ SDG&E ¦ All | Res ¦ Efficient Res Clothes Washer (Electric) | SDG&E ¦ All | SDG&E | All | Electric | ENERGY STAR clothes washer (avg top and front loading) - electric WH density | Efficient |  |  | 0 | Conventional | AppPlug | Res - Single Family | Res | ROB and NEW | 0 | Residential Households | clothes washer | 11 | DEER:Res_ClothesDishWasher | -45.875 | -0.007205 | -8.6425 | eTRM SWAP004-04 | 1016.87 | 2022 | 0 | 2022 | 0 | 0 | eTRM SWAP004-04 | Res Clothes Washers (Elec) ¦ SDG&E ¦ All | Res Clothes Washers (Elec) | 0.031384 | 1 | 0.3875 | Rass 2019 | 0 | 2012 | 0.31 | SWAP004-04
RES-APPPLUG-51.6 | Res ¦ Efficient Res Clothes Washer (Electric) ¦ SDG&E ¦ All | Res ¦ Efficient Res Clothes Washer (Electric) | SDG&E ¦ All | SDG&E | All | Electric | ENERGY STAR clothes washer (avg top and front loading) - electric WH density | Efficient |  |  | 0 | Conventional | AppPlug | Res - Multi Family | Res | ROB and NEW | 0 | Residential Households | clothes washer | 11 | DEER:Res_ClothesDishWasher | -161.025 | -0.022676 | -15.4712 | eTRM SWAP004-04 | 1016.87 | 2022 | 0 | 2022 | 0 | 0 | eTRM SWAP004-04 | Res Clothes Washers (Elec) ¦ SDG&E ¦ All | Res Clothes Washers (Elec) | 0.043606 | 1 | 0.37879 | Rass 2019 | 0 | 2012 | 0.31 | SWAP004-04
RES-APPPLUG-55.1 | Res ¦ Code Level Res Clothes Washer (Gas) ¦ PG&E ¦ All | Res ¦ Code Level Res Clothes Washer (Gas) | PG&E ¦ All | PG&E | All | Gas | Federal code-compliant clothes washer (avg top and front loading) - gas WH density | Average Existing and Code |  |  | 0 | Conventional | AppPlug | Res - Single Family | Res | ROB and NEW | 0 | Residential Households | clothes washer | 11 | DEER:Res_ClothesDishWasher | 0 | 0 | 0 | eTRM SWAP004-04 | 810.57 | 2022 | 0 | 2022 | 0 | 0 | eTRM SWAP004-04 | Res Clothes Washers (Gas) ¦ PG&E ¦ All | Res Clothes Washers (Gas) | 0.93354 | 1 | 0.6125 | Rass 2019 | 0 | 2012 | 0.31 | SWAP004-04
RES-APPPLUG-55.2 | Res ¦ Code Level Res Clothes Washer (Gas) ¦ PG&E ¦ All | Res ¦ Code Level Res Clothes Washer (Gas) | PG&E ¦ All | PG&E | All | Gas | Federal code-compliant clothes washer (avg top and front loading) - gas WH density | Average Existing and Code |  |  | 0 | Conventional | AppPlug | Res - Multi Family | Res | ROB and NEW | 0 | Residential Households | clothes washer | 11 | DEER:Res_ClothesDishWasher | 0 | 0 | 0 | eTRM SWAP004-04 | 810.57 | 2022 | 0 | 2022 | 0 | 0 | eTRM SWAP004-04 | Res Clothes Washers (Gas) ¦ PG&E ¦ All | Res Clothes Washers (Gas) | 0.4209 | 1 | 0.62121 | Rass 2019 | 0 | 2012 | 0.31 | SWAP004-04
RES-APPPLUG-55.3 | Res ¦ Code Level Res Clothes Washer (Gas) ¦ SCG ¦ All | Res ¦ Code Level Res Clothes Washer (Gas) | SCG ¦ All | SCG | All | Gas | Federal code-compliant clothes washer (avg top and front loading) - gas WH density | Average Existing and Code |  |  | 0 | Conventional | AppPlug | Res - Single Family | Res | ROB and NEW | 0 | Residential Households | clothes washer | 11 | DEER:Res_ClothesDishWasher | 0 | 0 | 0 | eTRM SWAP004-04 | 810.57 | 2022 | 0 | 2022 | 0 | 0 | eTRM SWAP004-04 | Res Clothes Washers (Gas) ¦ SCG ¦ All | Res Clothes Washers (Gas) | 0.90815 | 1 | 0.6125 | Rass 2019 | 0 | 2012 | 0.31 | SWAP004-04
RES-APPPLUG-55.4 | Res ¦ Code Level Res Clothes Washer (Gas) ¦ SCG ¦ All | Res ¦ Code Level Res Clothes Washer (Gas) | SCG ¦ All | SCG | All | Gas | Federal code-compliant clothes washer (avg top and front loading) - gas WH density | Average Existing and Code |  |  | 0 | Conventional | AppPlug | Res - Multi Family | Res | ROB and NEW | 0 | Residential Households | clothes washer | 11 | DEER:Res_ClothesDishWasher | 0 | 0 | 0 | eTRM SWAP004-04 | 810.57 | 2022 | 0 | 2022 | 0 | 0 | eTRM SWAP004-04 | Res Clothes Washers (Gas) ¦ SCG ¦ All | Res Clothes Washers (Gas) | 0.41081 | 1 | 0.62121 | Rass 2019 | 0 | 2012 | 0.31 | SWAP004-04
RES-APPPLUG-55.5 | Res ¦ Code Level Res Clothes Washer (Gas) ¦ SDG&E ¦ All | Res ¦ Code Level Res Clothes Washer (Gas) | SDG&E ¦ All | SDG&E | All | Gas | Federal code-compliant clothes washer (avg top and front loading) - gas WH density | Average Existing and Code |  |  | 0 | Conventional | AppPlug | Res - Single Family | Res | ROB and NEW | 0 | Residential Households | clothes washer | 11 | DEER:Res_ClothesDishWasher | 0 | 0 | 0 | eTRM SWAP004-04 | 810.57 | 2022 | 0 | 2022 | 0 | 0 | eTRM SWAP004-04 | Res Clothes Washers (Gas) ¦ SDG&E ¦ All | Res Clothes Washers (Gas) | 0.92599 | 1 | 0.6125 | Rass 2019 | 0 | 2012 | 0.31 | SWAP004-04
RES-APPPLUG-55.6 | Res ¦ Code Level Res Clothes Washer (Gas) ¦ SDG&E ¦ All | Res ¦ Code Level Res Clothes Washer (Gas) | SDG&E ¦ All | SDG&E | All | Gas | Federal code-compliant clothes washer (avg top and front loading) - gas WH density | Average Existing and Code |  |  | 0 | Conventional | AppPlug | Res - Multi Family | Res | ROB and NEW | 0 | Residential Households | clothes washer | 11 | DEER:Res_ClothesDishWasher | 0 | 0 | 0 | eTRM SWAP004-04 | 810.57 | 2022 | 0 | 2022 | 0 | 0 | eTRM SWAP004-04 | Res Clothes Washers (Gas) ¦ SDG&E ¦ All | Res Clothes Washers (Gas) | 0.57513 | 1 | 0.62121 | Rass 2019 | 0 | 2012 | 0.31 | SWAP004-04
RES-APPPLUG-56.1 | Res ¦ Efficient Res Clothes Washer (Gas) ¦ PG&E ¦ All | Res ¦ Efficient Res Clothes Washer (Gas) | PG&E ¦ All | PG&E | All | Gas | ENERGY STAR clothes washer (avg top and front loading) - gas WH density | Efficient |  |  | 0 | Conventional | AppPlug | Res - Single Family | Res | ROB and NEW | 0 | Residential Households | clothes washer | 11 | DEER:Res_ClothesDishWasher | -54 | -0.00941 | -8.0975 | eTRM SWAP004-04 | 1016.87 | 2022 | 0 | 2022 | 0 | 0 | eTRM SWAP004-04 | Res Clothes Washers (Gas) ¦ PG&E ¦ All | Res Clothes Washers (Gas) | 0.93354 | 1 | 0.3875 | Rass 2019 | 0 | 2012 | 0.31 | SWAP004-04
RES-APPPLUG-56.2 | Res ¦ Efficient Res Clothes Washer (Gas) ¦ PG&E ¦ All | Res ¦ Efficient Res Clothes Washer (Gas) | PG&E ¦ All | PG&E | All | Gas | ENERGY STAR clothes washer (avg top and front loading) - gas WH density | Efficient |  |  | 0 | Conventional | AppPlug | Res - Multi Family | Res | ROB and NEW | 0 | Residential Households | clothes washer | 11 | DEER:Res_ClothesDishWasher | -139.95 | -0.022292 | -16.0287 | eTRM SWAP004-04 | 1016.87 | 2022 | 0 | 2022 | 0 | 0 | eTRM SWAP004-04 | Res Clothes Washers (Gas) ¦ PG&E ¦ All | Res Clothes Washers (Gas) | 0.4209 | 1 | 0.37879 | Rass 2019 | 0 | 2012 | 0.31 | SWAP004-04
RES-APPPLUG-56.3 | Res ¦ Efficient Res Clothes Washer (Gas) ¦ SCG ¦ All | Res ¦ Efficient Res Clothes Washer (Gas) | SCG ¦ All | SCG | All | Gas | ENERGY STAR clothes washer (avg top and front loading) - gas WH density | Efficient |  |  | 0 | Conventional | AppPlug | Res - Single Family | Res | ROB and NEW | 0 | Residential Households | clothes washer | 11 | DEER:Res_ClothesDishWasher | -49.755 | -0.007685 | -8.36 | eTRM SWAP004-04 | 1016.87 | 2022 | 0 | 2022 | 0 | 0 | eTRM SWAP004-04 | Res Clothes Washers (Gas) ¦ SCG ¦ All | Res Clothes Washers (Gas) | 0.90815 | 1 | 0.3875 | Rass 2019 | 0 | 2012 | 0.31 | SWAP004-04
RES-APPPLUG-56.4 | Res ¦ Efficient Res Clothes Washer (Gas) ¦ SCG ¦ All | Res ¦ Efficient Res Clothes Washer (Gas) | SCG ¦ All | SCG | All | Gas | ENERGY STAR clothes washer (avg top and front loading) - gas WH density | Efficient |  |  | 0 | Conventional | AppPlug | Res - Multi Family | Res | ROB and NEW | 0 | Residential Households | clothes washer | 11 | DEER:Res_ClothesDishWasher | -155.6875 | -0.022801 | -15.4688 | eTRM SWAP004-04 | 1016.87 | 2022 | 0 | 2022 | 0 | 0 | eTRM SWAP004-04 | Res Clothes Washers (Gas) ¦ SCG ¦ All | Res Clothes Washers (Gas) | 0.41081 | 1 | 0.37879 | Rass 2019 | 0 | 2012 | 0.31 | SWAP004-04
RES-APPPLUG-56.5 | Res ¦ Efficient Res Clothes Washer (Gas) ¦ SDG&E ¦ All | Res ¦ Efficient Res Clothes Washer (Gas) | SDG&E ¦ All | SDG&E | All | Gas | ENERGY STAR clothes washer (avg top and front loading) - gas WH density | Efficient |  |  | 0 | Conventional | AppPlug | Res - Single Family | Res | ROB and NEW | 0 | Residential Households | clothes washer | 11 | DEER:Res_ClothesDishWasher | -45.875 | -0.007205 | -8.6425 | eTRM SWAP004-04 | 1016.87 | 2022 | 0 | 2022 | 0 | 0 | eTRM SWAP004-04 | Res Clothes Washers (Gas) ¦ SDG&E ¦ All | Res Clothes Washers (Gas) | 0.92599 | 1 | 0.3875 | Rass 2019 | 0 | 2012 | 0.31 | SWAP004-04
RES-APPPLUG-56.6 | Res ¦ Efficient Res Clothes Washer (Gas) ¦ SDG&E ¦ All | Res ¦ Efficient Res Clothes Washer (Gas) | SDG&E ¦ All | SDG&E | All | Gas | ENERGY STAR clothes washer (avg top and front loading) - gas WH density | Efficient |  |  | 0 | Conventional | AppPlug | Res - Multi Family | Res | ROB and NEW | 0 | Residential Households | clothes washer | 11 | DEER:Res_ClothesDishWasher | -161.025 | -0.022676 | -15.4712 | eTRM SWAP004-04 | 1016.87 | 2022 | 0 | 2022 | 0 | 0 | eTRM SWAP004-04 | Res Clothes Washers (Gas) ¦ SDG&E ¦ All | Res Clothes Washers (Gas) | 0.57513 | 1 | 0.37879 | Rass 2019 | 0 | 2012 | 0.31 | SWAP004-04
RES-APPPLUG-60.1 | Res ¦ Standard Res Dishwasher ¦ PG&E ¦ All | Res ¦ Standard Res Dishwasher | PG&E ¦ All | PG&E | All | Gas | Standard dishwasher | Average Existing and Code |  |  | 0 | Conventional | AppPlug | Res - Single Family | Res | ROB and NEW | 0 | Residential Households | dishwasher | 11 | DEER:Res_ClothesDishWasher | 0 | 0 | 0 | eTRM SWAP006-05 | 941.58 | 2022 | 0 | 2022 | 0 | 0 | eTRM SWAP006-05 | Res Dishwashers ¦ PG&E ¦ All | Res Dishwashers | 0.74217 | 1 | 0.09 | Rass 2019 | 0 | 2012 | 0.55 | SWAP006-05
RES-APPPLUG-60.2 | Res ¦ Standard Res Dishwasher ¦ PG&E ¦ All | Res ¦ Standard Res Dishwasher | PG&E ¦ All | PG&E | All | Gas | Standard dishwasher | Average Existing and Code |  |  | 0 | Conventional | AppPlug | Res - Multi Family | Res | ROB and NEW | 0 | Residential Households | dishwasher | 11 | DEER:Res_ClothesDishWasher | 0 | 0 | 0 | eTRM SWAP006-05 | 941.58 | 2022 | 0 | 2022 | 0 | 0 | eTRM SWAP006-05 | Res Dishwashers ¦ PG&E ¦ All | Res Dishwashers | 0.54262 | 1 | 0.09 | Rass 2019 | 0 | 2012 | 0.55 | SWAP006-05
RES-APPPLUG-60.3 | Res ¦ Standard Res Dishwasher ¦ SCG ¦ All | Res ¦ Standard Res Dishwasher | SCG ¦ All | SCG | All | Gas | Standard dishwasher | Average Existing and Code |  |  | 0 | Conventional | AppPlug | Res - Single Family | Res | ROB and NEW | 0 | Residential Households | dishwasher | 11 | DEER:Res_ClothesDishWasher | 0 | 0 | 0 | eTRM SWAP006-05 | 941.58 | 2022 | 0 | 2022 | 0 | 0 | eTRM SWAP006-05 | Res Dishwashers ¦ SCG ¦ All | Res Dishwashers | 0.73173 | 1 | 0.09 | Rass 2019 | 0 | 2012 | 0.55 | SWAP006-05
RES-APPPLUG-60.4 | Res ¦ Standard Res Dishwasher ¦ SCG ¦ All | Res ¦ Standard Res Dishwasher | SCG ¦ All | SCG | All | Gas | Standard dishwasher | Average Existing and Code |  |  | 0 | Conventional | AppPlug | Res - Multi Family | Res | ROB and NEW | 0 | Residential Households | dishwasher | 11 | DEER:Res_ClothesDishWasher | 0 | 0 | 0 | eTRM SWAP006-05 | 941.58 | 2022 | 0 | 2022 | 0 | 0 | eTRM SWAP006-05 | Res Dishwashers ¦ SCG ¦ All | Res Dishwashers | 0.53808 | 1 | 0.09 | Rass 2019 | 0 | 2012 | 0.55 | SWAP006-05
RES-APPPLUG-60.5 | Res ¦ Standard Res Dishwasher ¦ SDG&E ¦ All | Res ¦ Standard Res Dishwasher | SDG&E ¦ All | SDG&E | All | Gas | Standard dishwasher | Average Existing and Code |  |  | 0 | Conventional | AppPlug | Res - Single Family | Res | ROB and NEW | 0 | Residential Households | dishwasher | 11 | DEER:Res_ClothesDishWasher | 0 | 0 | 0 | eTRM SWAP006-05 | 941.58 | 2022 | 0 | 2022 | 0 | 0 | eTRM SWAP006-05 | Res Dishwashers ¦ SDG&E ¦ All | Res Dishwashers | 0.7676 | 1 | 0.09 | Rass 2019 | 0 | 2012 | 0.55 | SWAP006-05
RES-APPPLUG-60.6 | Res ¦ Standard Res Dishwasher ¦ SDG&E ¦ All | Res ¦ Standard Res Dishwasher | SDG&E ¦ All | SDG&E | All | Gas | Standard dishwasher | Average Existing and Code |  |  | 0 | Conventional | AppPlug | Res - Multi Family | Res | ROB and NEW | 0 | Residential Households | dishwasher | 11 | DEER:Res_ClothesDishWasher | 0 | 0 | 0 | eTRM SWAP006-05 | 941.58 | 2022 | 0 | 2022 | 0 | 0 | eTRM SWAP006-05 | Res Dishwashers ¦ SDG&E ¦ All | Res Dishwashers | 0.61053 | 1 | 0.09 | Rass 2019 | 0 | 2012 | 0.55 | SWAP006-05
RES-APPPLUG-61.1 | Res ¦ Efficient Res Dishwasher ¦ PG&E ¦ All | Res ¦ Efficient Res Dishwasher | PG&E ¦ All | PG&E | All | Gas | Efficient dishwasher | Efficient |  |  | 0 | Conventional | AppPlug | Res - Single Family | Res | ROB and NEW | 0 | Residential Households | dishwasher | 11 | DEER:Res_ClothesDishWasher | -21.95 | -0.00557 | -0.607 | eTRM SWAP006-05 | 1083.71 | 2022 | 0 | 2022 | 0 | 0 | eTRM SWAP006-05 | Res Dishwashers ¦ PG&E ¦ All | Res Dishwashers | 0.74217 | 1 | 0.91 | Rass 2019 | 0 | 2012 | 0.55 | SWAP006-05
RES-APPPLUG-61.2 | Res ¦ Efficient Res Dishwasher ¦ PG&E ¦ All | Res ¦ Efficient Res Dishwasher | PG&E ¦ All | PG&E | All | Gas | Efficient dishwasher | Efficient |  |  | 0 | Conventional | AppPlug | Res - Multi Family | Res | ROB and NEW | 0 | Residential Households | dishwasher | 11 | DEER:Res_ClothesDishWasher | -17 | -0.0038 | -0.4675 | eTRM SWAP006-05 | 1083.71 | 2022 | 0 | 2022 | 0 | 0 | eTRM SWAP006-05 | Res Dishwashers ¦ PG&E ¦ All | Res Dishwashers | 0.54262 | 1 | 0.91 | Rass 2019 | 0 | 2012 | 0.55 | SWAP006-05
RES-APPPLUG-61.3 | Res ¦ Efficient Res Dishwasher ¦ SCG ¦ All | Res ¦ Efficient Res Dishwasher | SCG ¦ All | SCG | All | Gas | Efficient dishwasher | Efficient |  |  | 0 | Conventional | AppPlug | Res - Single Family | Res | ROB and NEW | 0 | Residential Households | dishwasher | 11 | DEER:Res_ClothesDishWasher | -24.55 | -0.004685 | -0.591 | eTRM SWAP006-05 | 1083.71 | 2022 | 0 | 2022 | 0 | 0 | eTRM SWAP006-05 | Res Dishwashers ¦ SCG ¦ All | Res Dishwashers | 0.73173 | 1 | 0.91 | Rass 2019 | 0 | 2012 | 0.55 | SWAP006-05
RES-APPPLUG-61.4 | Res ¦ Efficient Res Dishwasher ¦ SCG ¦ All | Res ¦ Efficient Res Dishwasher | SCG ¦ All | SCG | All | Gas | Efficient dishwasher | Efficient |  |  | 0 | Conventional | AppPlug | Res - Multi Family | Res | ROB and NEW | 0 | Residential Households | dishwasher | 11 | DEER:Res_ClothesDishWasher | -18.25 | -0.004275 | -0.449 | eTRM SWAP006-05 | 1083.71 | 2022 | 0 | 2022 | 0 | 0 | eTRM SWAP006-05 | Res Dishwashers ¦ SCG ¦ All | Res Dishwashers | 0.53808 | 1 | 0.91 | Rass 2019 | 0 | 2012 | 0.55 | SWAP006-05
RES-APPPLUG-61.5 | Res ¦ Efficient Res Dishwasher ¦ SDG&E ¦ All | Res ¦ Efficient Res Dishwasher | SDG&E ¦ All | SDG&E | All | Gas | Efficient dishwasher | Efficient |  |  | 0 | Conventional | AppPlug | Res - Single Family | Res | ROB and NEW | 0 | Residential Households | dishwasher | 11 | DEER:Res_ClothesDishWasher | -23.25 | -0.005375 | -0.6545 | eTRM SWAP006-05 | 1083.71 | 2022 | 0 | 2022 | 0 | 0 | eTRM SWAP006-05 | Res Dishwashers ¦ SDG&E ¦ All | Res Dishwashers | 0.7676 | 1 | 0.91 | Rass 2019 | 0 | 2012 | 0.55 | SWAP006-05
RES-APPPLUG-61.6 | Res ¦ Efficient Res Dishwasher ¦ SDG&E ¦ All | Res ¦ Efficient Res Dishwasher | SDG&E ¦ All | SDG&E | All | Gas | Efficient dishwasher | Efficient |  |  | 0 | Conventional | AppPlug | Res - Multi Family | Res | ROB and NEW | 0 | Residential Households | dishwasher | 11 | DEER:Res_ClothesDishWasher | -18.5 | -0.003895 | -0.442 | eTRM SWAP006-05 | 1083.71 | 2022 | 0 | 2022 | 0 | 0 | eTRM SWAP006-05 | Res Dishwashers ¦ SDG&E ¦ All | Res Dishwashers | 0.61053 | 1 | 0.91 | Rass 2019 | 0 | 2012 | 0.55 | SWAP006-05
RES-APPPLUG-70.1 | Res ¦ Res Non-Modulating Dryer Valve ¦ PG&E ¦ All | Res ¦ Res Non-Modulating Dryer Valve | PG&E ¦ All | PG&E | All | Gas | Res Non-Modulating Dryer Valve | Average Existing |  |  | 0 | Conventional | AppPlug | Res - Single Family | Res | RET Only | 0 | Residential Households | natural gas dryer valve | 10 | DEER:Res_ClothesDishWasher | 0 | 0 | 0 | eTRM SWAP012-03 | 0 | 2023 | 0 | 2023 | 0 | 0 | eTRM SWAP012-03 | Res Gas Dryer Modulating Valve ¦ PG&E ¦ All | Res Gas Dryer Modulating Valve | 0.175 | 1 | 0.986 | SME Input | 0 | 2012 | 0.55 | SWAP012-03
RES-APPPLUG-70.2 | Res ¦ Res Non-Modulating Dryer Valve ¦ PG&E ¦ All | Res ¦ Res Non-Modulating Dryer Valve | PG&E ¦ All | PG&E | All | Gas | Res Non-Modulating Dryer Valve | Average Existing |  |  | 0 | Conventional | AppPlug | Res - Multi Family | Res | RET Only | 0 | Residential Households | natural gas dryer valve | 10 | DEER:Res_ClothesDishWasher | 0 | 0 | 249 | eTRM SWAP012-03 | 0 | 2023 | 0 | 2023 | 0 | 0 | eTRM SWAP012-03 | Res Gas Dryer Modulating Valve ¦ PG&E ¦ All | Res Gas Dryer Modulating Valve | 0.085 | 1 | 0.986 | SME Input | 0 | 2012 | 0.55 | SWAP012-03
RES-APPPLUG-70.3 | Res ¦ Res Non-Modulating Dryer Valve ¦ SCG ¦ All | Res ¦ Res Non-Modulating Dryer Valve | SCG ¦ All | SCG | All | Gas | Res Non-Modulating Dryer Valve | Average Existing |  |  | 0 | Conventional | AppPlug | Res - Single Family | Res | RET Only | 0 | Residential Households | natural gas dryer valve | 10 | DEER:Res_ClothesDishWasher | 0 | 0 | 0 | eTRM SWAP012-03 | 0 | 2023 | 0 | 2023 | 0 | 0 | eTRM SWAP012-03 | Res Gas Dryer Modulating Valve ¦ SCG ¦ All | Res Gas Dryer Modulating Valve | 0.175 | 1 | 0.986 | SME Input | 0 | 2012 | 0.55 | SWAP012-03
RES-APPPLUG-70.4 | Res ¦ Res Non-Modulating Dryer Valve ¦ SCG ¦ All | Res ¦ Res Non-Modulating Dryer Valve | SCG ¦ All | SCG | All | Gas | Res Non-Modulating Dryer Valve | Average Existing |  |  | 0 | Conventional | AppPlug | Res - Multi Family | Res | RET Only | 0 | Residential Households | natural gas dryer valve | 10 | DEER:Res_ClothesDishWasher | 0 | 0 | 249 | eTRM SWAP012-03 | 0 | 2023 | 0 | 2023 | 0 | 0 | eTRM SWAP012-03 | Res Gas Dryer Modulating Valve ¦ SCG ¦ All | Res Gas Dryer Modulating Valve | 0.085 | 1 | 0.986 | SME Input | 0 | 2012 | 0.55 | SWAP012-03
RES-APPPLUG-70.5 | Res ¦ Res Non-Modulating Dryer Valve ¦ SDG&E ¦ All | Res ¦ Res Non-Modulating Dryer Valve | SDG&E ¦ All | SDG&E | All | Gas | Res Non-Modulating Dryer Valve | Average Existing |  |  | 0 | Conventional | AppPlug | Res - Single Family | Res | RET Only | 0 | Residential Households | natural gas dryer valve | 10 | DEER:Res_ClothesDishWasher | 0 | 0 | 0 | eTRM SWAP012-03 | 0 | 2023 | 0 | 2023 | 0 | 0 | eTRM SWAP012-03 | Res Gas Dryer Modulating Valve ¦ SDG&E ¦ All | Res Gas Dryer Modulating Valve | 0.175 | 1 | 0.986 | SME Input | 0 | 2012 | 0.55 | SWAP012-03
RES-APPPLUG-70.6 | Res ¦ Res Non-Modulating Dryer Valve ¦ SDG&E ¦ All | Res ¦ Res Non-Modulating Dryer Valve | SDG&E ¦ All | SDG&E | All | Gas | Res Non-Modulating Dryer Valve | Average Existing |  |  | 0 | Conventional | AppPlug | Res - Multi Family | Res | RET Only | 0 | Residential Households | natural gas dryer valve | 10 | DEER:Res_ClothesDishWasher | 0 | 0 | 249 | eTRM SWAP012-03 | 0 | 2023 | 0 | 2023 | 0 | 0 | eTRM SWAP012-03 | Res Gas Dryer Modulating Valve ¦ SDG&E ¦ All | Res Gas Dryer Modulating Valve | 0.085 | 1 | 0.986 | SME Input | 0 | 2012 | 0.55 | SWAP012-03
RES-APPPLUG-71.1 | Res ¦ Res Modulating Dryer Valve ¦ PG&E ¦ All | Res ¦ Res Modulating Dryer Valve | PG&E ¦ All | PG&E | All | Gas | Res Modulating Dryer Valve | Efficient |  |  | 0 | Conventional | AppPlug | Res - Single Family | Res | RET Only | 0 | Residential Households | natural gas dryer valve | 10 | DEER:Res_ClothesDishWasher | 0 | 0 | 0 | eTRM SWAP012-03 | 550 | 2023 | 450 | 2023 | 0 | 0 | eTRM SWAP012-03 | Res Gas Dryer Modulating Valve ¦ PG&E ¦ All | Res Gas Dryer Modulating Valve | 0.175 | 1 | 0.014 | SME Input | 0 | 2012 | 0.55 | SWAP012-03
RES-APPPLUG-71.2 | Res ¦ Res Modulating Dryer Valve ¦ PG&E ¦ All | Res ¦ Res Modulating Dryer Valve | PG&E ¦ All | PG&E | All | Gas | Res Modulating Dryer Valve | Efficient |  |  | 0 | Conventional | AppPlug | Res - Multi Family | Res | RET Only | 0 | Residential Households | natural gas dryer valve | 10 | DEER:Res_ClothesDishWasher | 0 | 0 | 218 | eTRM SWAP012-03 | 550 | 2023 | 450 | 2023 | 0 | 0 | eTRM SWAP012-03 | Res Gas Dryer Modulating Valve ¦ PG&E ¦ All | Res Gas Dryer Modulating Valve | 0.085 | 1 | 0.014 | SME Input | 0 | 2012 | 0.55 | SWAP012-03
RES-APPPLUG-71.3 | Res ¦ Res Modulating Dryer Valve ¦ SCG ¦ All | Res ¦ Res Modulating Dryer Valve | SCG ¦ All | SCG | All | Gas | Res Modulating Dryer Valve | Efficient |  |  | 0 | Conventional | AppPlug | Res - Single Family | Res | RET Only | 0 | Residential Households | natural gas dryer valve | 10 | DEER:Res_ClothesDishWasher | 0 | 0 | 0 | eTRM SWAP012-03 | 550 | 2023 | 450 | 2023 | 0 | 0 | eTRM SWAP012-03 | Res Gas Dryer Modulating Valve ¦ SCG ¦ All | Res Gas Dryer Modulating Valve | 0.175 | 1 | 0.014 | SME Input | 0 | 2012 | 0.55 | SWAP012-03
RES-APPPLUG-71.4 | Res ¦ Res Modulating Dryer Valve ¦ SCG ¦ All | Res ¦ Res Modulating Dryer Valve | SCG ¦ All | SCG | All | Gas | Res Modulating Dryer Valve | Efficient |  |  | 0 | Conventional | AppPlug | Res - Multi Family | Res | RET Only | 0 | Residential Households | natural gas dryer valve | 10 | DEER:Res_ClothesDishWasher | 0 | 0 | 218 | eTRM SWAP012-03 | 550 | 2023 | 450 | 2023 | 0 | 0 | eTRM SWAP012-03 | Res Gas Dryer Modulating Valve ¦ SCG ¦ All | Res Gas Dryer Modulating Valve | 0.085 | 1 | 0.014 | SME Input | 0 | 2012 | 0.55 | SWAP012-03
RES-APPPLUG-71.5 | Res ¦ Res Modulating Dryer Valve ¦ SDG&E ¦ All | Res ¦ Res Modulating Dryer Valve | SDG&E ¦ All | SDG&E | All | Gas | Res Modulating Dryer Valve | Efficient |  |  | 0 | Conventional | AppPlug | Res - Single Family | Res | RET Only | 0 | Residential Households | natural gas dryer valve | 10 | DEER:Res_ClothesDishWasher | 0 | 0 | 0 | eTRM SWAP012-03 | 550 | 2023 | 450 | 2023 | 0 | 0 | eTRM SWAP012-03 | Res Gas Dryer Modulating Valve ¦ SDG&E ¦ All | Res Gas Dryer Modulating Valve | 0.175 | 1 | 0.014 | SME Input | 0 | 2012 | 0.55 | SWAP012-03
RES-APPPLUG-71.6 | Res ¦ Res Modulating Dryer Valve ¦ SDG&E ¦ All | Res ¦ Res Modulating Dryer Valve | SDG&E ¦ All | SDG&E | All | Gas | Res Modulating Dryer Valve | Efficient |  |  | 0 | Conventional | AppPlug | Res - Multi Family | Res | RET Only | 0 | Residential Households | natural gas dryer valve | 10 | DEER:Res_ClothesDishWasher | 0 | 0 | 218 | eTRM SWAP012-03 | 550 | 2023 | 450 | 2023 | 0 | 0 | eTRM SWAP012-03 | Res Gas Dryer Modulating Valve ¦ SDG&E ¦ All | Res Gas Dryer Modulating Valve | 0.085 | 1 | 0.014 | SME Input | 0 | 2012 | 0.55 | SWAP012-03
RES-APPPLUG-FS-10.1 | Res ¦ Code Level Res Clothes Dryer (Gas) ¦ PG&E ¦ All | Res ¦ Code Level Res Clothes Dryer (Gas) | PG&E ¦ All | PG&E | All | Electric & Gas | CFR-compliant gas clothes dryer | Average Existing and Code |  |  | 0 | Conventional | AppPlug | Res - Single Family | Res | ROB and NEW | 0 | Residential Households | dryer | 12 | DEER:Res_ClothesDishWasher | 0 | 0 | 0 | eTRM SWAP003-04, SWAP014-03 | 869.14 | 2023 | 0 | 2023 | 0 | 0 | eTRM SWAP003-04, SWAP014-03 | Res Clothes Dryers (Gas) ¦ PG&E ¦ All | Res Clothes Dryers (Gas) | 0.31946 | 1 | 0.84167 | Rass 2019 | 0 | 2012 | 0.55 | SWAP003-03, SWAP014
RES-APPPLUG-FS-10.2 | Res ¦ Code Level Res Clothes Dryer (Gas) ¦ PG&E ¦ All | Res ¦ Code Level Res Clothes Dryer (Gas) | PG&E ¦ All | PG&E | All | Electric & Gas | CFR-compliant gas clothes dryer | Average Existing and Code |  |  | 0 | Conventional | AppPlug | Res - Multi Family | Res | ROB and NEW | 0 | Residential Households | dryer | 12 | DEER:Res_ClothesDishWasher | 0 | 0 | 0 | eTRM SWAP003-04, SWAP014-03 | 869.14 | 2023 | 0 | 2023 | 0 | 0 | eTRM SWAP003-04, SWAP014-03 | Res Clothes Dryers (Gas) ¦ PG&E ¦ All | Res Clothes Dryers (Gas) | 0.13601 | 1 | 0.85714 | Rass 2019 | 0 | 2012 | 0.55 | SWAP003-03, SWAP014
RES-APPPLUG-FS-10.3 | Res ¦ Code Level Res Clothes Dryer (Gas) ¦ SCG ¦ All | Res ¦ Code Level Res Clothes Dryer (Gas) | SCG ¦ All | SCG | All | Electric & Gas | CFR-compliant gas clothes dryer | Average Existing and Code |  |  | 0 | Conventional | AppPlug | Res - Single Family | Res | ROB and NEW | 0 | Residential Households | dryer | 12 | DEER:Res_ClothesDishWasher | 0 | 0 | 0 | eTRM SWAP003-04, SWAP014-03 | 869.14 | 2023 | 0 | 2023 | 0 | 0 | eTRM SWAP003-04, SWAP014-03 | Res Clothes Dryers (Gas) ¦ SCG ¦ All | Res Clothes Dryers (Gas) | 0.61897 | 1 | 0.84167 | Rass 2019 | 0 | 2012 | 0.55 | SWAP003-03, SWAP014
RES-APPPLUG-FS-10.4 | Res ¦ Code Level Res Clothes Dryer (Gas) ¦ SCG ¦ All | Res ¦ Code Level Res Clothes Dryer (Gas) | SCG ¦ All | SCG | All | Electric & Gas | CFR-compliant gas clothes dryer | Average Existing and Code |  |  | 0 | Conventional | AppPlug | Res - Multi Family | Res | ROB and NEW | 0 | Residential Households | dryer | 12 | DEER:Res_ClothesDishWasher | 0 | 0 | 0 | eTRM SWAP003-04, SWAP014-03 | 869.14 | 2023 | 0 | 2023 | 0 | 0 | eTRM SWAP003-04, SWAP014-03 | Res Clothes Dryers (Gas) ¦ SCG ¦ All | Res Clothes Dryers (Gas) | 0.22177 | 1 | 0.85714 | Rass 2019 | 0 | 2012 | 0.55 | SWAP003-03, SWAP014
RES-APPPLUG-FS-10.5 | Res ¦ Code Level Res Clothes Dryer (Gas) ¦ SDG&E ¦ All | Res ¦ Code Level Res Clothes Dryer (Gas) | SDG&E ¦ All | SDG&E | All | Electric & Gas | CFR-compliant gas clothes dryer | Average Existing and Code |  |  | 0 | Conventional | AppPlug | Res - Single Family | Res | ROB and NEW | 0 | Residential Households | dryer | 12 | DEER:Res_ClothesDishWasher | 0 | 0 | 0 | eTRM SWAP003-04, SWAP014-03 | 869.14 | 2023 | 0 | 2023 | 0 | 0 | eTRM SWAP003-04, SWAP014-03 | Res Clothes Dryers (Gas) ¦ SDG&E ¦ All | Res Clothes Dryers (Gas) | 0.63965 | 1 | 0.84167 | Rass 2019 | 0 | 2012 | 0.55 | SWAP003-03, SWAP014
RES-APPPLUG-FS-10.6 | Res ¦ Code Level Res Clothes Dryer (Gas) ¦ SDG&E ¦ All | Res ¦ Code Level Res Clothes Dryer (Gas) | SDG&E ¦ All | SDG&E | All | Electric & Gas | CFR-compliant gas clothes dryer | Average Existing and Code |  |  | 0 | Conventional | AppPlug | Res - Multi Family | Res | ROB and NEW | 0 | Residential Households | dryer | 12 | DEER:Res_ClothesDishWasher | 0 | 0 | 0 | eTRM SWAP003-04, SWAP014-03 | 869.14 | 2023 | 0 | 2023 | 0 | 0 | eTRM SWAP003-04, SWAP014-03 | Res Clothes Dryers (Gas) ¦ SDG&E ¦ All | Res Clothes Dryers (Gas) | 0.31007 | 1 | 0.85714 | Rass 2019 | 0 | 2012 | 0.55 | SWAP003-03, SWAP014
RES-APPPLUG-FS-11.1 | Res ¦ Efficient Res Clothes Dryer (Gas) ¦ PG&E ¦ All | Res ¦ Efficient Res Clothes Dryer (Gas) | PG&E ¦ All | PG&E | All | Electric & Gas | ENERGY STAR compliant gas clothes dryer | Efficient |  |  | 0 | Conventional | AppPlug | Res - Single Family | Res | ROB and NEW | 0 | Residential Households | dryer | 12 | DEER:Res_ClothesDishWasher | -0.474 | 0 | -3.835 | eTRM SWAP003-04 | 1223.815 | 2023 | 0 | 2023 | 0 | 0 | eTRM SWAP003-04 | Res Clothes Dryers (Gas) ¦ PG&E ¦ All | Res Clothes Dryers (Gas) | 0.31946 | 1 | 0.15833 | Rass 2019 | 0 | 2012 | 0.55 | SWAP003-04
RES-APPPLUG-FS-11.2 | Res ¦ Efficient Res Clothes Dryer (Gas) ¦ PG&E ¦ All | Res ¦ Efficient Res Clothes Dryer (Gas) | PG&E ¦ All | PG&E | All | Electric & Gas | ENERGY STAR compliant gas clothes dryer | Efficient |  |  | 0 | Conventional | AppPlug | Res - Multi Family | Res | ROB and NEW | 0 | Residential Households | dryer | 12 | DEER:Res_ClothesDishWasher | -0.474 | 0 | -3.835 | eTRM SWAP003-04 | 1223.815 | 2023 | 0 | 2023 | 0 | 0 | eTRM SWAP003-04 | Res Clothes Dryers (Gas) ¦ PG&E ¦ All | Res Clothes Dryers (Gas) | 0.13601 | 1 | 0.14286 | Rass 2019 | 0 | 2012 | 0.55 | SWAP003-04
RES-APPPLUG-FS-11.3 | Res ¦ Efficient Res Clothes Dryer (Gas) ¦ SCG ¦ All | Res ¦ Efficient Res Clothes Dryer (Gas) | SCG ¦ All | SCG | All | Electric & Gas | ENERGY STAR compliant gas clothes dryer | Efficient |  |  | 0 | Conventional | AppPlug | Res - Single Family | Res | ROB and NEW | 0 | Residential Households | dryer | 12 | DEER:Res_ClothesDishWasher | 1.069 | 0 | -3.92 | eTRM SWAP003-04 | 1223.815 | 2023 | 0 | 2023 | 0 | 0 | eTRM SWAP003-04 | Res Clothes Dryers (Gas) ¦ SCG ¦ All | Res Clothes Dryers (Gas) | 0.61897 | 1 | 0.15833 | Rass 2019 | 0 | 2012 | 0.55 | SWAP003-04
RES-APPPLUG-FS-11.4 | Res ¦ Efficient Res Clothes Dryer (Gas) ¦ SCG ¦ All | Res ¦ Efficient Res Clothes Dryer (Gas) | SCG ¦ All | SCG | All | Electric & Gas | ENERGY STAR compliant gas clothes dryer | Efficient |  |  | 0 | Conventional | AppPlug | Res - Multi Family | Res | ROB and NEW | 0 | Residential Households | dryer | 12 | DEER:Res_ClothesDishWasher | 1.069 | 0 | -3.92 | eTRM SWAP003-04 | 1223.815 | 2023 | 0 | 2023 | 0 | 0 | eTRM SWAP003-04 | Res Clothes Dryers (Gas) ¦ SCG ¦ All | Res Clothes Dryers (Gas) | 0.22177 | 1 | 0.14286 | Rass 2019 | 0 | 2012 | 0.55 | SWAP003-04
RES-APPPLUG-FS-11.5 | Res ¦ Efficient Res Clothes Dryer (Gas) ¦ SDG&E ¦ All | Res ¦ Efficient Res Clothes Dryer (Gas) | SDG&E ¦ All | SDG&E | All | Electric & Gas | ENERGY STAR compliant gas clothes dryer | Efficient |  |  | 0 | Conventional | AppPlug | Res - Single Family | Res | ROB and NEW | 0 | Residential Households | dryer | 12 | DEER:Res_ClothesDishWasher | 0.3555 | 0 | -3.905 | eTRM SWAP003-04 | 1223.815 | 2023 | 0 | 2023 | 0 | 0 | eTRM SWAP003-04 | Res Clothes Dryers (Gas) ¦ SDG&E ¦ All | Res Clothes Dryers (Gas) | 0.63965 | 1 | 0.15833 | Rass 2019 | 0 | 2012 | 0.55 | SWAP003-04
RES-APPPLUG-FS-11.6 | Res ¦ Efficient Res Clothes Dryer (Gas) ¦ SDG&E ¦ All | Res ¦ Efficient Res Clothes Dryer (Gas) | SDG&E ¦ All | SDG&E | All | Electric & Gas | ENERGY STAR compliant gas clothes dryer | Efficient |  |  | 0 | Conventional | AppPlug | Res - Multi Family | Res | ROB and NEW | 0 | Residential Households | dryer | 12 | DEER:Res_ClothesDishWasher | 0.3555 | 0 | -3.905 | eTRM SWAP003-04 | 1223.815 | 2023 | 0 | 2023 | 0 | 0 | eTRM SWAP003-04 | Res Clothes Dryers (Gas) ¦ SDG&E ¦ All | Res Clothes Dryers (Gas) | 0.31007 | 1 | 0.14286 | Rass 2019 | 0 | 2012 | 0.55 | SWAP003-04
RES-APPPLUG-FS-12.1 | Res ¦ Heat Pump Res Clothes Dryer - Fuel Sub ¦ PG&E ¦ All | Res ¦ Heat Pump Res Clothes Dryer - Fuel Sub | PG&E ¦ All | PG&E | All | Electric & Gas | ESME heat pump clothes dryer - fuel sub | Efficient |  |  | 0 | Conventional | AppPlug | Res - Single Family | Res | ROB and NEW | 1 | Residential Households | dryer | 12 | DEER:Res_ClothesDishWasher | 261 | 0 | -15 | eTRM SWAP014-03 | 1575.13 | 2024 | 227.75 | 2024 | 0 | -79.06 | eTRM SWAP014-03 | Res Clothes Dryers (Gas) ¦ PG&E ¦ All | Res Clothes Dryers (Gas) | 0.31946 | 1 | 0 |  | 0 | 2012 | 1 | SWAP014-03
RES-APPPLUG-FS-12.2 | Res ¦ Heat Pump Res Clothes Dryer - Fuel Sub ¦ PG&E ¦ All | Res ¦ Heat Pump Res Clothes Dryer - Fuel Sub | PG&E ¦ All | PG&E | All | Electric & Gas | ESME heat pump clothes dryer - fuel sub | Efficient |  |  | 0 | Conventional | AppPlug | Res - Multi Family | Res | ROB and NEW | 1 | Residential Households | dryer | 12 | DEER:Res_ClothesDishWasher | 261 | 0 | -15 | eTRM SWAP014-03 | 1575.13 | 2024 | 227.75 | 2024 | 0 | -79.06 | eTRM SWAP014-03 | Res Clothes Dryers (Gas) ¦ PG&E ¦ All | Res Clothes Dryers (Gas) | 0.13601 | 1 | 0 |  | 0 | 2012 | 1 | SWAP014-03
RES-APPPLUG-FS-12.3 | Res ¦ Heat Pump Res Clothes Dryer - Fuel Sub ¦ SCG ¦ All | Res ¦ Heat Pump Res Clothes Dryer - Fuel Sub | SCG ¦ All | SCG | All | Electric & Gas | ESME heat pump clothes dryer - fuel sub | Efficient |  |  | 0 | Conventional | AppPlug | Res - Single Family | Res | ROB and NEW | 1 | Residential Households | dryer | 12 | DEER:Res_ClothesDishWasher | 260 | 0 | -15 | eTRM SWAP014-03 | 1575.13 | 2024 | 227.75 | 2024 | 0 | -79.06 | eTRM SWAP014-03 | Res Clothes Dryers (Gas) ¦ SCG ¦ All | Res Clothes Dryers (Gas) | 0.61897 | 1 | 0 |  | 0 | 2012 | 1 | SWAP014-03
RES-APPPLUG-FS-12.4 | Res ¦ Heat Pump Res Clothes Dryer - Fuel Sub ¦ SCG ¦ All | Res ¦ Heat Pump Res Clothes Dryer - Fuel Sub | SCG ¦ All | SCG | All | Electric & Gas | ESME heat pump clothes dryer - fuel sub | Efficient |  |  | 0 | Conventional | AppPlug | Res - Multi Family | Res | ROB and NEW | 1 | Residential Households | dryer | 12 | DEER:Res_ClothesDishWasher | 260 | 0 | -15 | eTRM SWAP014-03 | 1575.13 | 2024 | 227.75 | 2024 | 0 | -79.06 | eTRM SWAP014-03 | Res Clothes Dryers (Gas) ¦ SCG ¦ All | Res Clothes Dryers (Gas) | 0.22177 | 1 | 0 |  | 0 | 2012 | 1 | SWAP014-03
RES-APPPLUG-FS-12.5 | Res ¦ Heat Pump Res Clothes Dryer - Fuel Sub ¦ SDG&E ¦ All | Res ¦ Heat Pump Res Clothes Dryer - Fuel Sub | SDG&E ¦ All | SDG&E | All | Electric & Gas | ESME heat pump clothes dryer - fuel sub | Efficient |  |  | 0 | Conventional | AppPlug | Res - Single Family | Res | ROB and NEW | 1 | Residential Households | dryer | 12 | DEER:Res_ClothesDishWasher | 261 | 0 | -15 | eTRM SWAP014-03 | 1575.13 | 2024 | 227.75 | 2024 | 0 | -79.06 | eTRM SWAP014-03 | Res Clothes Dryers (Gas) ¦ SDG&E ¦ All | Res Clothes Dryers (Gas) | 0.63965 | 1 | 0 |  | 0 | 2012 | 1 | SWAP014-03
RES-APPPLUG-FS-12.6 | Res ¦ Heat Pump Res Clothes Dryer - Fuel Sub ¦ SDG&E ¦ All | Res ¦ Heat Pump Res Clothes Dryer - Fuel Sub | SDG&E ¦ All | SDG&E | All | Electric & Gas | ESME heat pump clothes dryer - fuel sub | Efficient |  |  | 0 | Conventional | AppPlug | Res - Multi Family | Res | ROB and NEW | 1 | Residential Households | dryer | 12 | DEER:Res_ClothesDishWasher | 261 | 0 | -15 | eTRM SWAP014-03 | 1575.13 | 2024 | 227.75 | 2024 | 0 | -79.06 | eTRM SWAP014-03 | Res Clothes Dryers (Gas) ¦ SDG&E ¦ All | Res Clothes Dryers (Gas) | 0.31007 | 1 | 0 |  | 0 | 2012 | 1 | SWAP014-03
RES-APPPLUG-FS-20.1 | Res ¦ Res Gas Cooking Appliances ¦ PG&E ¦ All | Res ¦ Res Gas Cooking Appliances | PG&E ¦ All | PG&E | All | Electric & Gas | Natural gas cooktop or range | Average Existing and Code |  |  | 0 | Conventional | AppPlug | Res - Single Family | Res | ROB and NEW | 0 | Residential Households | stove | 16 | DEER:Res_ClothesDishWasher | 0 | 0 | 16.78 | eTRM SWAP013-04 | 1113.355 | 2024 | 211.87 | 2024 | 0 | 0 | eTRM SWAP013-04 | Res Cooking Appliances ¦ PG&E ¦ All | Res Cooking Appliances | 0.46249 | 1 | 1 | CLASS Web Tool - DNV GL 2012 | 0 | 2012 | 1 | SWAP013-04
RES-APPPLUG-FS-20.2 | Res ¦ Res Gas Cooking Appliances ¦ PG&E ¦ All | Res ¦ Res Gas Cooking Appliances | PG&E ¦ All | PG&E | All | Electric & Gas | Natural gas cooktop or range | Average Existing and Code |  |  | 0 | Conventional | AppPlug | Res - Multi Family | Res | ROB and NEW | 0 | Residential Households | stove | 16 | DEER:Res_ClothesDishWasher | 0 | 0 | 15.435 | eTRM SWAP013-04 | 1113.355 | 2024 | 211.87 | 2024 | 0 | 0 | eTRM SWAP013-04 | Res Cooking Appliances ¦ PG&E ¦ All | Res Cooking Appliances | 0.27291 | 1 | 1 | CLASS Web Tool - DNV GL 2012 | 0 | 2012 | 1 | SWAP013-04
RES-APPPLUG-FS-20.3 | Res ¦ Res Gas Cooking Appliances ¦ SCG ¦ All | Res ¦ Res Gas Cooking Appliances | SCG ¦ All | SCG | All | Electric & Gas | Natural gas cooktop or range | Average Existing and Code |  |  | 0 | Conventional | AppPlug | Res - Single Family | Res | ROB and NEW | 0 | Residential Households | stove | 16 | DEER:Res_ClothesDishWasher | 0 | 0 | 16.78 | eTRM SWAP013-04 | 1113.355 | 2024 | 211.87 | 2024 | 0 | 0 | eTRM SWAP013-04 | Res Cooking Appliances ¦ SCG ¦ All | Res Cooking Appliances | 0.46249 | 1 | 1 | CLASS Web Tool - DNV GL 2012 | 0 | 2012 | 1 | SWAP013-04
RES-APPPLUG-FS-20.4 | Res ¦ Res Gas Cooking Appliances ¦ SCG ¦ All | Res ¦ Res Gas Cooking Appliances | SCG ¦ All | SCG | All | Electric & Gas | Natural gas cooktop or range | Average Existing and Code |  |  | 0 | Conventional | AppPlug | Res - Multi Family | Res | ROB and NEW | 0 | Residential Households | stove | 16 | DEER:Res_ClothesDishWasher | 0 | 0 | 15.435 | eTRM SWAP013-04 | 1113.355 | 2024 | 211.87 | 2024 | 0 | 0 | eTRM SWAP013-04 | Res Cooking Appliances ¦ SCG ¦ All | Res Cooking Appliances | 0.27291 | 1 | 1 | CLASS Web Tool - DNV GL 2012 | 0 | 2012 | 1 | SWAP013-04
RES-APPPLUG-FS-20.5 | Res ¦ Res Gas Cooking Appliances ¦ SDG&E ¦ All | Res ¦ Res Gas Cooking Appliances | SDG&E ¦ All | SDG&E | All | Electric & Gas | Natural gas cooktop or range | Average Existing and Code |  |  | 0 | Conventional | AppPlug | Res - Single Family | Res | ROB and NEW | 0 | Residential Households | stove | 16 | DEER:Res_ClothesDishWasher | 0 | 0 | 16.78 | eTRM SWAP013-04 | 1113.355 | 2024 | 211.87 | 2024 | 0 | 0 | eTRM SWAP013-04 | Res Cooking Appliances ¦ SDG&E ¦ All | Res Cooking Appliances | 0.46249 | 1 | 1 | CLASS Web Tool - DNV GL 2012 | 0 | 2012 | 1 | SWAP013-04
RES-APPPLUG-FS-20.6 | Res ¦ Res Gas Cooking Appliances ¦ SDG&E ¦ All | Res ¦ Res Gas Cooking Appliances | SDG&E ¦ All | SDG&E | All | Electric & Gas | Natural gas cooktop or range | Average Existing and Code |  |  | 0 | Conventional | AppPlug | Res - Multi Family | Res | ROB and NEW | 0 | Residential Households | stove | 16 | DEER:Res_ClothesDishWasher | 0 | 0 | 15.435 | eTRM SWAP013-04 | 1113.355 | 2024 | 211.87 | 2024 | 0 | 0 | eTRM SWAP013-04 | Res Cooking Appliances ¦ SDG&E ¦ All | Res Cooking Appliances | 0.27291 | 1 | 1 | CLASS Web Tool - DNV GL 2012 | 0 | 2012 | 1 | SWAP013-04
RES-APPPLUG-FS-21.1 | Res ¦ Res ENERGY STAR Cooking - Fuel Sub ¦ PG&E ¦ All | Res ¦ Res ENERGY STAR Cooking - Fuel Sub | PG&E ¦ All | PG&E | All | Electric & Gas | ENERGY STAR electric cooktop or ENERGY STAR electric range - fuel sub | Efficient |  |  | 0 | Conventional | AppPlug | Res - Single Family | Res | ROB and NEW | 1 | Residential Households | stove | 16 | DEER:Res_ClothesDishWasher | 238 | 0 | 0 | eTRM SWAP013-04 | 1967.33 | 2024 | 211.87 | 2024 | 0 | 0 | eTRM SWAP013-04 | Res Cooking Appliances ¦ PG&E ¦ All | Res Cooking Appliances | 0.46249 | 1 | 0 | CLASS Web Tool - DNV GL 2012 | 0 | 2012 | 1 | SWAP013-04
RES-APPPLUG-FS-21.2 | Res ¦ Res ENERGY STAR Cooking - Fuel Sub ¦ PG&E ¦ All | Res ¦ Res ENERGY STAR Cooking - Fuel Sub | PG&E ¦ All | PG&E | All | Electric & Gas | ENERGY STAR electric cooktop or ENERGY STAR electric range - fuel sub | Efficient |  |  | 0 | Conventional | AppPlug | Res - Multi Family | Res | ROB and NEW | 1 | Residential Households | stove | 16 | DEER:Res_ClothesDishWasher | 166.65 | 0 | 0 | eTRM SWAP013-04 | 1967.33 | 2024 | 211.87 | 2024 | 0 | 0 | eTRM SWAP013-04 | Res Cooking Appliances ¦ PG&E ¦ All | Res Cooking Appliances | 0.27291 | 1 | 0 | CLASS Web Tool - DNV GL 2012 | 0 | 2012 | 1 | SWAP013-04
RES-APPPLUG-FS-21.3 | Res ¦ Res ENERGY STAR Cooking - Fuel Sub ¦ SCG ¦ All | Res ¦ Res ENERGY STAR Cooking - Fuel Sub | SCG ¦ All | SCG | All | Electric & Gas | ENERGY STAR electric cooktop or ENERGY STAR electric range - fuel sub | Efficient |  |  | 0 | Conventional | AppPlug | Res - Single Family | Res | ROB and NEW | 1 | Residential Households | stove | 16 | DEER:Res_ClothesDishWasher | 238 | 0 | 0 | eTRM SWAP013-04 | 1967.33 | 2024 | 211.87 | 2024 | 0 | 0 | eTRM SWAP013-04 | Res Cooking Appliances ¦ SCG ¦ All | Res Cooking Appliances | 0.46249 | 1 | 0 | CLASS Web Tool - DNV GL 2012 | 0 | 2012 | 1 | SWAP013-04
RES-APPPLUG-FS-21.4 | Res ¦ Res ENERGY STAR Cooking - Fuel Sub ¦ SCG ¦ All | Res ¦ Res ENERGY STAR Cooking - Fuel Sub | SCG ¦ All | SCG | All | Electric & Gas | ENERGY STAR electric cooktop or ENERGY STAR electric range - fuel sub | Efficient |  |  | 0 | Conventional | AppPlug | Res - Multi Family | Res | ROB and NEW | 1 | Residential Households | stove | 16 | DEER:Res_ClothesDishWasher | 166.65 | 0 | 0 | eTRM SWAP013-04 | 1967.33 | 2024 | 211.87 | 2024 | 0 | 0 | eTRM SWAP013-04 | Res Cooking Appliances ¦ SCG ¦ All | Res Cooking Appliances | 0.27291 | 1 | 0 | CLASS Web Tool - DNV GL 2012 | 0 | 2012 | 1 | SWAP013-04
RES-APPPLUG-FS-21.5 | Res ¦ Res ENERGY STAR Cooking - Fuel Sub ¦ SDG&E ¦ All | Res ¦ Res ENERGY STAR Cooking - Fuel Sub | SDG&E ¦ All | SDG&E | All | Electric & Gas | ENERGY STAR electric cooktop or ENERGY STAR electric range - fuel sub | Efficient |  |  | 0 | Conventional | AppPlug | Res - Single Family | Res | ROB and NEW | 1 | Residential Households | stove | 16 | DEER:Res_ClothesDishWasher | 238 | 0 | 0 | eTRM SWAP013-04 | 1967.33 | 2024 | 211.87 | 2024 | 0 | 0 | eTRM SWAP013-04 | Res Cooking Appliances ¦ SDG&E ¦ All | Res Cooking Appliances | 0.46249 | 1 | 0 | CLASS Web Tool - DNV GL 2012 | 0 | 2012 | 1 | SWAP013-04
RES-APPPLUG-FS-21.6 | Res ¦ Res ENERGY STAR Cooking - Fuel Sub ¦ SDG&E ¦ All | Res ¦ Res ENERGY STAR Cooking - Fuel Sub | SDG&E ¦ All | SDG&E | All | Electric & Gas | ENERGY STAR electric cooktop or ENERGY STAR electric range - fuel sub | Efficient |  |  | 0 | Conventional | AppPlug | Res - Multi Family | Res | ROB and NEW | 1 | Residential Households | stove | 16 | DEER:Res_ClothesDishWasher | 166.65 | 0 | 0 | eTRM SWAP013-04 | 1967.33 | 2024 | 211.87 | 2024 | 0 | 0 | eTRM SWAP013-04 | Res Cooking Appliances ¦ SDG&E ¦ All | Res Cooking Appliances | 0.27291 | 1 | 0 | CLASS Web Tool - DNV GL 2012 | 0 | 2012 | 1 | SWAP013-04
RES-APPPLUG-FS-30.1 | Res ¦ Code Level Gas Pool Heater ¦ PG&E ¦ All | Res ¦ Code Level Gas Pool Heater | PG&E ¦ All | PG&E | All | Electric & Gas | Standard efficiency natural gas pool heater | Average Existing and Code |  |  | 1 | Conventional | AppPlug | Res - Single Family | Res | ROB and NEW | 0 | Residential Households | pool heater | 20 | DEER:RefgFrzr_Recyc-UnConditioned | 0 | 0 | 0 | eTRM SWRE005-04 | 4031.735 | 2024 | 3339.62 | 2024 | 0 | 0 | eTRM SWRE005-04 | Res Pool Heaters ¦ PG&E ¦ All | Res Pool Heaters | 0.029425 | 1 | 1 | RASS 2019 | 0 | 2012 | 0.55 | SWRE005-04
RES-APPPLUG-FS-30.2 | Res ¦ Code Level Gas Pool Heater ¦ PG&E ¦ All | Res ¦ Code Level Gas Pool Heater | PG&E ¦ All | PG&E | All | Electric & Gas | Standard efficiency natural gas pool heater | Average Existing and Code |  |  | 1 | Conventional | AppPlug | Res - Multi Family | Res | ROB and NEW | 0 | Residential Households | pool heater | 20 | DEER:RefgFrzr_Recyc-UnConditioned | 0 | 0 | 0 | eTRM SWRE005-04 | 4031.735 | 2024 | 3339.62 | 2024 | 0 | 0 | eTRM SWRE005-04 | Res Pool Heaters ¦ PG&E ¦ All | Res Pool Heaters | 0.0052611 | 1 | 1 | RASS 2019 | 0 | 2012 | 0.55 | SWRE005-04
RES-APPPLUG-FS-30.3 | Res ¦ Code Level Gas Pool Heater ¦ SCG ¦ All | Res ¦ Code Level Gas Pool Heater | SCG ¦ All | SCG | All | Electric & Gas | Standard efficiency natural gas pool heater | Average Existing and Code |  |  | 1 | Conventional | AppPlug | Res - Single Family | Res | ROB and NEW | 0 | Residential Households | pool heater | 20 | DEER:RefgFrzr_Recyc-UnConditioned | 0 | 0 | 0 | eTRM SWRE005-04 | 4031.735 | 2024 | 3339.62 | 2024 | 0 | 0 | eTRM SWRE005-04 | Res Pool Heaters ¦ SCG ¦ All | Res Pool Heaters | 0.064679 | 1 | 1 | RASS 2019 | 0 | 2012 | 0.55 | SWRE005-04
RES-APPPLUG-FS-30.4 | Res ¦ Code Level Gas Pool Heater ¦ SCG ¦ All | Res ¦ Code Level Gas Pool Heater | SCG ¦ All | SCG | All | Electric & Gas | Standard efficiency natural gas pool heater | Average Existing and Code |  |  | 1 | Conventional | AppPlug | Res - Multi Family | Res | ROB and NEW | 0 | Residential Households | pool heater | 20 | DEER:RefgFrzr_Recyc-UnConditioned | 0 | 0 | 0 | eTRM SWRE005-04 | 4031.735 | 2024 | 3339.62 | 2024 | 0 | 0 | eTRM SWRE005-04 | Res Pool Heaters ¦ SCG ¦ All | Res Pool Heaters | 0.0077138 | 1 | 1 | RASS 2019 | 0 | 2012 | 0.55 | SWRE005-04
RES-APPPLUG-FS-30.5 | Res ¦ Code Level Gas Pool Heater ¦ SDG&E ¦ All | Res ¦ Code Level Gas Pool Heater | SDG&E ¦ All | SDG&E | All | Electric & Gas | Standard efficiency natural gas pool heater | Average Existing and Code |  |  | 1 | Conventional | AppPlug | Res - Single Family | Res | ROB and NEW | 0 | Residential Households | pool heater | 20 | DEER:RefgFrzr_Recyc-UnConditioned | 0 | 0 | 0 | eTRM SWRE005-04 | 4031.735 | 2024 | 3339.62 | 2024 | 0 | 0 | eTRM SWRE005-04 | Res Pool Heaters ¦ SDG&E ¦ All | Res Pool Heaters | 0.045218 | 1 | 1 | RASS 2019 | 0 | 2012 | 0.55 | SWRE005-04
RES-APPPLUG-FS-30.6 | Res ¦ Code Level Gas Pool Heater ¦ SDG&E ¦ All | Res ¦ Code Level Gas Pool Heater | SDG&E ¦ All | SDG&E | All | Electric & Gas | Standard efficiency natural gas pool heater | Average Existing and Code |  |  | 1 | Conventional | AppPlug | Res - Multi Family | Res | ROB and NEW | 0 | Residential Households | pool heater | 20 | DEER:RefgFrzr_Recyc-UnConditioned | 0 | 0 | 0 | eTRM SWRE005-04 | 4031.735 | 2024 | 3339.62 | 2024 | 0 | 0 | eTRM SWRE005-04 | Res Pool Heaters ¦ SDG&E ¦ All | Res Pool Heaters | 0.037658 | 1 | 1 | RASS 2019 | 0 | 2012 | 0.55 | SWRE005-04
RES-APPPLUG-FS-31.1 | Res ¦ Efficient Gas Pool Heater ¦ PG&E ¦ All | Res ¦ Efficient Gas Pool Heater | PG&E ¦ All | PG&E | All | Electric & Gas | Efficient (tier 1) gas pool heater | Efficient |  | 2031 | 1 | Conventional | AppPlug | Res - Single Family | Res | ROB and NEW | 0 | Residential Households | pool heater | 10 | DEER:Indoor_CFL_Ltg | 0 | 0 | -33 | eTRM SWRE004-04 | 4210.735 | 2024 | 3339.62 | 2024 | 0 | 0 | eTRM SWRE004-04 | Res Pool Heaters ¦ PG&E ¦ All | Res Pool Heaters | 0.029425 | 1 | 0 | RASS 2019 | 0 | 2012 | 0.55 | SWRE004-04
RES-APPPLUG-FS-31.2 | Res ¦ Efficient Gas Pool Heater ¦ SCG ¦ All | Res ¦ Efficient Gas Pool Heater | SCG ¦ All | SCG | All | Electric & Gas | Efficient (tier 1) gas pool heater | Efficient |  | 2031 | 1 | Conventional | AppPlug | Res - Single Family | Res | ROB and NEW | 0 | Residential Households | pool heater | 10 | DEER:Indoor_CFL_Ltg | 0 | 0 | -9 | eTRM SWRE004-04 | 4210.735 | 2024 | 3339.62 | 2024 | 0 | 0 | eTRM SWRE004-04 | Res Pool Heaters ¦ SCG ¦ All | Res Pool Heaters | 0.064679 | 1 | 0 | RASS 2019 | 0 | 2012 | 0.55 | SWRE004-04
RES-APPPLUG-FS-31.3 | Res ¦ Efficient Gas Pool Heater ¦ SDG&E ¦ All | Res ¦ Efficient Gas Pool Heater | SDG&E ¦ All | SDG&E | All | Electric & Gas | Efficient (tier 1) gas pool heater | Efficient |  | 2031 | 1 | Conventional | AppPlug | Res - Single Family | Res | ROB and NEW | 0 | Residential Households | pool heater | 10 | DEER:Indoor_CFL_Ltg | 0 | 0 | -15 | eTRM SWRE004-04 | 4210.735 | 2024 | 3339.62 | 2024 | 0 | 0 | eTRM SWRE004-04 | Res Pool Heaters ¦ SDG&E ¦ All | Res Pool Heaters | 0.045218 | 1 | 0 | RASS 2019 | 0 | 2012 | 0.55 | SWRE004-04
RES-APPPLUG-FS-32.1 | Res ¦ Heat Pump Pool Heater - Fuel Sub ¦ PG&E ¦ All | Res ¦ Heat Pump Pool Heater - Fuel Sub | PG&E ¦ All | PG&E | All | Electric & Gas | Efficient heat pump pool heater | Efficient | 2031 |  | 1 | Conventional | AppPlug | Res - Single Family | Res | ROB Only | 1 | Residential Households | pool heater | 20 | DEER:RefgFrzr_Recyc-UnConditioned | 2520 | 0 | -514 | eTRM SWRE005-04 | 5547.96 | 2024 | 3339.62 | 2024 | 0 | -844.41 | eTRM SWRE005-04 | Res Pool Heaters ¦ PG&E ¦ All | Res Pool Heaters | 0.029425 | 1 | 0 | RASS 2019 | 0 | 2012 | 1 | SWRE005-04
RES-APPPLUG-FS-32.2 | Res ¦ Heat Pump Pool Heater - Fuel Sub ¦ PG&E ¦ All | Res ¦ Heat Pump Pool Heater - Fuel Sub | PG&E ¦ All | PG&E | All | Electric & Gas | Efficient heat pump pool heater | Efficient | 2031 |  | 1 | Conventional | AppPlug | Res - Multi Family | Res | ROB Only | 1 | Residential Households | pool heater | 20 | DEER:RefgFrzr_Recyc-UnConditioned | 4140 | 0 | -843 | eTRM SWRE005-04 | 5547.96 | 2024 | 3339.62 | 2024 | 0 | -844.41 | eTRM SWRE005-04 | Res Pool Heaters ¦ PG&E ¦ All | Res Pool Heaters | 0.0052611 | 1 | 0 | RASS 2019 | 0 | 2012 | 1 | SWRE005-04
RES-APPPLUG-FS-32.3 | Res ¦ Heat Pump Pool Heater - Fuel Sub ¦ SCG ¦ All | Res ¦ Heat Pump Pool Heater - Fuel Sub | SCG ¦ All | SCG | All | Electric & Gas | Efficient heat pump pool heater | Efficient | 2031 |  | 1 | Conventional | AppPlug | Res - Single Family | Res | ROB Only | 1 | Residential Households | pool heater | 20 | DEER:RefgFrzr_Recyc-UnConditioned | 670 | 0 | -136 | eTRM SWRE005-04 | 5547.96 | 2024 | 3339.62 | 2024 | 0 | -844.41 | eTRM SWRE005-04 | Res Pool Heaters ¦ SCG ¦ All | Res Pool Heaters | 0.064679 | 1 | 0 | RASS 2019 | 0 | 2012 | 1 | SWRE005-04
RES-APPPLUG-FS-32.4 | Res ¦ Heat Pump Pool Heater - Fuel Sub ¦ SCG ¦ All | Res ¦ Heat Pump Pool Heater - Fuel Sub | SCG ¦ All | SCG | All | Electric & Gas | Efficient heat pump pool heater | Efficient | 2031 |  | 1 | Conventional | AppPlug | Res - Multi Family | Res | ROB Only | 1 | Residential Households | pool heater | 20 | DEER:RefgFrzr_Recyc-UnConditioned | 1090 | 0 | -222 | eTRM SWRE005-04 | 5547.96 | 2024 | 3339.62 | 2024 | 0 | -844.41 | eTRM SWRE005-04 | Res Pool Heaters ¦ SCG ¦ All | Res Pool Heaters | 0.0077138 | 1 | 0 | RASS 2019 | 0 | 2012 | 1 | SWRE005-04
RES-APPPLUG-FS-32.5 | Res ¦ Heat Pump Pool Heater - Fuel Sub ¦ SDG&E ¦ All | Res ¦ Heat Pump Pool Heater - Fuel Sub | SDG&E ¦ All | SDG&E | All | Electric & Gas | Efficient heat pump pool heater | Efficient | 2031 |  | 1 | Conventional | AppPlug | Res - Single Family | Res | ROB Only | 1 | Residential Households | pool heater | 20 | DEER:RefgFrzr_Recyc-UnConditioned | 971 | 0 | -206 | eTRM SWRE005-04 | 5547.96 | 2024 | 3339.62 | 2024 | 0 | -844.41 | eTRM SWRE005-04 | Res Pool Heaters ¦ SDG&E ¦ All | Res Pool Heaters | 0.045218 | 1 | 0 | RASS 2019 | 0 | 2012 | 1 | SWRE005-04
RES-APPPLUG-FS-32.6 | Res ¦ Heat Pump Pool Heater - Fuel Sub ¦ SDG&E ¦ All | Res ¦ Heat Pump Pool Heater - Fuel Sub | SDG&E ¦ All | SDG&E | All | Electric & Gas | Efficient heat pump pool heater | Efficient | 2031 |  | 1 | Conventional | AppPlug | Res - Multi Family | Res | ROB Only | 1 | Residential Households | pool heater | 20 | DEER:RefgFrzr_Recyc-UnConditioned | 1590 | 0 | -337 | eTRM SWRE005-04 | 5547.96 | 2024 | 3339.62 | 2024 | 0 | -844.41 | eTRM SWRE005-04 | Res Pool Heaters ¦ SDG&E ¦ All | Res Pool Heaters | 0.037658 | 1 | 0 | RASS 2019 | 0 | 2012 | 1 | SWRE005-04
RES-BLDGENV-10.1 | Res ¦ Attic/Ceiling Insulation NEW (Code) - Marine ¦ PG&E ¦ Marine | Res ¦ Attic/Ceiling Insulation NEW (Code) - Marine | PG&E ¦ Marine | PG&E | All | Electric & Gas | Attic/Ceiling Insulation NEW (Code) | Code |  |  | 0 | Conventional | BldgEnv | Res - Single Family | Res | NEW Only | 0 | Residential Households | Area-ft2 | 30 | DEER:Res_BldgShell_Ins | 0 | 0 | 0 | eTRM SWBE006-04 | 0 | 2024 | 0 | 2024 | 0 | 0 | eTRM SWBE006-04 | Res Attic/Ceiling Insulation - NEW - Marine ¦ PG&E ¦ Marine | Res Attic/Ceiling Insulation - NEW - Marine | 732.1946 | 0.5 | 0.68274 | MICS 2015; RECS 2009 | 0 | 2012 | 0.28 | SWBE006-04
RES-BLDGENV-10.2 | Res ¦ Attic/Ceiling Insulation NEW (Code) - Hot-Dry ¦ PG&E ¦ Hot-Dry | Res ¦ Attic/Ceiling Insulation NEW (Code) - Hot-Dry | PG&E ¦ Hot-Dry | PG&E | All | Electric & Gas | Attic/Ceiling Insulation NEW (Code) | Code |  |  | 0 | Conventional | BldgEnv | Res - Single Family | Res | NEW Only | 0 | Residential Households | Area-ft2 | 30 | DEER:Res_BldgShell_Ins | 0 | 0 | 0 | eTRM SWBE006-04 | 0 | 2024 | 0 | 2024 | 0 | 0 | eTRM SWBE006-04 | Res Attic/Ceiling Insulation - NEW - Hot-Dry ¦ PG&E ¦ Hot-Dry | Res Attic/Ceiling Insulation - NEW - Hot-Dry | 732.1946 | 0.5 | 0.68274 | MICS 2015; RECS 2009 | 0 | 2012 | 0.28 | SWBE006-04
RES-BLDGENV-10.3 | Res ¦ Attic/Ceiling Insulation NEW (Code) - Cold ¦ PG&E ¦ Cold | Res ¦ Attic/Ceiling Insulation NEW (Code) - Cold | PG&E ¦ Cold | PG&E | All | Electric & Gas | Attic/Ceiling Insulation NEW (Code) | Code |  |  | 0 | Conventional | BldgEnv | Res - Single Family | Res | NEW Only | 0 | Residential Households | Area-ft2 | 30 | DEER:Res_BldgShell_Ins | 0 | 0 | 0 | eTRM SWBE006-04 | 0 | 2024 | 0 | 2024 | 0 | 0 | eTRM SWBE006-04 | Res Attic/Ceiling Insulation - NEW - Cold ¦ PG&E ¦ Cold | Res Attic/Ceiling Insulation - NEW - Cold | 732.1946 | 0.5 | 0.68274 | MICS 2015; RECS 2009 | 0 | 2012 | 0.28 | SWBE006-04
RES-BLDGENV-10.4 | Res ¦ Attic/Ceiling Insulation NEW (Code) - Marine ¦ SCE ¦ Marine | Res ¦ Attic/Ceiling Insulation NEW (Code) - Marine | SCE ¦ Marine | SCE | All | Electric & Gas | Attic/Ceiling Insulation NEW (Code) | Code |  |  | 0 | Conventional | BldgEnv | Res - Single Family | Res | NEW Only | 0 | Residential Households | Area-ft2 | 30 | DEER:Res_BldgShell_Ins | 0 | 0 | 0 | eTRM SWBE006-04 | 0 | 2024 | 0 | 2024 | 0 | 0 | eTRM SWBE006-04 | Res Attic/Ceiling Insulation - NEW - Marine ¦ SCE ¦ Marine | Res Attic/Ceiling Insulation - NEW - Marine | 1897.5637 | 0.5 | 0.68274 | MICS 2015; RECS 2009 | 0 | 2012 | 0.28 | SWBE006-04
RES-BLDGENV-10.5 | Res ¦ Attic/Ceiling Insulation NEW (Code) - Hot-Dry ¦ SCE ¦ Hot-Dry | Res ¦ Attic/Ceiling Insulation NEW (Code) - Hot-Dry | SCE ¦ Hot-Dry | SCE | All | Electric & Gas | Attic/Ceiling Insulation NEW (Code) | Code |  |  | 0 | Conventional | BldgEnv | Res - Single Family | Res | NEW Only | 0 | Residential Households | Area-ft2 | 30 | DEER:Res_BldgShell_Ins | 0 | 0 | 0 | eTRM SWBE006-04 | 0 | 2024 | 0 | 2024 | 0 | 0 | eTRM SWBE006-04 | Res Attic/Ceiling Insulation - NEW - Hot-Dry ¦ SCE ¦ Hot-Dry | Res Attic/Ceiling Insulation - NEW - Hot-Dry | 1897.5637 | 0.5 | 0.68274 | MICS 2015; RECS 2009 | 0 | 2012 | 0.28 | SWBE006-04
RES-BLDGENV-10.6 | Res ¦ Attic/Ceiling Insulation NEW (Code) - Cold ¦ SCE ¦ Cold | Res ¦ Attic/Ceiling Insulation NEW (Code) - Cold | SCE ¦ Cold | SCE | All | Electric & Gas | Attic/Ceiling Insulation NEW (Code) | Code |  |  | 0 | Conventional | BldgEnv | Res - Single Family | Res | NEW Only | 0 | Residential Households | Area-ft2 | 30 | DEER:Res_BldgShell_Ins | 0 | 0 | 0 | eTRM SWBE006-04 | 0 | 2024 | 0 | 2024 | 0 | 0 | eTRM SWBE006-04 | Res Attic/Ceiling Insulation - NEW - Cold ¦ SCE ¦ Cold | Res Attic/Ceiling Insulation - NEW - Cold | 1897.5637 | 0.5 | 0.68274 | MICS 2015; RECS 2009 | 0 | 2012 | 0.28 | SWBE006-04
RES-BLDGENV-10.7 | Res ¦ Attic/Ceiling Insulation NEW (Code) - Marine ¦ SCG ¦ Marine | Res ¦ Attic/Ceiling Insulation NEW (Code) - Marine | SCG ¦ Marine | SCG | All | Electric & Gas | Attic/Ceiling Insulation NEW (Code) | Code |  |  | 0 | Conventional | BldgEnv | Res - Single Family | Res | NEW Only | 0 | Residential Households | Area-ft2 | 30 | DEER:Res_BldgShell_Ins | 0 | 0 | 0 | eTRM SWBE006-04 | 0 | 2024 | 0 | 2024 | 0 | 0 | eTRM SWBE006-04 | Res Attic/Ceiling Insulation - NEW - Marine ¦ SCG ¦ Marine | Res Attic/Ceiling Insulation - NEW - Marine | 1157.7161 | 0.5 | 0.68274 | MICS 2015; RECS 2009 | 0 | 2012 | 0.28 | SWBE006-04
RES-BLDGENV-10.8 | Res ¦ Attic/Ceiling Insulation NEW (Code) - Hot-Dry ¦ SCG ¦ Hot-Dry | Res ¦ Attic/Ceiling Insulation NEW (Code) - Hot-Dry | SCG ¦ Hot-Dry | SCG | All | Electric & Gas | Attic/Ceiling Insulation NEW (Code) | Code |  |  | 0 | Conventional | BldgEnv | Res - Single Family | Res | NEW Only | 0 | Residential Households | Area-ft2 | 30 | DEER:Res_BldgShell_Ins | 0 | 0 | 0 | eTRM SWBE006-04 | 0 | 2024 | 0 | 2024 | 0 | 0 | eTRM SWBE006-04 | Res Attic/Ceiling Insulation - NEW - Hot-Dry ¦ SCG ¦ Hot-Dry | Res Attic/Ceiling Insulation - NEW - Hot-Dry | 1157.7161 | 0.5 | 0.68274 | MICS 2015; RECS 2009 | 0 | 2012 | 0.28 | SWBE006-04
RES-BLDGENV-10.9 | Res ¦ Attic/Ceiling Insulation NEW (Code) - Cold ¦ SCG ¦ Cold | Res ¦ Attic/Ceiling Insulation NEW (Code) - Cold | SCG ¦ Cold | SCG | All | Electric & Gas | Attic/Ceiling Insulation NEW (Code) | Code |  |  | 0 | Conventional | BldgEnv | Res - Single Family | Res | NEW Only | 0 | Residential Households | Area-ft2 | 30 | DEER:Res_BldgShell_Ins | 0 | 0 | 0 | eTRM SWBE006-04 | 0 | 2024 | 0 | 2024 | 0 | 0 | eTRM SWBE006-04 | Res Attic/Ceiling Insulation - NEW - Cold ¦ SCG ¦ Cold | Res Attic/Ceiling Insulation - NEW - Cold | 1157.7161 | 0.5 | 0.68274 | MICS 2015; RECS 2009 | 0 | 2012 | 0.28 | SWBE006-04
RES-BLDGENV-10.10 | Res ¦ Attic/Ceiling Insulation NEW (Code) - Marine ¦ SDG&E ¦ Marine | Res ¦ Attic/Ceiling Insulation NEW (Code) - Marine | SDG&E ¦ Marine | SDG&E | All | Electric & Gas | Attic/Ceiling Insulation NEW (Code) | Code |  |  | 0 | Conventional | BldgEnv | Res - Single Family | Res | NEW Only | 0 | Residential Households | Area-ft2 | 30 | DEER:Res_BldgShell_Ins | 0 | 0 | 0 | eTRM SWBE006-04 | 0 | 2024 | 0 | 2024 | 0 | 0 | eTRM SWBE006-04 | Res Attic/Ceiling Insulation - NEW - Marine ¦ SDG&E ¦ Marine | Res Attic/Ceiling Insulation - NEW - Marine | 732.1946 | 0.5 | 0.68274 | MICS 2015; RECS 2009 | 0 | 2012 | 0.28 | SWBE006-04
RES-BLDGENV-10.11 | Res ¦ Attic/Ceiling Insulation NEW (Code) - Hot-Dry ¦ SDG&E ¦ Hot-Dry | Res ¦ Attic/Ceiling Insulation NEW (Code) - Hot-Dry | SDG&E ¦ Hot-Dry | SDG&E | All | Electric & Gas | Attic/Ceiling Insulation NEW (Code) | Code |  |  | 0 | Conventional | BldgEnv | Res - Single Family | Res | NEW Only | 0 | Residential Households | Area-ft2 | 30 | DEER:Res_BldgShell_Ins | 0 | 0 | 0 | eTRM SWBE006-04 | 0 | 2024 | 0 | 2024 | 0 | 0 | eTRM SWBE006-04 | Res Attic/Ceiling Insulation - NEW - Hot-Dry ¦ SDG&E ¦ Hot-Dry | Res Attic/Ceiling Insulation - NEW - Hot-Dry | 732.1946 | 0.5 | 0.68274 | MICS 2015; RECS 2009 | 0 | 2012 | 0.28 | SWBE006-04
RES-BLDGENV-10.12 | Res ¦ Attic/Ceiling Insulation NEW (Code) - Marine ¦ PG&E ¦ Marine | Res ¦ Attic/Ceiling Insulation NEW (Code) - Marine | PG&E ¦ Marine | PG&E | All | Electric & Gas | Attic/Ceiling Insulation NEW (Code) | Code |  |  | 0 | Conventional | BldgEnv | Res - Multi Family | Res | NEW Only | 0 | Residential Households | Area-ft2 | 30 | DEER:Res_BldgShell_Ins | 0 | 0 | 0 | eTRM SWBE006-04 | 0 | 2024 | 0 | 2024 | 0 | 0 | eTRM SWBE006-04 | Res Attic/Ceiling Insulation - NEW - Marine ¦ PG&E ¦ Marine | Res Attic/Ceiling Insulation - NEW - Marine | 202.4872 | 0.5 | 0.68274 | MICS 2015; RECS 2009 | 0 | 2012 | 0.28 | SWBE006-04
RES-BLDGENV-10.13 | Res ¦ Attic/Ceiling Insulation NEW (Code) - Hot-Dry ¦ PG&E ¦ Hot-Dry | Res ¦ Attic/Ceiling Insulation NEW (Code) - Hot-Dry | PG&E ¦ Hot-Dry | PG&E | All | Electric & Gas | Attic/Ceiling Insulation NEW (Code) | Code |  |  | 0 | Conventional | BldgEnv | Res - Multi Family | Res | NEW Only | 0 | Residential Households | Area-ft2 | 30 | DEER:Res_BldgShell_Ins | 0 | 0 | 0 | eTRM SWBE006-04 | 0 | 2024 | 0 | 2024 | 0 | 0 | eTRM SWBE006-04 | Res Attic/Ceiling Insulation - NEW - Hot-Dry ¦ PG&E ¦ Hot-Dry | Res Attic/Ceiling Insulation - NEW - Hot-Dry | 202.4872 | 0.5 | 0.68274 | MICS 2015; RECS 2009 | 0 | 2012 | 0.28 | SWBE006-04
RES-BLDGENV-10.14 | Res ¦ Attic/Ceiling Insulation NEW (Code) - Cold ¦ PG&E ¦ Cold | Res ¦ Attic/Ceiling Insulation NEW (Code) - Cold | PG&E ¦ Cold | PG&E | All | Electric & Gas | Attic/Ceiling Insulation NEW (Code) | Code |  |  | 0 | Conventional | BldgEnv | Res - Multi Family | Res | NEW Only | 0 | Residential Households | Area-ft2 | 30 | DEER:Res_BldgShell_Ins | 0 | 0 | 0 | eTRM SWBE006-04 | 0 | 2024 | 0 | 2024 | 0 | 0 | eTRM SWBE006-04 | Res Attic/Ceiling Insulation - NEW - Cold ¦ PG&E ¦ Cold | Res Attic/Ceiling Insulation - NEW - Cold | 202.4872 | 0.5 | 0.68274 | MICS 2015; RECS 2009 | 0 | 2012 | 0.28 | SWBE006-04
RES-BLDGENV-10.15 | Res ¦ Attic/Ceiling Insulation NEW (Code) - Marine ¦ SCE ¦ Marine | Res ¦ Attic/Ceiling Insulation NEW (Code) - Marine | SCE ¦ Marine | SCE | All | Electric & Gas | Attic/Ceiling Insulation NEW (Code) | Code |  |  | 0 | Conventional | BldgEnv | Res - Multi Family | Res | NEW Only | 0 | Residential Households | Area-ft2 | 30 | DEER:Res_BldgShell_Ins | 0 | 0 | 0 | eTRM SWBE006-04 | 0 | 2024 | 0 | 2024 | 0 | 0 | eTRM SWBE006-04 | Res Attic/Ceiling Insulation - NEW - Marine ¦ SCE ¦ Marine | Res Attic/Ceiling Insulation - NEW - Marine | 541.0118 | 0.5 | 0.68274 | MICS 2015; RECS 2009 | 0 | 2012 | 0.28 | SWBE006-04
RES-BLDGENV-10.16 | Res ¦ Attic/Ceiling Insulation NEW (Code) - Hot-Dry ¦ SCE ¦ Hot-Dry | Res ¦ Attic/Ceiling Insulation NEW (Code) - Hot-Dry | SCE ¦ Hot-Dry | SCE | All | Electric & Gas | Attic/Ceiling Insulation NEW (Code) | Code |  |  | 0 | Conventional | BldgEnv | Res - Multi Family | Res | NEW Only | 0 | Residential Households | Area-ft2 | 30 | DEER:Res_BldgShell_Ins | 0 | 0 | 0 | eTRM SWBE006-04 | 0 | 2024 | 0 | 2024 | 0 | 0 | eTRM SWBE006-04 | Res Attic/Ceiling Insulation - NEW - Hot-Dry ¦ SCE ¦ Hot-Dry | Res Attic/Ceiling Insulation - NEW - Hot-Dry | 541.0118 | 0.5 | 0.68274 | MICS 2015; RECS 2009 | 0 | 2012 | 0.28 | SWBE006-04
RES-BLDGENV-10.17 | Res ¦ Attic/Ceiling Insulation NEW (Code) - Cold ¦ SCE ¦ Cold | Res ¦ Attic/Ceiling Insulation NEW (Code) - Cold | SCE ¦ Cold | SCE | All | Electric & Gas | Attic/Ceiling Insulation NEW (Code) | Code |  |  | 0 | Conventional | BldgEnv | Res - Multi Family | Res | NEW Only | 0 | Residential Households | Area-ft2 | 30 | DEER:Res_BldgShell_Ins | 0 | 0 | 0 | eTRM SWBE006-04 | 0 | 2024 | 0 | 2024 | 0 | 0 | eTRM SWBE006-04 | Res Attic/Ceiling Insulation - NEW - Cold ¦ SCE ¦ Cold | Res Attic/Ceiling Insulation - NEW - Cold | 541.0118 | 0.5 | 0.68274 | MICS 2015; RECS 2009 | 0 | 2012 | 0.28 | SWBE006-04
RES-BLDGENV-10.18 | Res ¦ Attic/Ceiling Insulation NEW (Code) - Marine ¦ SCG ¦ Marine | Res ¦ Attic/Ceiling Insulation NEW (Code) - Marine | SCG ¦ Marine | SCG | All | Electric & Gas | Attic/Ceiling Insulation NEW (Code) | Code |  |  | 0 | Conventional | BldgEnv | Res - Multi Family | Res | NEW Only | 0 | Residential Households | Area-ft2 | 30 | DEER:Res_BldgShell_Ins | 0 | 0 | 0 | eTRM SWBE006-04 | 0 | 2024 | 0 | 2024 | 0 | 0 | eTRM SWBE006-04 | Res Attic/Ceiling Insulation - NEW - Marine ¦ SCG ¦ Marine | Res Attic/Ceiling Insulation - NEW - Marine | 236.7951 | 0.5 | 0.68274 | MICS 2015; RECS 2009 | 0 | 2012 | 0.28 | SWBE006-04
RES-BLDGENV-10.19 | Res ¦ Attic/Ceiling Insulation NEW (Code) - Hot-Dry ¦ SCG ¦ Hot-Dry | Res ¦ Attic/Ceiling Insulation NEW (Code) - Hot-Dry | SCG ¦ Hot-Dry | SCG | All | Electric & Gas | Attic/Ceiling Insulation NEW (Code) | Code |  |  | 0 | Conventional | BldgEnv | Res - Multi Family | Res | NEW Only | 0 | Residential Households | Area-ft2 | 30 | DEER:Res_BldgShell_Ins | 0 | 0 | 0 | eTRM SWBE006-04 | 0 | 2024 | 0 | 2024 | 0 | 0 | eTRM SWBE006-04 | Res Attic/Ceiling Insulation - NEW - Hot-Dry ¦ SCG ¦ Hot-Dry | Res Attic/Ceiling Insulation - NEW - Hot-Dry | 236.7951 | 0.5 | 0.68274 | MICS 2015; RECS 2009 | 0 | 2012 | 0.28 | SWBE006-04
RES-BLDGENV-10.20 | Res ¦ Attic/Ceiling Insulation NEW (Code) - Cold ¦ SCG ¦ Cold | Res ¦ Attic/Ceiling Insulation NEW (Code) - Cold | SCG ¦ Cold | SCG | All | Electric & Gas | Attic/Ceiling Insulation NEW (Code) | Code |  |  | 0 | Conventional | BldgEnv | Res - Multi Family | Res | NEW Only | 0 | Residential Households | Area-ft2 | 30 | DEER:Res_BldgShell_Ins | 0 | 0 | 0 | eTRM SWBE006-04 | 0 | 2024 | 0 | 2024 | 0 | 0 | eTRM SWBE006-04 | Res Attic/Ceiling Insulation - NEW - Cold ¦ SCG ¦ Cold | Res Attic/Ceiling Insulation - NEW - Cold | 236.7951 | 0.5 | 0.68274 | MICS 2015; RECS 2009 | 0 | 2012 | 0.28 | SWBE006-04
RES-BLDGENV-10.21 | Res ¦ Attic/Ceiling Insulation NEW (Code) - Marine ¦ SDG&E ¦ Marine | Res ¦ Attic/Ceiling Insulation NEW (Code) - Marine | SDG&E ¦ Marine | SDG&E | All | Electric & Gas | Attic/Ceiling Insulation NEW (Code) | Code |  |  | 0 | Conventional | BldgEnv | Res - Multi Family | Res | NEW Only | 0 | Residential Households | Area-ft2 | 30 | DEER:Res_BldgShell_Ins | 0 | 0 | 0 | eTRM SWBE006-04 | 0 | 2024 | 0 | 2024 | 0 | 0 | eTRM SWBE006-04 | Res Attic/Ceiling Insulation - NEW - Marine ¦ SDG&E ¦ Marine | Res Attic/Ceiling Insulation - NEW - Marine | 202.4872 | 0.5 | 0.68274 | MICS 2015; RECS 2009 | 0 | 2012 | 0.28 | SWBE006-04
RES-BLDGENV-10.22 | Res ¦ Attic/Ceiling Insulation NEW (Code) - Hot-Dry ¦ SDG&E ¦ Hot-Dry | Res ¦ Attic/Ceiling Insulation NEW (Code) - Hot-Dry | SDG&E ¦ Hot-Dry | SDG&E | All | Electric & Gas | Attic/Ceiling Insulation NEW (Code) | Code |  |  | 0 | Conventional | BldgEnv | Res - Multi Family | Res | NEW Only | 0 | Residential Households | Area-ft2 | 30 | DEER:Res_BldgShell_Ins | 0 | 0 | 0 | eTRM SWBE006-04 | 0 | 2024 | 0 | 2024 | 0 | 0 | eTRM SWBE006-04 | Res Attic/Ceiling Insulation - NEW - Hot-Dry ¦ SDG&E ¦ Hot-Dry | Res Attic/Ceiling Insulation - NEW - Hot-Dry | 202.4872 | 0.5 | 0.68274 | MICS 2015; RECS 2009 | 0 | 2012 | 0.28 | SWBE006-04
RES-BLDGENV-11.1 | Res ¦ Attic/Ceiling Insulation NEW (Add R-11) - Marine ¦ PG&E ¦ Marine | Res ¦ Attic/Ceiling Insulation NEW (Add R-11) - Marine | PG&E ¦ Marine | PG&E | All | Electric & Gas | Attic/Ceiling Insulation NEW (Add R-11) | Efficient |  |  | 0 | Conventional | BldgEnv | Res - Single Family | Res | NEW Only | 0 | Residential Households | Area-ft2 | 30 | DEER:Res_BldgShell_Ins | -0.033208 | -6.9624e-05 | -0.022477 | eTRM SWBE006-04 | 0.68 | 2024 | 0.81 | 2024 | 0 | 0 | eTRM SWBE006-04 | Res Attic/Ceiling Insulation - NEW - Marine ¦ PG&E ¦ Marine | Res Attic/Ceiling Insulation - NEW - Marine | 732.1946 | 0.5 | 0.31726 | MICS 2015; RECS 2009 | 0.447 | 2032 | 0.28 | SWBE006-04
RES-BLDGENV-11.2 | Res ¦ Attic/Ceiling Insulation NEW (Add R-11) - Hot-Dry ¦ PG&E ¦ Hot-Dry | Res ¦ Attic/Ceiling Insulation NEW (Add R-11) - Hot-Dry | PG&E ¦ Hot-Dry | PG&E | All | Electric & Gas | Attic/Ceiling Insulation NEW (Add R-11) | Efficient |  |  | 0 | Conventional | BldgEnv | Res - Single Family | Res | NEW Only | 0 | Residential Households | Area-ft2 | 30 | DEER:Res_BldgShell_Ins | -0.058165 | -0.00016376 | -0.020896 | eTRM SWBE006-04 | 0.68 | 2024 | 0.81 | 2024 | 0 | 0 | eTRM SWBE006-04 | Res Attic/Ceiling Insulation - NEW - Hot-Dry ¦ PG&E ¦ Hot-Dry | Res Attic/Ceiling Insulation - NEW - Hot-Dry | 732.1946 | 0.5 | 0.31726 | MICS 2015; RECS 2009 | 0.447 | 2032 | 0.28 | SWBE006-04
RES-BLDGENV-11.3 | Res ¦ Attic/Ceiling Insulation NEW (Add R-11) - Cold ¦ PG&E ¦ Cold | Res ¦ Attic/Ceiling Insulation NEW (Add R-11) - Cold | PG&E ¦ Cold | PG&E | All | Electric & Gas | Attic/Ceiling Insulation NEW (Add R-11) | Efficient |  |  | 0 | Conventional | BldgEnv | Res - Single Family | Res | NEW Only | 0 | Residential Households | Area-ft2 | 30 | DEER:Res_BldgShell_Ins | -0.065138 | -0.00014704 | -0.020476 | eTRM SWBE006-04 | 0.68 | 2024 | 0.81 | 2024 | 0 | 0 | eTRM SWBE006-04 | Res Attic/Ceiling Insulation - NEW - Cold ¦ PG&E ¦ Cold | Res Attic/Ceiling Insulation - NEW - Cold | 732.1946 | 0.5 | 0.31726 | MICS 2015; RECS 2009 | 0.447 | 2032 | 0.28 | SWBE006-04
RES-BLDGENV-11.4 | Res ¦ Attic/Ceiling Insulation NEW (Add R-11) - Marine ¦ SCE ¦ Marine | Res ¦ Attic/Ceiling Insulation NEW (Add R-11) - Marine | SCE ¦ Marine | SCE | All | Electric & Gas | Attic/Ceiling Insulation NEW (Add R-11) | Efficient |  |  | 0 | Conventional | BldgEnv | Res - Single Family | Res | NEW Only | 0 | Residential Households | Area-ft2 | 30 | DEER:Res_BldgShell_Ins | -0.053645 | -5.2374e-05 | -0.0131 | eTRM SWBE006-04 | 0.68 | 2024 | 0.81 | 2024 | 0 | 0 | eTRM SWBE006-04 | Res Attic/Ceiling Insulation - NEW - Marine ¦ SCE ¦ Marine | Res Attic/Ceiling Insulation - NEW - Marine | 1897.5637 | 0.5 | 0.31726 | MICS 2015; RECS 2009 | 0.447 | 2032 | 0.28 | SWBE006-04
RES-BLDGENV-11.5 | Res ¦ Attic/Ceiling Insulation NEW (Add R-11) - Hot-Dry ¦ SCE ¦ Hot-Dry | Res ¦ Attic/Ceiling Insulation NEW (Add R-11) - Hot-Dry | SCE ¦ Hot-Dry | SCE | All | Electric & Gas | Attic/Ceiling Insulation NEW (Add R-11) | Efficient |  |  | 0 | Conventional | BldgEnv | Res - Single Family | Res | NEW Only | 0 | Residential Households | Area-ft2 | 30 | DEER:Res_BldgShell_Ins | -0.097514 | -9.7238e-05 | -0.019489 | eTRM SWBE006-04 | 0.68 | 2024 | 0.81 | 2024 | 0 | 0 | eTRM SWBE006-04 | Res Attic/Ceiling Insulation - NEW - Hot-Dry ¦ SCE ¦ Hot-Dry | Res Attic/Ceiling Insulation - NEW - Hot-Dry | 1897.5637 | 0.5 | 0.31726 | MICS 2015; RECS 2009 | 0.447 | 2032 | 0.28 | SWBE006-04
RES-BLDGENV-11.6 | Res ¦ Attic/Ceiling Insulation NEW (Add R-11) - Cold ¦ SCE ¦ Cold | Res ¦ Attic/Ceiling Insulation NEW (Add R-11) - Cold | SCE ¦ Cold | SCE | All | Electric & Gas | Attic/Ceiling Insulation NEW (Add R-11) | Efficient |  |  | 0 | Conventional | BldgEnv | Res - Single Family | Res | NEW Only | 0 | Residential Households | Area-ft2 | 30 | DEER:Res_BldgShell_Ins | -0.065138 | -0.00014704 | -0.020476 | eTRM SWBE006-04 | 0.68 | 2024 | 0.81 | 2024 | 0 | 0 | eTRM SWBE006-04 | Res Attic/Ceiling Insulation - NEW - Cold ¦ SCE ¦ Cold | Res Attic/Ceiling Insulation - NEW - Cold | 1897.5637 | 0.5 | 0.31726 | MICS 2015; RECS 2009 | 0.447 | 2032 | 0.28 | SWBE006-04
RES-BLDGENV-11.7 | Res ¦ Attic/Ceiling Insulation NEW (Add R-11) - Marine ¦ SCG ¦ Marine | Res ¦ Attic/Ceiling Insulation NEW (Add R-11) - Marine | SCG ¦ Marine | SCG | All | Electric & Gas | Attic/Ceiling Insulation NEW (Add R-11) | Efficient |  |  | 0 | Conventional | BldgEnv | Res - Single Family | Res | NEW Only | 0 | Residential Households | Area-ft2 | 30 | DEER:Res_BldgShell_Ins | -0.053645 | -5.2374e-05 | -0.0131 | eTRM SWBE006-04 | 0.68 | 2024 | 0.81 | 2024 | 0 | 0 | eTRM SWBE006-04 | Res Attic/Ceiling Insulation - NEW - Marine ¦ SCG ¦ Marine | Res Attic/Ceiling Insulation - NEW - Marine | 1157.7161 | 0.5 | 0.31726 | MICS 2015; RECS 2009 | 0.447 | 2032 | 0.28 | SWBE006-04
RES-BLDGENV-11.8 | Res ¦ Attic/Ceiling Insulation NEW (Add R-11) - Hot-Dry ¦ SCG ¦ Hot-Dry | Res ¦ Attic/Ceiling Insulation NEW (Add R-11) - Hot-Dry | SCG ¦ Hot-Dry | SCG | All | Electric & Gas | Attic/Ceiling Insulation NEW (Add R-11) | Efficient |  |  | 0 | Conventional | BldgEnv | Res - Single Family | Res | NEW Only | 0 | Residential Households | Area-ft2 | 30 | DEER:Res_BldgShell_Ins | -0.097514 | -9.7238e-05 | -0.019489 | eTRM SWBE006-04 | 0.68 | 2024 | 0.81 | 2024 | 0 | 0 | eTRM SWBE006-04 | Res Attic/Ceiling Insulation - NEW - Hot-Dry ¦ SCG ¦ Hot-Dry | Res Attic/Ceiling Insulation - NEW - Hot-Dry | 1157.7161 | 0.5 | 0.31726 | MICS 2015; RECS 2009 | 0.447 | 2032 | 0.28 | SWBE006-04
RES-BLDGENV-11.9 | Res ¦ Attic/Ceiling Insulation NEW (Add R-11) - Cold ¦ SCG ¦ Cold | Res ¦ Attic/Ceiling Insulation NEW (Add R-11) - Cold | SCG ¦ Cold | SCG | All | Electric & Gas | Attic/Ceiling Insulation NEW (Add R-11) | Efficient |  |  | 0 | Conventional | BldgEnv | Res - Single Family | Res | NEW Only | 0 | Residential Households | Area-ft2 | 30 | DEER:Res_BldgShell_Ins | -0.065138 | -0.00014704 | -0.020476 | eTRM SWBE006-04 | 0.68 | 2024 | 0.81 | 2024 | 0 | 0 | eTRM SWBE006-04 | Res Attic/Ceiling Insulation - NEW - Cold ¦ SCG ¦ Cold | Res Attic/Ceiling Insulation - NEW - Cold | 1157.7161 | 0.5 | 0.31726 | MICS 2015; RECS 2009 | 0.447 | 2032 | 0.28 | SWBE006-04
RES-BLDGENV-11.10 | Res ¦ Attic/Ceiling Insulation NEW (Add R-11) - Marine ¦ SDG&E ¦ Marine | Res ¦ Attic/Ceiling Insulation NEW (Add R-11) - Marine | SDG&E ¦ Marine | SDG&E | All | Electric & Gas | Attic/Ceiling Insulation NEW (Add R-11) | Efficient |  |  | 0 | Conventional | BldgEnv | Res - Single Family | Res | NEW Only | 0 | Residential Households | Area-ft2 | 30 | DEER:Res_BldgShell_Ins | -0.053645 | -5.2374e-05 | -0.0131 | eTRM SWBE006-04 | 0.68 | 2024 | 0.81 | 2024 | 0 | 0 | eTRM SWBE006-04 | Res Attic/Ceiling Insulation - NEW - Marine ¦ SDG&E ¦ Marine | Res Attic/Ceiling Insulation - NEW - Marine | 732.1946 | 0.5 | 0.31726 | MICS 2015; RECS 2009 | 0.447 | 2032 | 0.28 | SWBE006-04
RES-BLDGENV-11.11 | Res ¦ Attic/Ceiling Insulation NEW (Add R-11) - Hot-Dry ¦ SDG&E ¦ Hot-Dry | Res ¦ Attic/Ceiling Insulation NEW (Add R-11) - Hot-Dry | SDG&E ¦ Hot-Dry | SDG&E | All | Electric & Gas | Attic/Ceiling Insulation NEW (Add R-11) | Efficient |  |  | 0 | Conventional | BldgEnv | Res - Single Family | Res | NEW Only | 0 | Residential Households | Area-ft2 | 30 | DEER:Res_BldgShell_Ins | -0.033271 | -3.3271e-05 | -0.0127 | eTRM SWBE006-04 | 0.68 | 2024 | 0.81 | 2024 | 0 | 0 | eTRM SWBE006-04 | Res Attic/Ceiling Insulation - NEW - Hot-Dry ¦ SDG&E ¦ Hot-Dry | Res Attic/Ceiling Insulation - NEW - Hot-Dry | 732.1946 | 0.5 | 0.31726 | MICS 2015; RECS 2009 | 0.447 | 2032 | 0.28 | SWBE006-04
RES-BLDGENV-11.12 | Res ¦ Attic/Ceiling Insulation NEW (Add R-11) - Marine ¦ PG&E ¦ Marine | Res ¦ Attic/Ceiling Insulation NEW (Add R-11) - Marine | PG&E ¦ Marine | PG&E | All | Electric & Gas | Attic/Ceiling Insulation NEW (Add R-11) | Efficient |  |  | 0 | Conventional | BldgEnv | Res - Multi Family | Res | NEW Only | 0 | Residential Households | Area-ft2 | 30 | DEER:Res_BldgShell_Ins | -0.038781 | -3.8781e-05 | -0.013083 | eTRM SWBE006-04 | 0.68 | 2024 | 0.81 | 2024 | 0 | 0 | eTRM SWBE006-04 | Res Attic/Ceiling Insulation - NEW - Marine ¦ PG&E ¦ Marine | Res Attic/Ceiling Insulation - NEW - Marine | 202.4872 | 0.5 | 0.31726 | MICS 2015; RECS 2009 | 0 | 2012 | 0.28 | SWBE006-04
RES-BLDGENV-11.13 | Res ¦ Attic/Ceiling Insulation NEW (Add R-11) - Hot-Dry ¦ PG&E ¦ Hot-Dry | Res ¦ Attic/Ceiling Insulation NEW (Add R-11) - Hot-Dry | PG&E ¦ Hot-Dry | PG&E | All | Electric & Gas | Attic/Ceiling Insulation NEW (Add R-11) | Efficient |  |  | 0 | Conventional | BldgEnv | Res - Multi Family | Res | NEW Only | 0 | Residential Households | Area-ft2 | 30 | DEER:Res_BldgShell_Ins | -0.056727 | -8.1039e-05 | -0.010736 | eTRM SWBE006-04 | 0.68 | 2024 | 0.81 | 2024 | 0 | 0 | eTRM SWBE006-04 | Res Attic/Ceiling Insulation - NEW - Hot-Dry ¦ PG&E ¦ Hot-Dry | Res Attic/Ceiling Insulation - NEW - Hot-Dry | 202.4872 | 0.5 | 0.31726 | MICS 2015; RECS 2009 | 0 | 2012 | 0.28 | SWBE006-04
RES-BLDGENV-11.14 | Res ¦ Attic/Ceiling Insulation NEW (Add R-11) - Cold ¦ PG&E ¦ Cold | Res ¦ Attic/Ceiling Insulation NEW (Add R-11) - Cold | PG&E ¦ Cold | PG&E | All | Electric & Gas | Attic/Ceiling Insulation NEW (Add R-11) | Efficient |  |  | 0 | Conventional | BldgEnv | Res - Multi Family | Res | NEW Only | 0 | Residential Households | Area-ft2 | 30 | DEER:Res_BldgShell_Ins | -0.062591 | -6.2591e-05 | -0.015588 | eTRM SWBE006-04 | 0.68 | 2024 | 0.81 | 2024 | 0 | 0 | eTRM SWBE006-04 | Res Attic/Ceiling Insulation - NEW - Cold ¦ PG&E ¦ Cold | Res Attic/Ceiling Insulation - NEW - Cold | 202.4872 | 0.5 | 0.31726 | MICS 2015; RECS 2009 | 0 | 2012 | 0.28 | SWBE006-04
RES-BLDGENV-11.15 | Res ¦ Attic/Ceiling Insulation NEW (Add R-11) - Marine ¦ SCE ¦ Marine | Res ¦ Attic/Ceiling Insulation NEW (Add R-11) - Marine | SCE ¦ Marine | SCE | All | Electric & Gas | Attic/Ceiling Insulation NEW (Add R-11) | Efficient |  |  | 0 | Conventional | BldgEnv | Res - Multi Family | Res | NEW Only | 0 | Residential Households | Area-ft2 | 30 | DEER:Res_BldgShell_Ins | -0.043515 | -1.7406e-05 | -0.0077594 | eTRM SWBE006-04 | 0.68 | 2024 | 0.81 | 2024 | 0 | 0 | eTRM SWBE006-04 | Res Attic/Ceiling Insulation - NEW - Marine ¦ SCE ¦ Marine | Res Attic/Ceiling Insulation - NEW - Marine | 541.0118 | 0.5 | 0.31726 | MICS 2015; RECS 2009 | 0 | 2012 | 0.28 | SWBE006-04
RES-BLDGENV-11.16 | Res ¦ Attic/Ceiling Insulation NEW (Add R-11) - Hot-Dry ¦ SCE ¦ Hot-Dry | Res ¦ Attic/Ceiling Insulation NEW (Add R-11) - Hot-Dry | SCE ¦ Hot-Dry | SCE | All | Electric & Gas | Attic/Ceiling Insulation NEW (Add R-11) | Efficient |  |  | 0 | Conventional | BldgEnv | Res - Multi Family | Res | NEW Only | 0 | Residential Households | Area-ft2 | 30 | DEER:Res_BldgShell_Ins | -0.074625 | -4.6641e-05 | -0.01248 | eTRM SWBE006-04 | 0.68 | 2024 | 0.81 | 2024 | 0 | 0 | eTRM SWBE006-04 | Res Attic/Ceiling Insulation - NEW - Hot-Dry ¦ SCE ¦ Hot-Dry | Res Attic/Ceiling Insulation - NEW - Hot-Dry | 541.0118 | 0.5 | 0.31726 | MICS 2015; RECS 2009 | 0 | 2012 | 0.28 | SWBE006-04
RES-BLDGENV-11.17 | Res ¦ Attic/Ceiling Insulation NEW (Add R-11) - Cold ¦ SCE ¦ Cold | Res ¦ Attic/Ceiling Insulation NEW (Add R-11) - Cold | SCE ¦ Cold | SCE | All | Electric & Gas | Attic/Ceiling Insulation NEW (Add R-11) | Efficient |  |  | 0 | Conventional | BldgEnv | Res - Multi Family | Res | NEW Only | 0 | Residential Households | Area-ft2 | 30 | DEER:Res_BldgShell_Ins | -0.062591 | -6.2591e-05 | -0.015588 | eTRM SWBE006-04 | 0.68 | 2024 | 0.81 | 2024 | 0 | 0 | eTRM SWBE006-04 | Res Attic/Ceiling Insulation - NEW - Cold ¦ SCE ¦ Cold | Res Attic/Ceiling Insulation - NEW - Cold | 541.0118 | 0.5 | 0.31726 | MICS 2015; RECS 2009 | 0 | 2012 | 0.28 | SWBE006-04
RES-BLDGENV-11.18 | Res ¦ Attic/Ceiling Insulation NEW (Add R-11) - Marine ¦ SCG ¦ Marine | Res ¦ Attic/Ceiling Insulation NEW (Add R-11) - Marine | SCG ¦ Marine | SCG | All | Electric & Gas | Attic/Ceiling Insulation NEW (Add R-11) | Efficient |  |  | 0 | Conventional | BldgEnv | Res - Multi Family | Res | NEW Only | 0 | Residential Households | Area-ft2 | 30 | DEER:Res_BldgShell_Ins | -0.043515 | -1.7406e-05 | -0.0077594 | eTRM SWBE006-04 | 0.68 | 2024 | 0.81 | 2024 | 0 | 0 | eTRM SWBE006-04 | Res Attic/Ceiling Insulation - NEW - Marine ¦ SCG ¦ Marine | Res Attic/Ceiling Insulation - NEW - Marine | 236.7951 | 0.5 | 0.31726 | MICS 2015; RECS 2009 | 0 | 2012 | 0.28 | SWBE006-04
RES-BLDGENV-11.19 | Res ¦ Attic/Ceiling Insulation NEW (Add R-11) - Hot-Dry ¦ SCG ¦ Hot-Dry | Res ¦ Attic/Ceiling Insulation NEW (Add R-11) - Hot-Dry | SCG ¦ Hot-Dry | SCG | All | Electric & Gas | Attic/Ceiling Insulation NEW (Add R-11) | Efficient |  |  | 0 | Conventional | BldgEnv | Res - Multi Family | Res | NEW Only | 0 | Residential Households | Area-ft2 | 30 | DEER:Res_BldgShell_Ins | -0.074625 | -4.6641e-05 | -0.01248 | eTRM SWBE006-04 | 0.68 | 2024 | 0.81 | 2024 | 0 | 0 | eTRM SWBE006-04 | Res Attic/Ceiling Insulation - NEW - Hot-Dry ¦ SCG ¦ Hot-Dry | Res Attic/Ceiling Insulation - NEW - Hot-Dry | 236.7951 | 0.5 | 0.31726 | MICS 2015; RECS 2009 | 0 | 2012 | 0.28 | SWBE006-04
RES-BLDGENV-11.20 | Res ¦ Attic/Ceiling Insulation NEW (Add R-11) - Cold ¦ SCG ¦ Cold | Res ¦ Attic/Ceiling Insulation NEW (Add R-11) - Cold | SCG ¦ Cold | SCG | All | Electric & Gas | Attic/Ceiling Insulation NEW (Add R-11) | Efficient |  |  | 0 | Conventional | BldgEnv | Res - Multi Family | Res | NEW Only | 0 | Residential Households | Area-ft2 | 30 | DEER:Res_BldgShell_Ins | -0.062591 | -6.2591e-05 | -0.015588 | eTRM SWBE006-04 | 0.68 | 2024 | 0.81 | 2024 | 0 | 0 | eTRM SWBE006-04 | Res Attic/Ceiling Insulation - NEW - Cold ¦ SCG ¦ Cold | Res Attic/Ceiling Insulation - NEW - Cold | 236.7951 | 0.5 | 0.31726 | MICS 2015; RECS 2009 | 0 | 2012 | 0.28 | SWBE006-04
RES-BLDGENV-11.21 | Res ¦ Attic/Ceiling Insulation NEW (Add R-11) - Marine ¦ SDG&E ¦ Marine | Res ¦ Attic/Ceiling Insulation NEW (Add R-11) - Marine | SDG&E ¦ Marine | SDG&E | All | Electric & Gas | Attic/Ceiling Insulation NEW (Add R-11) | Efficient |  |  | 0 | Conventional | BldgEnv | Res - Multi Family | Res | NEW Only | 0 | Residential Households | Area-ft2 | 30 | DEER:Res_BldgShell_Ins | -0.043515 | -1.7406e-05 | -0.0077594 | eTRM SWBE006-04 | 0.68 | 2024 | 0.81 | 2024 | 0 | 0 | eTRM SWBE006-04 | Res Attic/Ceiling Insulation - NEW - Marine ¦ SDG&E ¦ Marine | Res Attic/Ceiling Insulation - NEW - Marine | 202.4872 | 0.5 | 0.31726 | MICS 2015; RECS 2009 | 0 | 2012 | 0.28 | SWBE006-04
RES-BLDGENV-11.22 | Res ¦ Attic/Ceiling Insulation NEW (Add R-11) - Hot-Dry ¦ SDG&E ¦ Hot-Dry | Res ¦ Attic/Ceiling Insulation NEW (Add R-11) - Hot-Dry | SDG&E ¦ Hot-Dry | SDG&E | All | Electric & Gas | Attic/Ceiling Insulation NEW (Add R-11) | Efficient |  |  | 0 | Conventional | BldgEnv | Res - Multi Family | Res | NEW Only | 0 | Residential Households | Area-ft2 | 30 | DEER:Res_BldgShell_Ins | -0.038631 | -1.9315e-05 | -0.008065 | eTRM SWBE006-04 | 0.68 | 2024 | 0.81 | 2024 | 0 | 0 | eTRM SWBE006-04 | Res Attic/Ceiling Insulation - NEW - Hot-Dry ¦ SDG&E ¦ Hot-Dry | Res Attic/Ceiling Insulation - NEW - Hot-Dry | 202.4872 | 0.5 | 0.31726 | MICS 2015; RECS 2009 | 0 | 2012 | 0.28 | SWBE006-04
RES-BLDGENV-15.1 | Res ¦ Attic/Ceiling Insulation RET (Average Existing) - Marine ¦ PG&E ¦ Marine | Res ¦ Attic/Ceiling Insulation RET (Average Existing) - Marine | PG&E ¦ Marine | PG&E | All | Electric & Gas | Attic/Ceiling Insulation RET (Average Existing) | Average Existing |  |  | 0 | Conventional | BldgEnv | Res - Single Family | Res | RET Only | 0 | Residential Households | Area-ft2 | 30 | DEER:Res_BldgShell_Ins | 0 | 0 | 0 | eTRM SWBE006-04 | 0 | 2024 | 0 | 2024 | 0 | 0 | eTRM SWBE006-04 | Res Attic/Ceiling Insulation - RET - Marine ¦ PG&E ¦ Marine | Res Attic/Ceiling Insulation - RET - Marine | 732.1946 | 0.5 | 0.68274 | MICS 2015; RECS 2009 | 0 | 2012 | 0.28 | SWBE006-04
RES-BLDGENV-15.2 | Res ¦ Attic/Ceiling Insulation RET (Average Existing) - Hot-Dry ¦ PG&E ¦ Hot-Dry | Res ¦ Attic/Ceiling Insulation RET (Average Existing) - Hot-Dry | PG&E ¦ Hot-Dry | PG&E | All | Electric & Gas | Attic/Ceiling Insulation RET (Average Existing) | Average Existing |  |  | 0 | Conventional | BldgEnv | Res - Single Family | Res | RET Only | 0 | Residential Households | Area-ft2 | 30 | DEER:Res_BldgShell_Ins | 0 | 0 | 0 | eTRM SWBE006-04 | 0 | 2024 | 0 | 2024 | 0 | 0 | eTRM SWBE006-04 | Res Attic/Ceiling Insulation - RET - Hot-Dry ¦ PG&E ¦ Hot-Dry | Res Attic/Ceiling Insulation - RET - Hot-Dry | 732.1946 | 0.5 | 0.68274 | MICS 2015; RECS 2009 | 0 | 2012 | 0.28 | SWBE006-04
RES-BLDGENV-15.3 | Res ¦ Attic/Ceiling Insulation RET (Average Existing) - Cold ¦ PG&E ¦ Cold | Res ¦ Attic/Ceiling Insulation RET (Average Existing) - Cold | PG&E ¦ Cold | PG&E | All | Electric & Gas | Attic/Ceiling Insulation RET (Average Existing) | Average Existing |  |  | 0 | Conventional | BldgEnv | Res - Single Family | Res | RET Only | 0 | Residential Households | Area-ft2 | 30 | DEER:Res_BldgShell_Ins | 0 | 0 | 0 | eTRM SWBE006-04 | 0 | 2024 | 0 | 2024 | 0 | 0 | eTRM SWBE006-04 | Res Attic/Ceiling Insulation - RET - Cold ¦ PG&E ¦ Cold | Res Attic/Ceiling Insulation - RET - Cold | 732.1946 | 0.5 | 0.68274 | MICS 2015; RECS 2009 | 0 | 2012 | 0.28 | SWBE006-04
RES-BLDGENV-15.4 | Res ¦ Attic/Ceiling Insulation RET (Average Existing) - Marine ¦ SCE ¦ Marine | Res ¦ Attic/Ceiling Insulation RET (Average Existing) - Marine | SCE ¦ Marine | SCE | All | Electric & Gas | Attic/Ceiling Insulation RET (Average Existing) | Average Existing |  |  | 0 | Conventional | BldgEnv | Res - Single Family | Res | RET Only | 0 | Residential Households | Area-ft2 | 30 | DEER:Res_BldgShell_Ins | 0 | 0 | 0 | eTRM SWBE006-04 | 0 | 2024 | 0 | 2024 | 0 | 0 | eTRM SWBE006-04 | Res Attic/Ceiling Insulation - RET - Marine ¦ SCE ¦ Marine | Res Attic/Ceiling Insulation - RET - Marine | 1897.5637 | 0.5 | 0.68274 | MICS 2015; RECS 2009 | 0 | 2012 | 0.28 | SWBE006-04
RES-BLDGENV-15.5 | Res ¦ Attic/Ceiling Insulation RET (Average Existing) - Hot-Dry ¦ SCE ¦ Hot-Dry | Res ¦ Attic/Ceiling Insulation RET (Average Existing) - Hot-Dry | SCE ¦ Hot-Dry | SCE | All | Electric & Gas | Attic/Ceiling Insulation RET (Average Existing) | Average Existing |  |  | 0 | Conventional | BldgEnv | Res - Single Family | Res | RET Only | 0 | Residential Households | Area-ft2 | 30 | DEER:Res_BldgShell_Ins | 0 | 0 | 0 | eTRM SWBE006-04 | 0 | 2024 | 0 | 2024 | 0 | 0 | eTRM SWBE006-04 | Res Attic/Ceiling Insulation - RET - Hot-Dry ¦ SCE ¦ Hot-Dry | Res Attic/Ceiling Insulation - RET - Hot-Dry | 1897.5637 | 0.5 | 0.68274 | MICS 2015; RECS 2009 | 0 | 2012 | 0.28 | SWBE006-04
RES-BLDGENV-15.6 | Res ¦ Attic/Ceiling Insulation RET (Average Existing) - Cold ¦ SCE ¦ Cold | Res ¦ Attic/Ceiling Insulation RET (Average Existing) - Cold | SCE ¦ Cold | SCE | All | Electric & Gas | Attic/Ceiling Insulation RET (Average Existing) | Average Existing |  |  | 0 | Conventional | BldgEnv | Res - Single Family | Res | RET Only | 0 | Residential Households | Area-ft2 | 30 | DEER:Res_BldgShell_Ins | 0 | 0 | 0 | eTRM SWBE006-04 | 0 | 2024 | 0 | 2024 | 0 | 0 | eTRM SWBE006-04 | Res Attic/Ceiling Insulation - RET - Cold ¦ SCE ¦ Cold | Res Attic/Ceiling Insulation - RET - Cold | 1897.5637 | 0.5 | 0.68274 | MICS 2015; RECS 2009 | 0 | 2012 | 0.28 | SWBE006-04
RES-BLDGENV-15.7 | Res ¦ Attic/Ceiling Insulation RET (Average Existing) - Marine ¦ SCG ¦ Marine | Res ¦ Attic/Ceiling Insulation RET (Average Existing) - Marine | SCG ¦ Marine | SCG | All | Electric & Gas | Attic/Ceiling Insulation RET (Average Existing) | Average Existing |  |  | 0 | Conventional | BldgEnv | Res - Single Family | Res | RET Only | 0 | Residential Households | Area-ft2 | 30 | DEER:Res_BldgShell_Ins | 0 | 0 | 0 | eTRM SWBE006-04 | 0 | 2024 | 0 | 2024 | 0 | 0 | eTRM SWBE006-04 | Res Attic/Ceiling Insulation - RET - Marine ¦ SCG ¦ Marine | Res Attic/Ceiling Insulation - RET - Marine | 1897.5637 | 0.5 | 0.68274 | MICS 2015; RECS 2009 | 0 | 2012 | 0.28 | SWBE006-04
RES-BLDGENV-15.8 | Res ¦ Attic/Ceiling Insulation RET (Average Existing) - Hot-Dry ¦ SCG ¦ Hot-Dry | Res ¦ Attic/Ceiling Insulation RET (Average Existing) - Hot-Dry | SCG ¦ Hot-Dry | SCG | All | Electric & Gas | Attic/Ceiling Insulation RET (Average Existing) | Average Existing |  |  | 0 | Conventional | BldgEnv | Res - Single Family | Res | RET Only | 0 | Residential Households | Area-ft2 | 30 | DEER:Res_BldgShell_Ins | 0 | 0 | 0 | eTRM SWBE006-04 | 0 | 2024 | 0 | 2024 | 0 | 0 | eTRM SWBE006-04 | Res Attic/Ceiling Insulation - RET - Hot-Dry ¦ SCG ¦ Hot-Dry | Res Attic/Ceiling Insulation - RET - Hot-Dry | 1897.5637 | 0.5 | 0.68274 | MICS 2015; RECS 2009 | 0 | 2012 | 0.28 | SWBE006-04
RES-BLDGENV-15.9 | Res ¦ Attic/Ceiling Insulation RET (Average Existing) - Cold ¦ SCG ¦ Cold | Res ¦ Attic/Ceiling Insulation RET (Average Existing) - Cold | SCG ¦ Cold | SCG | All | Electric & Gas | Attic/Ceiling Insulation RET (Average Existing) | Average Existing |  |  | 0 | Conventional | BldgEnv | Res - Single Family | Res | RET Only | 0 | Residential Households | Area-ft2 | 30 | DEER:Res_BldgShell_Ins | 0 | 0 | 0 | eTRM SWBE006-04 | 0 | 2024 | 0 | 2024 | 0 | 0 | eTRM SWBE006-04 | Res Attic/Ceiling Insulation - RET - Cold ¦ SCG ¦ Cold | Res Attic/Ceiling Insulation - RET - Cold | 1897.5637 | 0.5 | 0.68274 | MICS 2015; RECS 2009 | 0 | 2012 | 0.28 | SWBE006-04
RES-BLDGENV-15.10 | Res ¦ Attic/Ceiling Insulation RET (Average Existing) - Marine ¦ SDG&E ¦ Marine | Res ¦ Attic/Ceiling Insulation RET (Average Existing) - Marine | SDG&E ¦ Marine | SDG&E | All | Electric & Gas | Attic/Ceiling Insulation RET (Average Existing) | Average Existing |  |  | 0 | Conventional | BldgEnv | Res - Single Family | Res | RET Only | 0 | Residential Households | Area-ft2 | 30 | DEER:Res_BldgShell_Ins | 0 | 0 | 0 | eTRM SWBE006-04 | 0 | 2024 | 0 | 2024 | 0 | 0 | eTRM SWBE006-04 | Res Attic/Ceiling Insulation - RET - Marine ¦ SDG&E ¦ Marine | Res Attic/Ceiling Insulation - RET - Marine | 1157.7161 | 0.5 | 0.68274 | MICS 2015; RECS 2009 | 0 | 2012 | 0.28 | SWBE006-04
RES-BLDGENV-15.11 | Res ¦ Attic/Ceiling Insulation RET (Average Existing) - Hot-Dry ¦ SDG&E ¦ Hot-Dry | Res ¦ Attic/Ceiling Insulation RET (Average Existing) - Hot-Dry | SDG&E ¦ Hot-Dry | SDG&E | All | Electric & Gas | Attic/Ceiling Insulation RET (Average Existing) | Average Existing |  |  | 0 | Conventional | BldgEnv | Res - Single Family | Res | RET Only | 0 | Residential Households | Area-ft2 | 30 | DEER:Res_BldgShell_Ins | 0 | 0 | 0 | eTRM SWBE006-04 | 0 | 2024 | 0 | 2024 | 0 | 0 | eTRM SWBE006-04 | Res Attic/Ceiling Insulation - RET - Hot-Dry ¦ SDG&E ¦ Hot-Dry | Res Attic/Ceiling Insulation - RET - Hot-Dry | 1157.7161 | 0.5 | 0.68274 | MICS 2015; RECS 2009 | 0 | 2012 | 0.28 | SWBE006-04
RES-BLDGENV-15.12 | Res ¦ Attic/Ceiling Insulation RET (Average Existing) - Marine ¦ PG&E ¦ Marine | Res ¦ Attic/Ceiling Insulation RET (Average Existing) - Marine | PG&E ¦ Marine | PG&E | All | Electric & Gas | Attic/Ceiling Insulation RET (Average Existing) | Average Existing |  |  | 0 | Conventional | BldgEnv | Res - Multi Family | Res | RET Only | 0 | Residential Households | Area-ft2 | 30 | DEER:Res_BldgShell_Ins | 0 | 0 | 0 | eTRM SWBE006-04 | 0 | 2024 | 0 | 2024 | 0 | 0 | eTRM SWBE006-04 | Res Attic/Ceiling Insulation - RET - Marine ¦ PG&E ¦ Marine | Res Attic/Ceiling Insulation - RET - Marine | 202.4872 | 0.5 | 0.68274 | MICS 2015; RECS 2009 | 0 | 2012 | 0.28 | SWBE006-04
RES-BLDGENV-15.13 | Res ¦ Attic/Ceiling Insulation RET (Average Existing) - Hot-Dry ¦ PG&E ¦ Hot-Dry | Res ¦ Attic/Ceiling Insulation RET (Average Existing) - Hot-Dry | PG&E ¦ Hot-Dry | PG&E | All | Electric & Gas | Attic/Ceiling Insulation RET (Average Existing) | Average Existing |  |  | 0 | Conventional | BldgEnv | Res - Multi Family | Res | RET Only | 0 | Residential Households | Area-ft2 | 30 | DEER:Res_BldgShell_Ins | 0 | 0 | 0 | eTRM SWBE006-04 | 0 | 2024 | 0 | 2024 | 0 | 0 | eTRM SWBE006-04 | Res Attic/Ceiling Insulation - RET - Hot-Dry ¦ PG&E ¦ Hot-Dry | Res Attic/Ceiling Insulation - RET - Hot-Dry | 202.4872 | 0.5 | 0.68274 | MICS 2015; RECS 2009 | 0 | 2012 | 0.28 | SWBE006-04
RES-BLDGENV-15.14 | Res ¦ Attic/Ceiling Insulation RET (Average Existing) - Cold ¦ PG&E ¦ Cold | Res ¦ Attic/Ceiling Insulation RET (Average Existing) - Cold | PG&E ¦ Cold | PG&E | All | Electric & Gas | Attic/Ceiling Insulation RET (Average Existing) | Average Existing |  |  | 0 | Conventional | BldgEnv | Res - Multi Family | Res | RET Only | 0 | Residential Households | Area-ft2 | 30 | DEER:Res_BldgShell_Ins | 0 | 0 | 0 | eTRM SWBE006-04 | 0 | 2024 | 0 | 2024 | 0 | 0 | eTRM SWBE006-04 | Res Attic/Ceiling Insulation - RET - Cold ¦ PG&E ¦ Cold | Res Attic/Ceiling Insulation - RET - Cold | 202.4872 | 0.5 | 0.68274 | MICS 2015; RECS 2009 | 0 | 2012 | 0.28 | SWBE006-04
RES-BLDGENV-15.15 | Res ¦ Attic/Ceiling Insulation RET (Average Existing) - Marine ¦ SCE ¦ Marine | Res ¦ Attic/Ceiling Insulation RET (Average Existing) - Marine | SCE ¦ Marine | SCE | All | Electric & Gas | Attic/Ceiling Insulation RET (Average Existing) | Average Existing |  |  | 0 | Conventional | BldgEnv | Res - Multi Family | Res | RET Only | 0 | Residential Households | Area-ft2 | 30 | DEER:Res_BldgShell_Ins | 0 | 0 | 0 | eTRM SWBE006-04 | 0 | 2024 | 0 | 2024 | 0 | 0 | eTRM SWBE006-04 | Res Attic/Ceiling Insulation - RET - Marine ¦ SCE ¦ Marine | Res Attic/Ceiling Insulation - RET - Marine | 541.0118 | 0.5 | 0.68274 | MICS 2015; RECS 2009 | 0 | 2012 | 0.28 | SWBE006-04
RES-BLDGENV-15.16 | Res ¦ Attic/Ceiling Insulation RET (Average Existing) - Hot-Dry ¦ SCE ¦ Hot-Dry | Res ¦ Attic/Ceiling Insulation RET (Average Existing) - Hot-Dry | SCE ¦ Hot-Dry | SCE | All | Electric & Gas | Attic/Ceiling Insulation RET (Average Existing) | Average Existing |  |  | 0 | Conventional | BldgEnv | Res - Multi Family | Res | RET Only | 0 | Residential Households | Area-ft2 | 30 | DEER:Res_BldgShell_Ins | 0 | 0 | 0 | eTRM SWBE006-04 | 0 | 2024 | 0 | 2024 | 0 | 0 | eTRM SWBE006-04 | Res Attic/Ceiling Insulation - RET - Hot-Dry ¦ SCE ¦ Hot-Dry | Res Attic/Ceiling Insulation - RET - Hot-Dry | 541.0118 | 0.5 | 0.68274 | MICS 2015; RECS 2009 | 0 | 2012 | 0.28 | SWBE006-04
RES-BLDGENV-15.17 | Res ¦ Attic/Ceiling Insulation RET (Average Existing) - Cold ¦ SCE ¦ Cold | Res ¦ Attic/Ceiling Insulation RET (Average Existing) - Cold | SCE ¦ Cold | SCE | All | Electric & Gas | Attic/Ceiling Insulation RET (Average Existing) | Average Existing |  |  | 0 | Conventional | BldgEnv | Res - Multi Family | Res | RET Only | 0 | Residential Households | Area-ft2 | 30 | DEER:Res_BldgShell_Ins | 0 | 0 | 0 | eTRM SWBE006-04 | 0 | 2024 | 0 | 2024 | 0 | 0 | eTRM SWBE006-04 | Res Attic/Ceiling Insulation - RET - Cold ¦ SCE ¦ Cold | Res Attic/Ceiling Insulation - RET - Cold | 541.0118 | 0.5 | 0.68274 | MICS 2015; RECS 2009 | 0 | 2012 | 0.28 | SWBE006-04
RES-BLDGENV-15.18 | Res ¦ Attic/Ceiling Insulation RET (Average Existing) - Marine ¦ SCG ¦ Marine | Res ¦ Attic/Ceiling Insulation RET (Average Existing) - Marine | SCG ¦ Marine | SCG | All | Electric & Gas | Attic/Ceiling Insulation RET (Average Existing) | Average Existing |  |  | 0 | Conventional | BldgEnv | Res - Multi Family | Res | RET Only | 0 | Residential Households | Area-ft2 | 30 | DEER:Res_BldgShell_Ins | 0 | 0 | 0 | eTRM SWBE006-04 | 0 | 2024 | 0 | 2024 | 0 | 0 | eTRM SWBE006-04 | Res Attic/Ceiling Insulation - RET - Marine ¦ SCG ¦ Marine | Res Attic/Ceiling Insulation - RET - Marine | 541.0118 | 0.5 | 0.68274 | MICS 2015; RECS 2009 | 0 | 2012 | 0.28 | SWBE006-04
RES-BLDGENV-15.19 | Res ¦ Attic/Ceiling Insulation RET (Average Existing) - Hot-Dry ¦ SCG ¦ Hot-Dry | Res ¦ Attic/Ceiling Insulation RET (Average Existing) - Hot-Dry | SCG ¦ Hot-Dry | SCG | All | Electric & Gas | Attic/Ceiling Insulation RET (Average Existing) | Average Existing |  |  | 0 | Conventional | BldgEnv | Res - Multi Family | Res | RET Only | 0 | Residential Households | Area-ft2 | 30 | DEER:Res_BldgShell_Ins | 0 | 0 | 0 | eTRM SWBE006-04 | 0 | 2024 | 0 | 2024 | 0 | 0 | eTRM SWBE006-04 | Res Attic/Ceiling Insulation - RET - Hot-Dry ¦ SCG ¦ Hot-Dry | Res Attic/Ceiling Insulation - RET - Hot-Dry | 541.0118 | 0.5 | 0.68274 | MICS 2015; RECS 2009 | 0 | 2012 | 0.28 | SWBE006-04
RES-BLDGENV-15.20 | Res ¦ Attic/Ceiling Insulation RET (Average Existing) - Cold ¦ SCG ¦ Cold | Res ¦ Attic/Ceiling Insulation RET (Average Existing) - Cold | SCG ¦ Cold | SCG | All | Electric & Gas | Attic/Ceiling Insulation RET (Average Existing) | Average Existing |  |  | 0 | Conventional | BldgEnv | Res - Multi Family | Res | RET Only | 0 | Residential Households | Area-ft2 | 30 | DEER:Res_BldgShell_Ins | 0 | 0 | 0 | eTRM SWBE006-04 | 0 | 2024 | 0 | 2024 | 0 | 0 | eTRM SWBE006-04 | Res Attic/Ceiling Insulation - RET - Cold ¦ SCG ¦ Cold | Res Attic/Ceiling Insulation - RET - Cold | 541.0118 | 0.5 | 0.68274 | MICS 2015; RECS 2009 | 0 | 2012 | 0.28 | SWBE006-04
RES-BLDGENV-15.21 | Res ¦ Attic/Ceiling Insulation RET (Average Existing) - Marine ¦ SDG&E ¦ Marine | Res ¦ Attic/Ceiling Insulation RET (Average Existing) - Marine | SDG&E ¦ Marine | SDG&E | All | Electric & Gas | Attic/Ceiling Insulation RET (Average Existing) | Average Existing |  |  | 0 | Conventional | BldgEnv | Res - Multi Family | Res | RET Only | 0 | Residential Households | Area-ft2 | 30 | DEER:Res_BldgShell_Ins | 0 | 0 | 0 | eTRM SWBE006-04 | 0 | 2024 | 0 | 2024 | 0 | 0 | eTRM SWBE006-04 | Res Attic/Ceiling Insulation - RET - Marine ¦ SDG&E ¦ Marine | Res Attic/Ceiling Insulation - RET - Marine | 236.7951 | 0.5 | 0.68274 | MICS 2015; RECS 2009 | 0 | 2012 | 0.28 | SWBE006-04
RES-BLDGENV-15.22 | Res ¦ Attic/Ceiling Insulation RET (Average Existing) - Hot-Dry ¦ SDG&E ¦ Hot-Dry | Res ¦ Attic/Ceiling Insulation RET (Average Existing) - Hot-Dry | SDG&E ¦ Hot-Dry | SDG&E | All | Electric & Gas | Attic/Ceiling Insulation RET (Average Existing) | Average Existing |  |  | 0 | Conventional | BldgEnv | Res - Multi Family | Res | RET Only | 0 | Residential Households | Area-ft2 | 30 | DEER:Res_BldgShell_Ins | 0 | 0 | 0 | eTRM SWBE006-04 | 0 | 2024 | 0 | 2024 | 0 | 0 | eTRM SWBE006-04 | Res Attic/Ceiling Insulation - RET - Hot-Dry ¦ SDG&E ¦ Hot-Dry | Res Attic/Ceiling Insulation - RET - Hot-Dry | 236.7951 | 0.5 | 0.68274 | MICS 2015; RECS 2009 | 0 | 2012 | 0.28 | SWBE006-04
RES-BLDGENV-16.1 | Res ¦ Attic/Ceiling Insulation RET (Add R-30) - Marine ¦ PG&E ¦ Marine | Res ¦ Attic/Ceiling Insulation RET (Add R-30) - Marine | PG&E ¦ Marine | PG&E | All | Electric & Gas | Attic/Ceiling Insulation RET (Add R-30) | Efficient |  |  | 0 | Conventional | BldgEnv | Res - Single Family | Res | RET Only | 0 | Residential Households | Area-ft2 | 30 | DEER:Res_BldgShell_Ins | -0.056416 | -0.00011604 | -0.034455 | eTRM SWBE006-04 | 1.28 | 2024 | 0.81 | 2024 | 0 | 0 | eTRM SWBE006-04 | Res Attic/Ceiling Insulation - RET - Marine ¦ PG&E ¦ Marine | Res Attic/Ceiling Insulation - RET - Marine | 732.1946 | 0.5 | 0.31726 | MICS 2015; RECS 2009 | 0.48458 | 2032 | 0.28 | SWBE006-04
RES-BLDGENV-16.2 | Res ¦ Attic/Ceiling Insulation RET (Add R-30) - Hot-Dry ¦ PG&E ¦ Hot-Dry | Res ¦ Attic/Ceiling Insulation RET (Add R-30) - Hot-Dry | PG&E ¦ Hot-Dry | PG&E | All | Electric & Gas | Attic/Ceiling Insulation RET (Add R-30) | Efficient |  |  | 0 | Conventional | BldgEnv | Res - Single Family | Res | RET Only | 0 | Residential Households | Area-ft2 | 30 | DEER:Res_BldgShell_Ins | -0.087063 | -0.00024082 | -0.030693 | eTRM SWBE006-04 | 1.28 | 2024 | 0.81 | 2024 | 0 | 0 | eTRM SWBE006-04 | Res Attic/Ceiling Insulation - RET - Hot-Dry ¦ PG&E ¦ Hot-Dry | Res Attic/Ceiling Insulation - RET - Hot-Dry | 732.1946 | 0.5 | 0.31726 | MICS 2015; RECS 2009 | 0.48458 | 2032 | 0.28 | SWBE006-04
RES-BLDGENV-16.3 | Res ¦ Attic/Ceiling Insulation RET (Add R-30) - Cold ¦ PG&E ¦ Cold | Res ¦ Attic/Ceiling Insulation RET (Add R-30) - Cold | PG&E ¦ Cold | PG&E | All | Electric & Gas | Attic/Ceiling Insulation RET (Add R-30) | Efficient |  |  | 0 | Conventional | BldgEnv | Res - Single Family | Res | RET Only | 0 | Residential Households | Area-ft2 | 30 | DEER:Res_BldgShell_Ins | -0.1019 | -0.00022055 | -0.030276 | eTRM SWBE006-04 | 1.28 | 2024 | 0.81 | 2024 | 0 | 0 | eTRM SWBE006-04 | Res Attic/Ceiling Insulation - RET - Cold ¦ PG&E ¦ Cold | Res Attic/Ceiling Insulation - RET - Cold | 732.1946 | 0.5 | 0.31726 | MICS 2015; RECS 2009 | 0.48458 | 2032 | 0.28 | SWBE006-04
RES-BLDGENV-16.4 | Res ¦ Attic/Ceiling Insulation RET (Add R-30) - Marine ¦ SCE ¦ Marine | Res ¦ Attic/Ceiling Insulation RET (Add R-30) - Marine | SCE ¦ Marine | SCE | All | Electric & Gas | Attic/Ceiling Insulation RET (Add R-30) | Efficient |  |  | 0 | Conventional | BldgEnv | Res - Single Family | Res | RET Only | 0 | Residential Households | Area-ft2 | 30 | DEER:Res_BldgShell_Ins | -0.079832 | -7.8562e-05 | -0.0194 | eTRM SWBE006-04 | 1.28 | 2024 | 0.81 | 2024 | 0 | 0 | eTRM SWBE006-04 | Res Attic/Ceiling Insulation - RET - Marine ¦ SCE ¦ Marine | Res Attic/Ceiling Insulation - RET - Marine | 1897.5637 | 0.5 | 0.31726 | MICS 2015; RECS 2009 | 0.48458 | 2032 | 0.28 | SWBE006-04
RES-BLDGENV-16.5 | Res ¦ Attic/Ceiling Insulation RET (Add R-30) - Hot-Dry ¦ SCE ¦ Hot-Dry | Res ¦ Attic/Ceiling Insulation RET (Add R-30) - Hot-Dry | SCE ¦ Hot-Dry | SCE | All | Electric & Gas | Attic/Ceiling Insulation RET (Add R-30) | Efficient |  |  | 0 | Conventional | BldgEnv | Res - Single Family | Res | RET Only | 0 | Residential Households | Area-ft2 | 30 | DEER:Res_BldgShell_Ins | -0.14613 | -0.00014586 | -0.029186 | eTRM SWBE006-04 | 1.28 | 2024 | 0.81 | 2024 | 0 | 0 | eTRM SWBE006-04 | Res Attic/Ceiling Insulation - RET - Hot-Dry ¦ SCE ¦ Hot-Dry | Res Attic/Ceiling Insulation - RET - Hot-Dry | 1897.5637 | 0.5 | 0.31726 | MICS 2015; RECS 2009 | 0.48458 | 2032 | 0.28 | SWBE006-04
RES-BLDGENV-16.6 | Res ¦ Attic/Ceiling Insulation RET (Add R-30) - Cold ¦ SCE ¦ Cold | Res ¦ Attic/Ceiling Insulation RET (Add R-30) - Cold | SCE ¦ Cold | SCE | All | Electric & Gas | Attic/Ceiling Insulation RET (Add R-30) | Efficient |  |  | 0 | Conventional | BldgEnv | Res - Single Family | Res | RET Only | 0 | Residential Households | Area-ft2 | 30 | DEER:Res_BldgShell_Ins | -0.1019 | -0.00022055 | -0.030276 | eTRM SWBE006-04 | 1.28 | 2024 | 0.81 | 2024 | 0 | 0 | eTRM SWBE006-04 | Res Attic/Ceiling Insulation - RET - Cold ¦ SCE ¦ Cold | Res Attic/Ceiling Insulation - RET - Cold | 1897.5637 | 0.5 | 0.31726 | MICS 2015; RECS 2009 | 0.48458 | 2032 | 0.28 | SWBE006-04
RES-BLDGENV-16.7 | Res ¦ Attic/Ceiling Insulation RET (Add R-30) - Marine ¦ SCG ¦ Marine | Res ¦ Attic/Ceiling Insulation RET (Add R-30) - Marine | SCG ¦ Marine | SCG | All | Electric & Gas | Attic/Ceiling Insulation RET (Add R-30) | Efficient |  |  | 0 | Conventional | BldgEnv | Res - Single Family | Res | RET Only | 0 | Residential Households | Area-ft2 | 30 | DEER:Res_BldgShell_Ins | -0.079832 | -7.8562e-05 | -0.0194 | eTRM SWBE006-04 | 1.28 | 2024 | 0.81 | 2024 | 0 | 0 | eTRM SWBE006-04 | Res Attic/Ceiling Insulation - RET - Marine ¦ SCG ¦ Marine | Res Attic/Ceiling Insulation - RET - Marine | 1897.5637 | 0.5 | 0.31726 | MICS 2015; RECS 2009 | 0.48458 | 2032 | 0.28 | SWBE006-04
RES-BLDGENV-16.8 | Res ¦ Attic/Ceiling Insulation RET (Add R-30) - Hot-Dry ¦ SCG ¦ Hot-Dry | Res ¦ Attic/Ceiling Insulation RET (Add R-30) - Hot-Dry | SCG ¦ Hot-Dry | SCG | All | Electric & Gas | Attic/Ceiling Insulation RET (Add R-30) | Efficient |  |  | 0 | Conventional | BldgEnv | Res - Single Family | Res | RET Only | 0 | Residential Households | Area-ft2 | 30 | DEER:Res_BldgShell_Ins | -0.14613 | -0.00014586 | -0.029186 | eTRM SWBE006-04 | 1.28 | 2024 | 0.81 | 2024 | 0 | 0 | eTRM SWBE006-04 | Res Attic/Ceiling Insulation - RET - Hot-Dry ¦ SCG ¦ Hot-Dry | Res Attic/Ceiling Insulation - RET - Hot-Dry | 1897.5637 | 0.5 | 0.31726 | MICS 2015; RECS 2009 | 0.48458 | 2032 | 0.28 | SWBE006-04
RES-BLDGENV-16.9 | Res ¦ Attic/Ceiling Insulation RET (Add R-30) - Cold ¦ SCG ¦ Cold | Res ¦ Attic/Ceiling Insulation RET (Add R-30) - Cold | SCG ¦ Cold | SCG | All | Electric & Gas | Attic/Ceiling Insulation RET (Add R-30) | Efficient |  |  | 0 | Conventional | BldgEnv | Res - Single Family | Res | RET Only | 0 | Residential Households | Area-ft2 | 30 | DEER:Res_BldgShell_Ins | -0.1019 | -0.00022055 | -0.030276 | eTRM SWBE006-04 | 1.28 | 2024 | 0.81 | 2024 | 0 | 0 | eTRM SWBE006-04 | Res Attic/Ceiling Insulation - RET - Cold ¦ SCG ¦ Cold | Res Attic/Ceiling Insulation - RET - Cold | 1897.5637 | 0.5 | 0.31726 | MICS 2015; RECS 2009 | 0.48458 | 2032 | 0.28 | SWBE006-04
RES-BLDGENV-16.10 | Res ¦ Attic/Ceiling Insulation RET (Add R-30) - Marine ¦ SDG&E ¦ Marine | Res ¦ Attic/Ceiling Insulation RET (Add R-30) - Marine | SDG&E ¦ Marine | SDG&E | All | Electric & Gas | Attic/Ceiling Insulation RET (Add R-30) | Efficient |  |  | 0 | Conventional | BldgEnv | Res - Single Family | Res | RET Only | 0 | Residential Households | Area-ft2 | 30 | DEER:Res_BldgShell_Ins | -0.079832 | -7.8562e-05 | -0.0194 | eTRM SWBE006-04 | 1.28 | 2024 | 0.81 | 2024 | 0 | 0 | eTRM SWBE006-04 | Res Attic/Ceiling Insulation - RET - Marine ¦ SDG&E ¦ Marine | Res Attic/Ceiling Insulation - RET - Marine | 1157.7161 | 0.5 | 0.31726 | MICS 2015; RECS 2009 | 0.48458 | 2032 | 0.28 | SWBE006-04
RES-BLDGENV-16.11 | Res ¦ Attic/Ceiling Insulation RET (Add R-30) - Hot-Dry ¦ SDG&E ¦ Hot-Dry | Res ¦ Attic/Ceiling Insulation RET (Add R-30) - Hot-Dry | SDG&E ¦ Hot-Dry | SDG&E | All | Electric & Gas | Attic/Ceiling Insulation RET (Add R-30) | Efficient |  |  | 0 | Conventional | BldgEnv | Res - Single Family | Res | RET Only | 0 | Residential Households | Area-ft2 | 30 | DEER:Res_BldgShell_Ins | -0.059907 | -6.6542e-05 | -0.018683 | eTRM SWBE006-04 | 1.28 | 2024 | 0.81 | 2024 | 0 | 0 | eTRM SWBE006-04 | Res Attic/Ceiling Insulation - RET - Hot-Dry ¦ SDG&E ¦ Hot-Dry | Res Attic/Ceiling Insulation - RET - Hot-Dry | 1157.7161 | 0.5 | 0.31726 | MICS 2015; RECS 2009 | 0.48458 | 2032 | 0.28 | SWBE006-04
RES-BLDGENV-16.12 | Res ¦ Attic/Ceiling Insulation RET (Add R-30) - Marine ¦ PG&E ¦ Marine | Res ¦ Attic/Ceiling Insulation RET (Add R-30) - Marine | PG&E ¦ Marine | PG&E | All | Electric & Gas | Attic/Ceiling Insulation RET (Add R-30) | Efficient |  |  | 0 | Conventional | BldgEnv | Res - Multi Family | Res | RET Only | 0 | Residential Households | Area-ft2 | 30 | DEER:Res_BldgShell_Ins | -0.069806 | -7.7562e-05 | -0.022634 | eTRM SWBE006-04 | 1.28 | 2024 | 0.81 | 2024 | 0 | 0 | eTRM SWBE006-04 | Res Attic/Ceiling Insulation - RET - Marine ¦ PG&E ¦ Marine | Res Attic/Ceiling Insulation - RET - Marine | 202.4872 | 0.5 | 0.31726 | MICS 2015; RECS 2009 | 0 | 2012 | 0.28 | SWBE006-04
RES-BLDGENV-16.13 | Res ¦ Attic/Ceiling Insulation RET (Add R-30) - Hot-Dry ¦ PG&E ¦ Hot-Dry | Res ¦ Attic/Ceiling Insulation RET (Add R-30) - Hot-Dry | PG&E ¦ Hot-Dry | PG&E | All | Electric & Gas | Attic/Ceiling Insulation RET (Add R-30) | Efficient |  |  | 0 | Conventional | BldgEnv | Res - Multi Family | Res | RET Only | 0 | Residential Households | Area-ft2 | 30 | DEER:Res_BldgShell_Ins | -0.10535 | -0.00015397 | -0.018921 | eTRM SWBE006-04 | 1.28 | 2024 | 0.81 | 2024 | 0 | 0 | eTRM SWBE006-04 | Res Attic/Ceiling Insulation - RET - Hot-Dry ¦ PG&E ¦ Hot-Dry | Res Attic/Ceiling Insulation - RET - Hot-Dry | 202.4872 | 0.5 | 0.31726 | MICS 2015; RECS 2009 | 0 | 2012 | 0.28 | SWBE006-04
RES-BLDGENV-16.14 | Res ¦ Attic/Ceiling Insulation RET (Add R-30) - Cold ¦ PG&E ¦ Cold | Res ¦ Attic/Ceiling Insulation RET (Add R-30) - Cold | PG&E ¦ Cold | PG&E | All | Electric & Gas | Attic/Ceiling Insulation RET (Add R-30) | Efficient |  |  | 0 | Conventional | BldgEnv | Res - Multi Family | Res | RET Only | 0 | Residential Households | Area-ft2 | 30 | DEER:Res_BldgShell_Ins | -0.12518 | -0.00014083 | -0.026766 | eTRM SWBE006-04 | 1.28 | 2024 | 0.81 | 2024 | 0 | 0 | eTRM SWBE006-04 | Res Attic/Ceiling Insulation - RET - Cold ¦ PG&E ¦ Cold | Res Attic/Ceiling Insulation - RET - Cold | 202.4872 | 0.5 | 0.31726 | MICS 2015; RECS 2009 | 0 | 2012 | 0.28 | SWBE006-04
RES-BLDGENV-16.15 | Res ¦ Attic/Ceiling Insulation RET (Add R-30) - Marine ¦ SCE ¦ Marine | Res ¦ Attic/Ceiling Insulation RET (Add R-30) - Marine | SCE ¦ Marine | SCE | All | Electric & Gas | Attic/Ceiling Insulation RET (Add R-30) | Efficient |  |  | 0 | Conventional | BldgEnv | Res - Multi Family | Res | RET Only | 0 | Residential Households | Area-ft2 | 30 | DEER:Res_BldgShell_Ins | -0.078327 | -5.2218e-05 | -0.013641 | eTRM SWBE006-04 | 1.28 | 2024 | 0.81 | 2024 | 0 | 0 | eTRM SWBE006-04 | Res Attic/Ceiling Insulation - RET - Marine ¦ SCE ¦ Marine | Res Attic/Ceiling Insulation - RET - Marine | 541.0118 | 0.5 | 0.31726 | MICS 2015; RECS 2009 | 0 | 2012 | 0.28 | SWBE006-04
RES-BLDGENV-16.16 | Res ¦ Attic/Ceiling Insulation RET (Add R-30) - Hot-Dry ¦ SCE ¦ Hot-Dry | Res ¦ Attic/Ceiling Insulation RET (Add R-30) - Hot-Dry | SCE ¦ Hot-Dry | SCE | All | Electric & Gas | Attic/Ceiling Insulation RET (Add R-30) | Efficient |  |  | 0 | Conventional | BldgEnv | Res - Multi Family | Res | RET Only | 0 | Residential Households | Area-ft2 | 30 | DEER:Res_BldgShell_Ins | -0.13992 | -0.00011194 | -0.021826 | eTRM SWBE006-04 | 1.28 | 2024 | 0.81 | 2024 | 0 | 0 | eTRM SWBE006-04 | Res Attic/Ceiling Insulation - RET - Hot-Dry ¦ SCE ¦ Hot-Dry | Res Attic/Ceiling Insulation - RET - Hot-Dry | 541.0118 | 0.5 | 0.31726 | MICS 2015; RECS 2009 | 0 | 2012 | 0.28 | SWBE006-04
RES-BLDGENV-16.17 | Res ¦ Attic/Ceiling Insulation RET (Add R-30) - Cold ¦ SCE ¦ Cold | Res ¦ Attic/Ceiling Insulation RET (Add R-30) - Cold | SCE ¦ Cold | SCE | All | Electric & Gas | Attic/Ceiling Insulation RET (Add R-30) | Efficient |  |  | 0 | Conventional | BldgEnv | Res - Multi Family | Res | RET Only | 0 | Residential Households | Area-ft2 | 30 | DEER:Res_BldgShell_Ins | -0.12518 | -0.00014083 | -0.026766 | eTRM SWBE006-04 | 1.28 | 2024 | 0.81 | 2024 | 0 | 0 | eTRM SWBE006-04 | Res Attic/Ceiling Insulation - RET - Cold ¦ SCE ¦ Cold | Res Attic/Ceiling Insulation - RET - Cold | 541.0118 | 0.5 | 0.31726 | MICS 2015; RECS 2009 | 0 | 2012 | 0.28 | SWBE006-04
RES-BLDGENV-16.18 | Res ¦ Attic/Ceiling Insulation RET (Add R-30) - Marine ¦ SCG ¦ Marine | Res ¦ Attic/Ceiling Insulation RET (Add R-30) - Marine | SCG ¦ Marine | SCG | All | Electric & Gas | Attic/Ceiling Insulation RET (Add R-30) | Efficient |  |  | 0 | Conventional | BldgEnv | Res - Multi Family | Res | RET Only | 0 | Residential Households | Area-ft2 | 30 | DEER:Res_BldgShell_Ins | -0.078327 | -5.2218e-05 | -0.013641 | eTRM SWBE006-04 | 1.28 | 2024 | 0.81 | 2024 | 0 | 0 | eTRM SWBE006-04 | Res Attic/Ceiling Insulation - RET - Marine ¦ SCG ¦ Marine | Res Attic/Ceiling Insulation - RET - Marine | 541.0118 | 0.5 | 0.31726 | MICS 2015; RECS 2009 | 0 | 2012 | 0.28 | SWBE006-04
RES-BLDGENV-16.19 | Res ¦ Attic/Ceiling Insulation RET (Add R-30) - Hot-Dry ¦ SCG ¦ Hot-Dry | Res ¦ Attic/Ceiling Insulation RET (Add R-30) - Hot-Dry | SCG ¦ Hot-Dry | SCG | All | Electric & Gas | Attic/Ceiling Insulation RET (Add R-30) | Efficient |  |  | 0 | Conventional | BldgEnv | Res - Multi Family | Res | RET Only | 0 | Residential Households | Area-ft2 | 30 | DEER:Res_BldgShell_Ins | -0.13992 | -0.00011194 | -0.021826 | eTRM SWBE006-04 | 1.28 | 2024 | 0.81 | 2024 | 0 | 0 | eTRM SWBE006-04 | Res Attic/Ceiling Insulation - RET - Hot-Dry ¦ SCG ¦ Hot-Dry | Res Attic/Ceiling Insulation - RET - Hot-Dry | 541.0118 | 0.5 | 0.31726 | MICS 2015; RECS 2009 | 0 | 2012 | 0.28 | SWBE006-04
RES-BLDGENV-16.20 | Res ¦ Attic/Ceiling Insulation RET (Add R-30) - Cold ¦ SCG ¦ Cold | Res ¦ Attic/Ceiling Insulation RET (Add R-30) - Cold | SCG ¦ Cold | SCG | All | Electric & Gas | Attic/Ceiling Insulation RET (Add R-30) | Efficient |  |  | 0 | Conventional | BldgEnv | Res - Multi Family | Res | RET Only | 0 | Residential Households | Area-ft2 | 30 | DEER:Res_BldgShell_Ins | -0.12518 | -0.00014083 | -0.026766 | eTRM SWBE006-04 | 1.28 | 2024 | 0.81 | 2024 | 0 | 0 | eTRM SWBE006-04 | Res Attic/Ceiling Insulation - RET - Cold ¦ SCG ¦ Cold | Res Attic/Ceiling Insulation - RET - Cold | 541.0118 | 0.5 | 0.31726 | MICS 2015; RECS 2009 | 0 | 2012 | 0.28 | SWBE006-04
RES-BLDGENV-16.21 | Res ¦ Attic/Ceiling Insulation RET (Add R-30) - Marine ¦ SDG&E ¦ Marine | Res ¦ Attic/Ceiling Insulation RET (Add R-30) - Marine | SDG&E ¦ Marine | SDG&E | All | Electric & Gas | Attic/Ceiling Insulation RET (Add R-30) | Efficient |  |  | 0 | Conventional | BldgEnv | Res - Multi Family | Res | RET Only | 0 | Residential Households | Area-ft2 | 30 | DEER:Res_BldgShell_Ins | -0.078327 | -5.2218e-05 | -0.013641 | eTRM SWBE006-04 | 1.28 | 2024 | 0.81 | 2024 | 0 | 0 | eTRM SWBE006-04 | Res Attic/Ceiling Insulation - RET - Marine ¦ SDG&E ¦ Marine | Res Attic/Ceiling Insulation - RET - Marine | 236.7951 | 0.5 | 0.31726 | MICS 2015; RECS 2009 | 0 | 2012 | 0.28 | SWBE006-04
RES-BLDGENV-16.22 | Res ¦ Attic/Ceiling Insulation RET (Add R-30) - Hot-Dry ¦ SDG&E ¦ Hot-Dry | Res ¦ Attic/Ceiling Insulation RET (Add R-30) - Hot-Dry | SDG&E ¦ Hot-Dry | SDG&E | All | Electric & Gas | Attic/Ceiling Insulation RET (Add R-30) | Efficient |  |  | 0 | Conventional | BldgEnv | Res - Multi Family | Res | RET Only | 0 | Residential Households | Area-ft2 | 30 | DEER:Res_BldgShell_Ins | -0.077262 | -4.8288e-05 | -0.01402 | eTRM SWBE006-04 | 1.28 | 2024 | 0.81 | 2024 | 0 | 0 | eTRM SWBE006-04 | Res Attic/Ceiling Insulation - RET - Hot-Dry ¦ SDG&E ¦ Hot-Dry | Res Attic/Ceiling Insulation - RET - Hot-Dry | 236.7951 | 0.5 | 0.31726 | MICS 2015; RECS 2009 | 0 | 2012 | 0.28 | SWBE006-04
RES-BLDGENV-20.1 | Res ¦ Wall Insulation (R0) - Marine ¦ PG&E ¦ Marine | Res ¦ Wall Insulation (R0) - Marine | PG&E ¦ Marine | PG&E | All | Electric & Gas | Wall Insulation (R0) | Average Existing |  |  | 0 | Conventional | BldgEnv | Res - Single Family | Res | RET Only | 0 | Residential Households | Area-ft2 | 30 | DEER:Res_BldgShell_Ins | 0 | 0 | 0 | eTRM SWBE007-04 | 0 | 2024 | 0 | 2024 | 0 | 0 | eTRM SWBE007-04 | Res Wall Insulation - Marine ¦ PG&E ¦ Marine | Res Wall Insulation - Marine | 1154.5386 | 0.5 | 0.22687 | CLASS Web Tool - DNV GL 2012 | 0 | 2012 | 0.28 | SWBE007-04
RES-BLDGENV-20.2 | Res ¦ Wall Insulation (R0) - Hot-Dry ¦ PG&E ¦ Hot-Dry | Res ¦ Wall Insulation (R0) - Hot-Dry | PG&E ¦ Hot-Dry | PG&E | All | Electric & Gas | Wall Insulation (R0) | Average Existing |  |  | 0 | Conventional | BldgEnv | Res - Single Family | Res | RET Only | 0 | Residential Households | Area-ft2 | 30 | DEER:Res_BldgShell_Ins | 0 | 0 | 0 | eTRM SWBE007-04 | 0 | 2024 | 0 | 2024 | 0 | 0 | eTRM SWBE007-04 | Res Wall Insulation - Hot-Dry ¦ PG&E ¦ Hot-Dry | Res Wall Insulation - Hot-Dry | 1154.5386 | 0.5 | 0.22687 | CLASS Web Tool - DNV GL 2012 | 0 | 2012 | 0.28 | SWBE007-04
RES-BLDGENV-20.3 | Res ¦ Wall Insulation (R0) - Cold ¦ PG&E ¦ Cold | Res ¦ Wall Insulation (R0) - Cold | PG&E ¦ Cold | PG&E | All | Electric & Gas | Wall Insulation (R0) | Average Existing |  |  | 0 | Conventional | BldgEnv | Res - Single Family | Res | RET Only | 0 | Residential Households | Area-ft2 | 30 | DEER:Res_BldgShell_Ins | 0 | 0 | 0 | eTRM SWBE007-04 | 0 | 2024 | 0 | 2024 | 0 | 0 | eTRM SWBE007-04 | Res Wall Insulation - Cold ¦ PG&E ¦ Cold | Res Wall Insulation - Cold | 1154.5386 | 0.5 | 0.22687 | CLASS Web Tool - DNV GL 2012 | 0 | 2012 | 0.28 | SWBE007-04
RES-BLDGENV-20.4 | Res ¦ Wall Insulation (R0) - Marine ¦ SCE ¦ Marine | Res ¦ Wall Insulation (R0) - Marine | SCE ¦ Marine | SCE | All | Electric & Gas | Wall Insulation (R0) | Average Existing |  |  | 0 | Conventional | BldgEnv | Res - Single Family | Res | RET Only | 0 | Residential Households | Area-ft2 | 30 | DEER:Res_BldgShell_Ins | 0 | 0 | 0 | eTRM SWBE007-04 | 0 | 2024 | 0 | 2024 | 0 | 0 | eTRM SWBE007-04 | Res Wall Insulation - Marine ¦ SCE ¦ Marine | Res Wall Insulation - Marine | 2200.2282 | 0.5 | 0.19636 | CLASS Web Tool - DNV GL 2012 | 0 | 2012 | 0.28 | SWBE007-04
RES-BLDGENV-20.5 | Res ¦ Wall Insulation (R0) - Hot-Dry ¦ SCE ¦ Hot-Dry | Res ¦ Wall Insulation (R0) - Hot-Dry | SCE ¦ Hot-Dry | SCE | All | Electric & Gas | Wall Insulation (R0) | Average Existing |  |  | 0 | Conventional | BldgEnv | Res - Single Family | Res | RET Only | 0 | Residential Households | Area-ft2 | 30 | DEER:Res_BldgShell_Ins | 0 | 0 | 0 | eTRM SWBE007-04 | 0 | 2024 | 0 | 2024 | 0 | 0 | eTRM SWBE007-04 | Res Wall Insulation - Hot-Dry ¦ SCE ¦ Hot-Dry | Res Wall Insulation - Hot-Dry | 2200.2282 | 0.5 | 0.19636 | CLASS Web Tool - DNV GL 2012 | 0 | 2012 | 0.28 | SWBE007-04
RES-BLDGENV-20.6 | Res ¦ Wall Insulation (R0) - Cold ¦ SCE ¦ Cold | Res ¦ Wall Insulation (R0) - Cold | SCE ¦ Cold | SCE | All | Electric & Gas | Wall Insulation (R0) | Average Existing |  |  | 0 | Conventional | BldgEnv | Res - Single Family | Res | RET Only | 0 | Residential Households | Area-ft2 | 30 | DEER:Res_BldgShell_Ins | 0 | 0 | 0 | eTRM SWBE007-04 | 0 | 2024 | 0 | 2024 | 0 | 0 | eTRM SWBE007-04 | Res Wall Insulation - Cold ¦ SCE ¦ Cold | Res Wall Insulation - Cold | 2200.2282 | 0.5 | 0.19636 | CLASS Web Tool - DNV GL 2012 | 0 | 2012 | 0.28 | SWBE007-04
RES-BLDGENV-20.7 | Res ¦ Wall Insulation (R0) - Marine ¦ SCG ¦ Marine | Res ¦ Wall Insulation (R0) - Marine | SCG ¦ Marine | SCG | All | Electric & Gas | Wall Insulation (R0) | Average Existing |  |  | 0 | Conventional | BldgEnv | Res - Single Family | Res | RET Only | 0 | Residential Households | Area-ft2 | 30 | DEER:Res_BldgShell_Ins | 0 | 0 | 0 | eTRM SWBE007-04 | 0 | 2024 | 0 | 2024 | 0 | 0 | eTRM SWBE007-04 | Res Wall Insulation - Marine ¦ SCG ¦ Marine | Res Wall Insulation - Marine | 2200.2282 | 0.5 | 0.19636 | CLASS Web Tool - DNV GL 2012 | 0 | 2012 | 0.28 | SWBE007-04
RES-BLDGENV-20.8 | Res ¦ Wall Insulation (R0) - Hot-Dry ¦ SCG ¦ Hot-Dry | Res ¦ Wall Insulation (R0) - Hot-Dry | SCG ¦ Hot-Dry | SCG | All | Electric & Gas | Wall Insulation (R0) | Average Existing |  |  | 0 | Conventional | BldgEnv | Res - Single Family | Res | RET Only | 0 | Residential Households | Area-ft2 | 30 | DEER:Res_BldgShell_Ins | 0 | 0 | 0 | eTRM SWBE007-04 | 0 | 2024 | 0 | 2024 | 0 | 0 | eTRM SWBE007-04 | Res Wall Insulation - Hot-Dry ¦ SCG ¦ Hot-Dry | Res Wall Insulation - Hot-Dry | 2200.2282 | 0.5 | 0.19636 | CLASS Web Tool - DNV GL 2012 | 0 | 2012 | 0.28 | SWBE007-04
RES-BLDGENV-20.9 | Res ¦ Wall Insulation (R0) - Cold ¦ SCG ¦ Cold | Res ¦ Wall Insulation (R0) - Cold | SCG ¦ Cold | SCG | All | Electric & Gas | Wall Insulation (R0) | Average Existing |  |  | 0 | Conventional | BldgEnv | Res - Single Family | Res | RET Only | 0 | Residential Households | Area-ft2 | 30 | DEER:Res_BldgShell_Ins | 0 | 0 | 0 | eTRM SWBE007-04 | 0 | 2024 | 0 | 2024 | 0 | 0 | eTRM SWBE007-04 | Res Wall Insulation - Cold ¦ SCG ¦ Cold | Res Wall Insulation - Cold | 2200.2282 | 0.5 | 0.19636 | CLASS Web Tool - DNV GL 2012 | 0 | 2012 | 0.28 | SWBE007-04
RES-BLDGENV-20.10 | Res ¦ Wall Insulation (R0) - Marine ¦ SDG&E ¦ Marine | Res ¦ Wall Insulation (R0) - Marine | SDG&E ¦ Marine | SDG&E | All | Electric & Gas | Wall Insulation (R0) | Average Existing |  |  | 0 | Conventional | BldgEnv | Res - Single Family | Res | RET Only | 0 | Residential Households | Area-ft2 | 30 | DEER:Res_BldgShell_Ins | 0 | 0 | 0 | eTRM SWBE007-04 | 0 | 2024 | 0 | 2024 | 0 | 0 | eTRM SWBE007-04 | Res Wall Insulation - Marine ¦ SDG&E ¦ Marine | Res Wall Insulation - Marine | 1561.828 | 0.5 | 0.26234 | CLASS Web Tool - DNV GL 2012 | 0 | 2012 | 0.28 | SWBE007-04
RES-BLDGENV-20.11 | Res ¦ Wall Insulation (R0) - Hot-Dry ¦ SDG&E ¦ Hot-Dry | Res ¦ Wall Insulation (R0) - Hot-Dry | SDG&E ¦ Hot-Dry | SDG&E | All | Electric & Gas | Wall Insulation (R0) | Average Existing |  |  | 0 | Conventional | BldgEnv | Res - Single Family | Res | RET Only | 0 | Residential Households | Area-ft2 | 30 | DEER:Res_BldgShell_Ins | 0 | 0 | 0 | eTRM SWBE007-04 | 0 | 2024 | 0 | 2024 | 0 | 0 | eTRM SWBE007-04 | Res Wall Insulation - Hot-Dry ¦ SDG&E ¦ Hot-Dry | Res Wall Insulation - Hot-Dry | 1561.828 | 0.5 | 0.26234 | CLASS Web Tool - DNV GL 2012 | 0 | 2012 | 0.28 | SWBE007-04
RES-BLDGENV-20.12 | Res ¦ Wall Insulation (R0) - Marine ¦ PG&E ¦ Marine | Res ¦ Wall Insulation (R0) - Marine | PG&E ¦ Marine | PG&E | All | Electric & Gas | Wall Insulation (R0) | Average Existing |  |  | 0 | Conventional | BldgEnv | Res - Multi Family | Res | RET Only | 0 | Residential Households | Area-ft2 | 30 | DEER:Res_BldgShell_Ins | 0 | 0 | 0 | eTRM SWBE007-04 | 0 | 2024 | 0 | 2024 | 0 | 0 | eTRM SWBE007-04 | Res Wall Insulation - Marine ¦ PG&E ¦ Marine | Res Wall Insulation - Marine | 207.126 | 0.5 | 0.31704 | CLASS Web Tool - DNV GL 2012 | 0 | 2012 | 0.28 | SWBE007-04
RES-BLDGENV-20.13 | Res ¦ Wall Insulation (R0) - Hot-Dry ¦ PG&E ¦ Hot-Dry | Res ¦ Wall Insulation (R0) - Hot-Dry | PG&E ¦ Hot-Dry | PG&E | All | Electric & Gas | Wall Insulation (R0) | Average Existing |  |  | 0 | Conventional | BldgEnv | Res - Multi Family | Res | RET Only | 0 | Residential Households | Area-ft2 | 30 | DEER:Res_BldgShell_Ins | 0 | 0 | 0 | eTRM SWBE007-04 | 0 | 2024 | 0 | 2024 | 0 | 0 | eTRM SWBE007-04 | Res Wall Insulation - Hot-Dry ¦ PG&E ¦ Hot-Dry | Res Wall Insulation - Hot-Dry | 207.126 | 0.5 | 0.31704 | CLASS Web Tool - DNV GL 2012 | 0 | 2012 | 0.28 | SWBE007-04
RES-BLDGENV-20.14 | Res ¦ Wall Insulation (R0) - Cold ¦ PG&E ¦ Cold | Res ¦ Wall Insulation (R0) - Cold | PG&E ¦ Cold | PG&E | All | Electric & Gas | Wall Insulation (R0) | Average Existing |  |  | 0 | Conventional | BldgEnv | Res - Multi Family | Res | RET Only | 0 | Residential Households | Area-ft2 | 30 | DEER:Res_BldgShell_Ins | 0 | 0 | 0 | eTRM SWBE007-04 | 0 | 2024 | 0 | 2024 | 0 | 0 | eTRM SWBE007-04 | Res Wall Insulation - Cold ¦ PG&E ¦ Cold | Res Wall Insulation - Cold | 207.126 | 0.5 | 0.31704 | CLASS Web Tool - DNV GL 2012 | 0 | 2012 | 0.28 | SWBE007-04
RES-BLDGENV-20.15 | Res ¦ Wall Insulation (R0) - Marine ¦ SCE ¦ Marine | Res ¦ Wall Insulation (R0) - Marine | SCE ¦ Marine | SCE | All | Electric & Gas | Wall Insulation (R0) | Average Existing |  |  | 0 | Conventional | BldgEnv | Res - Multi Family | Res | RET Only | 0 | Residential Households | Area-ft2 | 30 | DEER:Res_BldgShell_Ins | 0 | 0 | 0 | eTRM SWBE007-04 | 0 | 2024 | 0 | 2024 | 0 | 0 | eTRM SWBE007-04 | Res Wall Insulation - Marine ¦ SCE ¦ Marine | Res Wall Insulation - Marine | 572.2324 | 0.5 | 0.23807 | CLASS Web Tool - DNV GL 2012 | 0 | 2012 | 0.28 | SWBE007-04
RES-BLDGENV-20.16 | Res ¦ Wall Insulation (R0) - Hot-Dry ¦ SCE ¦ Hot-Dry | Res ¦ Wall Insulation (R0) - Hot-Dry | SCE ¦ Hot-Dry | SCE | All | Electric & Gas | Wall Insulation (R0) | Average Existing |  |  | 0 | Conventional | BldgEnv | Res - Multi Family | Res | RET Only | 0 | Residential Households | Area-ft2 | 30 | DEER:Res_BldgShell_Ins | 0 | 0 | 0 | eTRM SWBE007-04 | 0 | 2024 | 0 | 2024 | 0 | 0 | eTRM SWBE007-04 | Res Wall Insulation - Hot-Dry ¦ SCE ¦ Hot-Dry | Res Wall Insulation - Hot-Dry | 572.2324 | 0.5 | 0.23807 | CLASS Web Tool - DNV GL 2012 | 0 | 2012 | 0.28 | SWBE007-04
RES-BLDGENV-20.17 | Res ¦ Wall Insulation (R0) - Cold ¦ SCE ¦ Cold | Res ¦ Wall Insulation (R0) - Cold | SCE ¦ Cold | SCE | All | Electric & Gas | Wall Insulation (R0) | Average Existing |  |  | 0 | Conventional | BldgEnv | Res - Multi Family | Res | RET Only | 0 | Residential Households | Area-ft2 | 30 | DEER:Res_BldgShell_Ins | 0 | 0 | 0 | eTRM SWBE007-04 | 0 | 2024 | 0 | 2024 | 0 | 0 | eTRM SWBE007-04 | Res Wall Insulation - Cold ¦ SCE ¦ Cold | Res Wall Insulation - Cold | 572.2324 | 0.5 | 0.23807 | CLASS Web Tool - DNV GL 2012 | 0 | 2012 | 0.28 | SWBE007-04
RES-BLDGENV-20.18 | Res ¦ Wall Insulation (R0) - Marine ¦ SCG ¦ Marine | Res ¦ Wall Insulation (R0) - Marine | SCG ¦ Marine | SCG | All | Electric & Gas | Wall Insulation (R0) | Average Existing |  |  | 0 | Conventional | BldgEnv | Res - Multi Family | Res | RET Only | 0 | Residential Households | Area-ft2 | 30 | DEER:Res_BldgShell_Ins | 0 | 0 | 0 | eTRM SWBE007-04 | 0 | 2024 | 0 | 2024 | 0 | 0 | eTRM SWBE007-04 | Res Wall Insulation - Marine ¦ SCG ¦ Marine | Res Wall Insulation - Marine | 572.2324 | 0.5 | 0.23807 | CLASS Web Tool - DNV GL 2012 | 0 | 2012 | 0.28 | SWBE007-04
RES-BLDGENV-20.19 | Res ¦ Wall Insulation (R0) - Hot-Dry ¦ SCG ¦ Hot-Dry | Res ¦ Wall Insulation (R0) - Hot-Dry | SCG ¦ Hot-Dry | SCG | All | Electric & Gas | Wall Insulation (R0) | Average Existing |  |  | 0 | Conventional | BldgEnv | Res - Multi Family | Res | RET Only | 0 | Residential Households | Area-ft2 | 30 | DEER:Res_BldgShell_Ins | 0 | 0 | 0 | eTRM SWBE007-04 | 0 | 2024 | 0 | 2024 | 0 | 0 | eTRM SWBE007-04 | Res Wall Insulation - Hot-Dry ¦ SCG ¦ Hot-Dry | Res Wall Insulation - Hot-Dry | 572.2324 | 0.5 | 0.23807 | CLASS Web Tool - DNV GL 2012 | 0 | 2012 | 0.28 | SWBE007-04
RES-BLDGENV-20.20 | Res ¦ Wall Insulation (R0) - Cold ¦ SCG ¦ Cold | Res ¦ Wall Insulation (R0) - Cold | SCG ¦ Cold | SCG | All | Electric & Gas | Wall Insulation (R0) | Average Existing |  |  | 0 | Conventional | BldgEnv | Res - Multi Family | Res | RET Only | 0 | Residential Households | Area-ft2 | 30 | DEER:Res_BldgShell_Ins | 0 | 0 | 0 | eTRM SWBE007-04 | 0 | 2024 | 0 | 2024 | 0 | 0 | eTRM SWBE007-04 | Res Wall Insulation - Cold ¦ SCG ¦ Cold | Res Wall Insulation - Cold | 572.2324 | 0.5 | 0.23807 | CLASS Web Tool - DNV GL 2012 | 0 | 2012 | 0.28 | SWBE007-04
RES-BLDGENV-20.21 | Res ¦ Wall Insulation (R0) - Marine ¦ SDG&E ¦ Marine | Res ¦ Wall Insulation (R0) - Marine | SDG&E ¦ Marine | SDG&E | All | Electric & Gas | Wall Insulation (R0) | Average Existing |  |  | 0 | Conventional | BldgEnv | Res - Multi Family | Res | RET Only | 0 | Residential Households | Area-ft2 | 30 | DEER:Res_BldgShell_Ins | 0 | 0 | 0 | eTRM SWBE007-04 | 0 | 2024 | 0 | 2024 | 0 | 0 | eTRM SWBE007-04 | Res Wall Insulation - Marine ¦ SDG&E ¦ Marine | Res Wall Insulation - Marine | 332.6184 | 0.5 | 0.32607 | CLASS Web Tool - DNV GL 2012 | 0 | 2012 | 0.28 | SWBE007-04
RES-BLDGENV-20.22 | Res ¦ Wall Insulation (R0) - Hot-Dry ¦ SDG&E ¦ Hot-Dry | Res ¦ Wall Insulation (R0) - Hot-Dry | SDG&E ¦ Hot-Dry | SDG&E | All | Electric & Gas | Wall Insulation (R0) | Average Existing |  |  | 0 | Conventional | BldgEnv | Res - Multi Family | Res | RET Only | 0 | Residential Households | Area-ft2 | 30 | DEER:Res_BldgShell_Ins | 0 | 0 | 0 | eTRM SWBE007-04 | 0 | 2024 | 0 | 2024 | 0 | 0 | eTRM SWBE007-04 | Res Wall Insulation - Hot-Dry ¦ SDG&E ¦ Hot-Dry | Res Wall Insulation - Hot-Dry | 332.6184 | 0.5 | 0.32607 | CLASS Web Tool - DNV GL 2012 | 0 | 2012 | 0.28 | SWBE007-04
RES-BLDGENV-21.1 | Res ¦ Wall Insulation (R13) - Marine ¦ PG&E ¦ Marine | Res ¦ Wall Insulation (R13) - Marine | PG&E ¦ Marine | PG&E | All | Electric & Gas | Wall Insulation (R13) | Efficient |  |  | 0 | Conventional | BldgEnv | Res - Single Family | Res | RET Only | 0 | Residential Households | Area-ft2 | 30 | DEER:Res_BldgShell_Ins | -0.18698 | -0.00014698 | -0.121 | eTRM SWBE007-04 | 0.6 | 2024 | 1.1 | 2024 | 0 | 0 | DEER 2024, D24 v1, "Group A Residential Insulation Measure Effective Useful Life Study Report", 2023-12-22, p. 2; capped at 30 years per D.23-04-035., Created by Deemed Ex Ante Team | Res Wall Insulation - Marine ¦ PG&E ¦ Marine | Res Wall Insulation - Marine | 1154.5386 | 0.5 | 0.77313 | CLASS Web Tool - DNV GL 2012 | 0.51 | 2032 | 0.28 | SWBE007-04
RES-BLDGENV-21.2 | Res ¦ Wall Insulation (R13) - Hot-Dry ¦ PG&E ¦ Hot-Dry | Res ¦ Wall Insulation (R13) - Hot-Dry | PG&E ¦ Hot-Dry | PG&E | All | Electric & Gas | Wall Insulation (R13) | Efficient |  |  | 0 | Conventional | BldgEnv | Res - Single Family | Res | RET Only | 0 | Residential Households | Area-ft2 | 30 | DEER:Res_BldgShell_Ins | -0.34789 | -0.00048165 | -0.1 | eTRM SWBE007-04 | 0.6 | 2024 | 1.1 | 2024 | 0 | 0 | DEER 2024, D24 v1, "Group A Residential Insulation Measure Effective Useful Life Study Report", 2023-12-22, p. 2; capped at 30 years per D.23-04-035., Created by Deemed Ex Ante Team | Res Wall Insulation - Hot-Dry ¦ PG&E ¦ Hot-Dry | Res Wall Insulation - Hot-Dry | 1154.5386 | 0.5 | 0.77313 | CLASS Web Tool - DNV GL 2012 | 0.51 | 2032 | 0.28 | SWBE007-04
RES-BLDGENV-21.3 | Res ¦ Wall Insulation (R13) - Cold ¦ PG&E ¦ Cold | Res ¦ Wall Insulation (R13) - Cold | PG&E ¦ Cold | PG&E | All | Electric & Gas | Wall Insulation (R13) | Efficient |  |  | 0 | Conventional | BldgEnv | Res - Single Family | Res | RET Only | 0 | Residential Households | Area-ft2 | 30 | DEER:Res_BldgShell_Ins | -0.44435 | -0.00039516 | -0.11092 | eTRM SWBE007-04 | 0.6 | 2024 | 1.1 | 2024 | 0 | 0 | DEER 2024, D24 v1, "Group A Residential Insulation Measure Effective Useful Life Study Report", 2023-12-22, p. 2; capped at 30 years per D.23-04-035., Created by Deemed Ex Ante Team | Res Wall Insulation - Cold ¦ PG&E ¦ Cold | Res Wall Insulation - Cold | 1154.5386 | 0.5 | 0.77313 | CLASS Web Tool - DNV GL 2012 | 0.51 | 2032 | 0.28 | SWBE007-04
RES-BLDGENV-21.4 | Res ¦ Wall Insulation (R13) - Marine ¦ SCE ¦ Marine | Res ¦ Wall Insulation (R13) - Marine | SCE ¦ Marine | SCE | All | Electric & Gas | Wall Insulation (R13) | Efficient |  |  | 0 | Conventional | BldgEnv | Res - Single Family | Res | RET Only | 0 | Residential Households | Area-ft2 | 30 | DEER:Res_BldgShell_Ins | -0.33552 | -4.3645e-05 | -0.064487 | eTRM SWBE007-04 | 0.6 | 2024 | 1.1 | 2024 | 0 | 0 | DEER 2024, D24 v1, "Group A Residential Insulation Measure Effective Useful Life Study Report", 2023-12-22, p. 2; capped at 30 years per D.23-04-035., Created by Deemed Ex Ante Team | Res Wall Insulation - Marine ¦ SCE ¦ Marine | Res Wall Insulation - Marine | 2200.2282 | 0.5 | 0.80364 | CLASS Web Tool - DNV GL 2012 | 0.51 | 2032 | 0.28 | SWBE007-04
RES-BLDGENV-21.5 | Res ¦ Wall Insulation (R13) - Hot-Dry ¦ SCE ¦ Hot-Dry | Res ¦ Wall Insulation (R13) - Hot-Dry | SCE ¦ Hot-Dry | SCE | All | Electric & Gas | Wall Insulation (R13) | Efficient |  |  | 0 | Conventional | BldgEnv | Res - Single Family | Res | RET Only | 0 | Residential Households | Area-ft2 | 30 | DEER:Res_BldgShell_Ins | -0.57453 | -0.00021392 | -0.08207 | eTRM SWBE007-04 | 0.6 | 2024 | 1.1 | 2024 | 0 | 0 | DEER 2024, D24 v1, "Group A Residential Insulation Measure Effective Useful Life Study Report", 2023-12-22, p. 2; capped at 30 years per D.23-04-035., Created by Deemed Ex Ante Team | Res Wall Insulation - Hot-Dry ¦ SCE ¦ Hot-Dry | Res Wall Insulation - Hot-Dry | 2200.2282 | 0.5 | 0.80364 | CLASS Web Tool - DNV GL 2012 | 0.51 | 2032 | 0.28 | SWBE007-04
RES-BLDGENV-21.6 | Res ¦ Wall Insulation (R13) - Cold ¦ SCE ¦ Cold | Res ¦ Wall Insulation (R13) - Cold | SCE ¦ Cold | SCE | All | Electric & Gas | Wall Insulation (R13) | Efficient |  |  | 0 | Conventional | BldgEnv | Res - Single Family | Res | RET Only | 0 | Residential Households | Area-ft2 | 30 | DEER:Res_BldgShell_Ins | -0.44435 | -0.00039516 | -0.11092 | eTRM SWBE007-04 | 0.6 | 2024 | 1.1 | 2024 | 0 | 0 | DEER 2024, D24 v1, "Group A Residential Insulation Measure Effective Useful Life Study Report", 2023-12-22, p. 2; capped at 30 years per D.23-04-035., Created by Deemed Ex Ante Team | Res Wall Insulation - Cold ¦ SCE ¦ Cold | Res Wall Insulation - Cold | 2200.2282 | 0.5 | 0.80364 | CLASS Web Tool - DNV GL 2012 | 0.51 | 2032 | 0.28 | SWBE007-04
RES-BLDGENV-21.7 | Res ¦ Wall Insulation (R13) - Marine ¦ SCG ¦ Marine | Res ¦ Wall Insulation (R13) - Marine | SCG ¦ Marine | SCG | All | Electric & Gas | Wall Insulation (R13) | Efficient |  |  | 0 | Conventional | BldgEnv | Res - Single Family | Res | RET Only | 0 | Residential Households | Area-ft2 | 30 | DEER:Res_BldgShell_Ins | -0.33552 | -4.3645e-05 | -0.064487 | eTRM SWBE007-04 | 0.6 | 2024 | 1.1 | 2024 | 0 | 0 | DEER 2024, D24 v1, "Group A Residential Insulation Measure Effective Useful Life Study Report", 2023-12-22, p. 2; capped at 30 years per D.23-04-035., Created by Deemed Ex Ante Team | Res Wall Insulation - Marine ¦ SCG ¦ Marine | Res Wall Insulation - Marine | 2200.2282 | 0.5 | 0.80364 | CLASS Web Tool - DNV GL 2012 | 0.51 | 2032 | 0.28 | SWBE007-04
RES-BLDGENV-21.8 | Res ¦ Wall Insulation (R13) - Hot-Dry ¦ SCG ¦ Hot-Dry | Res ¦ Wall Insulation (R13) - Hot-Dry | SCG ¦ Hot-Dry | SCG | All | Electric & Gas | Wall Insulation (R13) | Efficient |  |  | 0 | Conventional | BldgEnv | Res - Single Family | Res | RET Only | 0 | Residential Households | Area-ft2 | 30 | DEER:Res_BldgShell_Ins | -0.57453 | -0.00021392 | -0.08207 | eTRM SWBE007-04 | 0.6 | 2024 | 1.1 | 2024 | 0 | 0 | DEER 2024, D24 v1, "Group A Residential Insulation Measure Effective Useful Life Study Report", 2023-12-22, p. 2; capped at 30 years per D.23-04-035., Created by Deemed Ex Ante Team | Res Wall Insulation - Hot-Dry ¦ SCG ¦ Hot-Dry | Res Wall Insulation - Hot-Dry | 2200.2282 | 0.5 | 0.80364 | CLASS Web Tool - DNV GL 2012 | 0.51 | 2032 | 0.28 | SWBE007-04
RES-BLDGENV-21.9 | Res ¦ Wall Insulation (R13) - Cold ¦ SCG ¦ Cold | Res ¦ Wall Insulation (R13) - Cold | SCG ¦ Cold | SCG | All | Electric & Gas | Wall Insulation (R13) | Efficient |  |  | 0 | Conventional | BldgEnv | Res - Single Family | Res | RET Only | 0 | Residential Households | Area-ft2 | 30 | DEER:Res_BldgShell_Ins | -0.44435 | -0.00039516 | -0.11092 | eTRM SWBE007-04 | 0.6 | 2024 | 1.1 | 2024 | 0 | 0 | DEER 2024, D24 v1, "Group A Residential Insulation Measure Effective Useful Life Study Report", 2023-12-22, p. 2; capped at 30 years per D.23-04-035., Created by Deemed Ex Ante Team | Res Wall Insulation - Cold ¦ SCG ¦ Cold | Res Wall Insulation - Cold | 2200.2282 | 0.5 | 0.80364 | CLASS Web Tool - DNV GL 2012 | 0.51 | 2032 | 0.28 | SWBE007-04
RES-BLDGENV-21.10 | Res ¦ Wall Insulation (R13) - Marine ¦ SDG&E ¦ Marine | Res ¦ Wall Insulation (R13) - Marine | SDG&E ¦ Marine | SDG&E | All | Electric & Gas | Wall Insulation (R13) | Efficient |  |  | 0 | Conventional | BldgEnv | Res - Single Family | Res | RET Only | 0 | Residential Households | Area-ft2 | 30 | DEER:Res_BldgShell_Ins | -0.33552 | -4.3645e-05 | -0.064487 | eTRM SWBE007-04 | 0.6 | 2024 | 1.1 | 2024 | 0 | 0 | DEER 2024, D24 v1, "Group A Residential Insulation Measure Effective Useful Life Study Report", 2023-12-22, p. 2; capped at 30 years per D.23-04-035., Created by Deemed Ex Ante Team | Res Wall Insulation - Marine ¦ SDG&E ¦ Marine | Res Wall Insulation - Marine | 1561.828 | 0.5 | 0.73766 | CLASS Web Tool - DNV GL 2012 | 0.51 | 2032 | 0.28 | SWBE007-04
RES-BLDGENV-21.11 | Res ¦ Wall Insulation (R13) - Hot-Dry ¦ SDG&E ¦ Hot-Dry | Res ¦ Wall Insulation (R13) - Hot-Dry | SDG&E ¦ Hot-Dry | SDG&E | All | Electric & Gas | Wall Insulation (R13) | Efficient |  |  | 0 | Conventional | BldgEnv | Res - Single Family | Res | RET Only | 0 | Residential Households | Area-ft2 | 30 | DEER:Res_BldgShell_Ins | -0.21299 | -6.6542e-05 | -0.057166 | eTRM SWBE007-04 | 0.6 | 2024 | 1.1 | 2024 | 0 | 0 | DEER 2024, D24 v1, "Group A Residential Insulation Measure Effective Useful Life Study Report", 2023-12-22, p. 2; capped at 30 years per D.23-04-035., Created by Deemed Ex Ante Team | Res Wall Insulation - Hot-Dry ¦ SDG&E ¦ Hot-Dry | Res Wall Insulation - Hot-Dry | 1561.828 | 0.5 | 0.73766 | CLASS Web Tool - DNV GL 2012 | 0.51 | 2032 | 0.28 | SWBE007-04
RES-BLDGENV-21.12 | Res ¦ Wall Insulation (R13) - Marine ¦ PG&E ¦ Marine | Res ¦ Wall Insulation (R13) - Marine | PG&E ¦ Marine | PG&E | All | Electric & Gas | Wall Insulation (R13) | Efficient |  |  | 0 | Conventional | BldgEnv | Res - Multi Family | Res | RET Only | 0 | Residential Households | Area-ft2 | 30 | DEER:Res_BldgShell_Ins | -0.22942 | -0.00017839 | -0.16524 | eTRM SWBE007-04 | 0.6 | 2024 | 1.1 | 2024 | 0 | 0 | DEER 2024, D24 v1, "Group A Residential Insulation Measure Effective Useful Life Study Report", 2023-12-22, p. 2; capped at 30 years per D.23-04-035., Created by Deemed Ex Ante Team | Res Wall Insulation - Marine ¦ PG&E ¦ Marine | Res Wall Insulation - Marine | 207.126 | 0.5 | 0.68296 | CLASS Web Tool - DNV GL 2012 | 0 | 2012 | 0.28 | SWBE007-04
RES-BLDGENV-21.13 | Res ¦ Wall Insulation (R13) - Hot-Dry ¦ PG&E ¦ Hot-Dry | Res ¦ Wall Insulation (R13) - Hot-Dry | PG&E ¦ Hot-Dry | PG&E | All | Electric & Gas | Wall Insulation (R13) | Efficient |  |  | 0 | Conventional | BldgEnv | Res - Multi Family | Res | RET Only | 0 | Residential Households | Area-ft2 | 30 | DEER:Res_BldgShell_Ins | -0.42519 | -0.0004214 | -0.12909 | eTRM SWBE007-04 | 0.6 | 2024 | 1.1 | 2024 | 0 | 0 | DEER 2024, D24 v1, "Group A Residential Insulation Measure Effective Useful Life Study Report", 2023-12-22, p. 2; capped at 30 years per D.23-04-035., Created by Deemed Ex Ante Team | Res Wall Insulation - Hot-Dry ¦ PG&E ¦ Hot-Dry | Res Wall Insulation - Hot-Dry | 207.126 | 0.5 | 0.68296 | CLASS Web Tool - DNV GL 2012 | 0 | 2012 | 0.28 | SWBE007-04
RES-BLDGENV-21.14 | Res ¦ Wall Insulation (R13) - Cold ¦ PG&E ¦ Cold | Res ¦ Wall Insulation (R13) - Cold | PG&E ¦ Cold | PG&E | All | Electric & Gas | Wall Insulation (R13) | Efficient |  |  | 0 | Conventional | BldgEnv | Res - Multi Family | Res | RET Only | 0 | Residential Households | Area-ft2 | 30 | DEER:Res_BldgShell_Ins | -0.62461 | -0.00040684 | -0.19561 | eTRM SWBE007-04 | 0.6 | 2024 | 1.1 | 2024 | 0 | 0 | DEER 2024, D24 v1, "Group A Residential Insulation Measure Effective Useful Life Study Report", 2023-12-22, p. 2; capped at 30 years per D.23-04-035., Created by Deemed Ex Ante Team | Res Wall Insulation - Cold ¦ PG&E ¦ Cold | Res Wall Insulation - Cold | 207.126 | 0.5 | 0.68296 | CLASS Web Tool - DNV GL 2012 | 0 | 2012 | 0.28 | SWBE007-04
RES-BLDGENV-21.15 | Res ¦ Wall Insulation (R13) - Marine ¦ SCE ¦ Marine | Res ¦ Wall Insulation (R13) - Marine | SCE ¦ Marine | SCE | All | Electric & Gas | Wall Insulation (R13) | Efficient |  |  | 0 | Conventional | BldgEnv | Res - Multi Family | Res | RET Only | 0 | Residential Households | Area-ft2 | 30 | DEER:Res_BldgShell_Ins | -0.24498 | -5.2218e-05 | -0.088219 | eTRM SWBE007-04 | 0.6 | 2024 | 1.1 | 2024 | 0 | 0 | DEER 2024, D24 v1, "Group A Residential Insulation Measure Effective Useful Life Study Report", 2023-12-22, p. 2; capped at 30 years per D.23-04-035., Created by Deemed Ex Ante Team | Res Wall Insulation - Marine ¦ SCE ¦ Marine | Res Wall Insulation - Marine | 572.2324 | 0.5 | 0.76193 | CLASS Web Tool - DNV GL 2012 | 0 | 2012 | 0.28 | SWBE007-04
RES-BLDGENV-21.16 | Res ¦ Wall Insulation (R13) - Hot-Dry ¦ SCE ¦ Hot-Dry | Res ¦ Wall Insulation (R13) - Hot-Dry | SCE ¦ Hot-Dry | SCE | All | Electric & Gas | Wall Insulation (R13) | Efficient |  |  | 0 | Conventional | BldgEnv | Res - Multi Family | Res | RET Only | 0 | Residential Households | Area-ft2 | 30 | DEER:Res_BldgShell_Ins | -0.49573 | -0.00019589 | -0.1122 | eTRM SWBE007-04 | 0.6 | 2024 | 1.1 | 2024 | 0 | 0 | DEER 2024, D24 v1, "Group A Residential Insulation Measure Effective Useful Life Study Report", 2023-12-22, p. 2; capped at 30 years per D.23-04-035., Created by Deemed Ex Ante Team | Res Wall Insulation - Hot-Dry ¦ SCE ¦ Hot-Dry | Res Wall Insulation - Hot-Dry | 572.2324 | 0.5 | 0.76193 | CLASS Web Tool - DNV GL 2012 | 0 | 2012 | 0.28 | SWBE007-04
RES-BLDGENV-21.17 | Res ¦ Wall Insulation (R13) - Cold ¦ SCE ¦ Cold | Res ¦ Wall Insulation (R13) - Cold | SCE ¦ Cold | SCE | All | Electric & Gas | Wall Insulation (R13) | Efficient |  |  | 0 | Conventional | BldgEnv | Res - Multi Family | Res | RET Only | 0 | Residential Households | Area-ft2 | 30 | DEER:Res_BldgShell_Ins | -0.62461 | -0.00040684 | -0.19561 | eTRM SWBE007-04 | 0.6 | 2024 | 1.1 | 2024 | 0 | 0 | DEER 2024, D24 v1, "Group A Residential Insulation Measure Effective Useful Life Study Report", 2023-12-22, p. 2; capped at 30 years per D.23-04-035., Created by Deemed Ex Ante Team | Res Wall Insulation - Cold ¦ SCE ¦ Cold | Res Wall Insulation - Cold | 572.2324 | 0.5 | 0.76193 | CLASS Web Tool - DNV GL 2012 | 0 | 2012 | 0.28 | SWBE007-04
RES-BLDGENV-21.18 | Res ¦ Wall Insulation (R13) - Marine ¦ SCG ¦ Marine | Res ¦ Wall Insulation (R13) - Marine | SCG ¦ Marine | SCG | All | Electric & Gas | Wall Insulation (R13) | Efficient |  |  | 0 | Conventional | BldgEnv | Res - Multi Family | Res | RET Only | 0 | Residential Households | Area-ft2 | 30 | DEER:Res_BldgShell_Ins | -0.24498 | -5.2218e-05 | -0.088219 | eTRM SWBE007-04 | 0.6 | 2024 | 1.1 | 2024 | 0 | 0 | DEER 2024, D24 v1, "Group A Residential Insulation Measure Effective Useful Life Study Report", 2023-12-22, p. 2; capped at 30 years per D.23-04-035., Created by Deemed Ex Ante Team | Res Wall Insulation - Marine ¦ SCG ¦ Marine | Res Wall Insulation - Marine | 572.2324 | 0.5 | 0.76193 | CLASS Web Tool - DNV GL 2012 | 0 | 2012 | 0.28 | SWBE007-04
RES-BLDGENV-21.19 | Res ¦ Wall Insulation (R13) - Hot-Dry ¦ SCG ¦ Hot-Dry | Res ¦ Wall Insulation (R13) - Hot-Dry | SCG ¦ Hot-Dry | SCG | All | Electric & Gas | Wall Insulation (R13) | Efficient |  |  | 0 | Conventional | BldgEnv | Res - Multi Family | Res | RET Only | 0 | Residential Households | Area-ft2 | 30 | DEER:Res_BldgShell_Ins | -0.49573 | -0.00019589 | -0.1122 | eTRM SWBE007-04 | 0.6 | 2024 | 1.1 | 2024 | 0 | 0 | DEER 2024, D24 v1, "Group A Residential Insulation Measure Effective Useful Life Study Report", 2023-12-22, p. 2; capped at 30 years per D.23-04-035., Created by Deemed Ex Ante Team | Res Wall Insulation - Hot-Dry ¦ SCG ¦ Hot-Dry | Res Wall Insulation - Hot-Dry | 572.2324 | 0.5 | 0.76193 | CLASS Web Tool - DNV GL 2012 | 0 | 2012 | 0.28 | SWBE007-04
RES-BLDGENV-21.20 | Res ¦ Wall Insulation (R13) - Cold ¦ SCG ¦ Cold | Res ¦ Wall Insulation (R13) - Cold | SCG ¦ Cold | SCG | All | Electric & Gas | Wall Insulation (R13) | Efficient |  |  | 0 | Conventional | BldgEnv | Res - Multi Family | Res | RET Only | 0 | Residential Households | Area-ft2 | 30 | DEER:Res_BldgShell_Ins | -0.62461 | -0.00040684 | -0.19561 | eTRM SWBE007-04 | 0.6 | 2024 | 1.1 | 2024 | 0 | 0 | DEER 2024, D24 v1, "Group A Residential Insulation Measure Effective Useful Life Study Report", 2023-12-22, p. 2; capped at 30 years per D.23-04-035., Created by Deemed Ex Ante Team | Res Wall Insulation - Cold ¦ SCG ¦ Cold | Res Wall Insulation - Cold | 572.2324 | 0.5 | 0.76193 | CLASS Web Tool - DNV GL 2012 | 0 | 2012 | 0.28 | SWBE007-04
RES-BLDGENV-21.21 | Res ¦ Wall Insulation (R13) - Marine ¦ SDG&E ¦ Marine | Res ¦ Wall Insulation (R13) - Marine | SDG&E ¦ Marine | SDG&E | All | Electric & Gas | Wall Insulation (R13) | Efficient |  |  | 0 | Conventional | BldgEnv | Res - Multi Family | Res | RET Only | 0 | Residential Households | Area-ft2 | 30 | DEER:Res_BldgShell_Ins | -0.24498 | -5.2218e-05 | -0.088219 | eTRM SWBE007-04 | 0.6 | 2024 | 1.1 | 2024 | 0 | 0 | DEER 2024, D24 v1, "Group A Residential Insulation Measure Effective Useful Life Study Report", 2023-12-22, p. 2; capped at 30 years per D.23-04-035., Created by Deemed Ex Ante Team | Res Wall Insulation - Marine ¦ SDG&E ¦ Marine | Res Wall Insulation - Marine | 332.6184 | 0.5 | 0.67393 | CLASS Web Tool - DNV GL 2012 | 0 | 2012 | 0.28 | SWBE007-04
RES-BLDGENV-21.22 | Res ¦ Wall Insulation (R13) - Hot-Dry ¦ SDG&E ¦ Hot-Dry | Res ¦ Wall Insulation (R13) - Hot-Dry | SDG&E ¦ Hot-Dry | SDG&E | All | Electric & Gas | Wall Insulation (R13) | Efficient |  |  | 0 | Conventional | BldgEnv | Res - Multi Family | Res | RET Only | 0 | Residential Households | Area-ft2 | 30 | DEER:Res_BldgShell_Ins | -0.13555 | -8.6919e-05 | -0.083824 | eTRM SWBE007-04 | 0.6 | 2024 | 1.1 | 2024 | 0 | 0 | DEER 2024, D24 v1, "Group A Residential Insulation Measure Effective Useful Life Study Report", 2023-12-22, p. 2; capped at 30 years per D.23-04-035., Created by Deemed Ex Ante Team | Res Wall Insulation - Hot-Dry ¦ SDG&E ¦ Hot-Dry | Res Wall Insulation - Hot-Dry | 332.6184 | 0.5 | 0.67393 | CLASS Web Tool - DNV GL 2012 | 0 | 2012 | 0.28 | SWBE007-04
RES-BLDGENV-30.1 | Res ¦ Floor Insulation (R0) - Marine ¦ PG&E ¦ Marine | Res ¦ Floor Insulation (R0) - Marine | PG&E ¦ Marine | PG&E | All | Electric & Gas | No existing floor insulation | Average Existing |  |  | 0 | Conventional | BldgEnv | Res - Single Family | Res | RET Only | 0 | Residential Households | sq ft of insulation | 20 | DEER:Res_BldgShell_Ins | 0 | 0 | 0 | DEER2005 | 0 | 2005 | 0 | 2005 | 0 | 0 | Itron, Inc. 2005. 2004-2005 Database for Energy Efficiency Resources (DEER) Update Study - Final Report | Res Floor Insulation (Elec/Gas) - Marine ¦ PG&E ¦ Marine | Res Floor Insulation (Elec/Gas) - Marine | 1840.9799 | 0.5 | 0.89968 | CLASS Web Tool - DNV GL 2012 | 0 | 2012 | 0.28 | None
RES-BLDGENV-30.2 | Res ¦ Floor Insulation (R0) - Marine ¦ PG&E ¦ Marine | Res ¦ Floor Insulation (R0) - Marine | PG&E ¦ Marine | PG&E | All | Electric & Gas | No existing floor insulation | Average Existing |  |  | 0 | Conventional | BldgEnv | Res - Multi Family | Res | RET Only | 0 | Residential Households | sq ft of insulation | 20 | DEER:Res_BldgShell_Ins | 0 | 0 | 0 | DEER2005 | 0 | 2005 | 0 | 2005 | 0 | 0 | Itron, Inc. 2005. 2004-2005 Database for Energy Efficiency Resources (DEER) Update Study - Final Report | Res Floor Insulation (Elec/Gas) - Marine ¦ PG&E ¦ Marine | Res Floor Insulation (Elec/Gas) - Marine | 836.3072 | 0.5 | 0.98039 | CLASS Web Tool - DNV GL 2012 | 0 | 2012 | 0.28 | None
RES-BLDGENV-30.3 | Res ¦ Floor Insulation (R0) - Hot-Dry ¦ PG&E ¦ Hot-Dry | Res ¦ Floor Insulation (R0) - Hot-Dry | PG&E ¦ Hot-Dry | PG&E | All | Electric & Gas | No existing floor insulation | Average Existing |  |  | 0 | Conventional | BldgEnv | Res - Single Family | Res | RET Only | 0 | Residential Households | sq ft of insulation | 20 | DEER:Res_BldgShell_Ins | 0 | 0 | 0 | DEER2005 | 0 | 2005 | 0 | 2005 | 0 | 0 | Itron, Inc. 2005. 2004-2005 Database for Energy Efficiency Resources (DEER) Update Study - Final Report | Res Floor Insulation (Elec/Gas) - Hot-Dry ¦ PG&E ¦ Hot-Dry | Res Floor Insulation (Elec/Gas) - Hot-Dry | 1840.9799 | 0.5 | 0.89968 | CLASS Web Tool - DNV GL 2012 | 0 | 2012 | 0.28 | None
RES-BLDGENV-30.4 | Res ¦ Floor Insulation (R0) - Hot-Dry ¦ PG&E ¦ Hot-Dry | Res ¦ Floor Insulation (R0) - Hot-Dry | PG&E ¦ Hot-Dry | PG&E | All | Electric & Gas | No existing floor insulation | Average Existing |  |  | 0 | Conventional | BldgEnv | Res - Multi Family | Res | RET Only | 0 | Residential Households | sq ft of insulation | 20 | DEER:Res_BldgShell_Ins | 0 | 0 | 0 | DEER2005 | 0 | 2005 | 0 | 2005 | 0 | 0 | Itron, Inc. 2005. 2004-2005 Database for Energy Efficiency Resources (DEER) Update Study - Final Report | Res Floor Insulation (Elec/Gas) - Hot-Dry ¦ PG&E ¦ Hot-Dry | Res Floor Insulation (Elec/Gas) - Hot-Dry | 836.3072 | 0.5 | 0.98039 | CLASS Web Tool - DNV GL 2012 | 0 | 2012 | 0.28 | None
RES-BLDGENV-30.5 | Res ¦ Floor Insulation (R0) - Cold ¦ PG&E ¦ Cold | Res ¦ Floor Insulation (R0) - Cold | PG&E ¦ Cold | PG&E | All | Electric & Gas | No existing floor insulation | Average Existing |  |  | 0 | Conventional | BldgEnv | Res - Single Family | Res | RET Only | 0 | Residential Households | sq ft of insulation | 20 | DEER:Res_BldgShell_Ins | 0 | 0 | 0 | DEER2005 | 0 | 2005 | 0 | 2005 | 0 | 0 | Itron, Inc. 2005. 2004-2005 Database for Energy Efficiency Resources (DEER) Update Study - Final Report | Res Floor Insulation (Elec/Gas) - Cold ¦ PG&E ¦ Cold | Res Floor Insulation (Elec/Gas) - Cold | 1840.9799 | 0.5 | 0.89968 | CLASS Web Tool - DNV GL 2012 | 0 | 2012 | 0.28 | None
RES-BLDGENV-30.6 | Res ¦ Floor Insulation (R0) - Cold ¦ PG&E ¦ Cold | Res ¦ Floor Insulation (R0) - Cold | PG&E ¦ Cold | PG&E | All | Electric & Gas | No existing floor insulation | Average Existing |  |  | 0 | Conventional | BldgEnv | Res - Multi Family | Res | RET Only | 0 | Residential Households | sq ft of insulation | 20 | DEER:Res_BldgShell_Ins | 0 | 0 | 0 | DEER2005 | 0 | 2005 | 0 | 2005 | 0 | 0 | Itron, Inc. 2005. 2004-2005 Database for Energy Efficiency Resources (DEER) Update Study - Final Report | Res Floor Insulation (Elec/Gas) - Cold ¦ PG&E ¦ Cold | Res Floor Insulation (Elec/Gas) - Cold | 836.3072 | 0.5 | 0.98039 | CLASS Web Tool - DNV GL 2012 | 0 | 2012 | 0.28 | None
RES-BLDGENV-31.1 | Res ¦ Floor Insulation (R19) - Marine ¦ PG&E ¦ Marine | Res ¦ Floor Insulation (R19) - Marine | PG&E ¦ Marine | PG&E | All | Electric & Gas | Code level R19 floor insulation for RET and NEW | Code |  |  | 0 | Conventional | BldgEnv | Res - Single Family | Res | RET and NEW | 0 | Residential Households | sq ft of insulation | 20 | DEER:Res_BldgShell_Ins | 0.19 | -0.000492 | -0.0407 | DEER2005 | 0.38 | 2005 | 0.51 | 2005 | 0 | 0 | Itron, Inc. 2005. 2004-2005 Database for Energy Efficiency Resources (DEER) Update Study - Final Report | Res Floor Insulation (Elec/Gas) - Marine ¦ PG&E ¦ Marine | Res Floor Insulation (Elec/Gas) - Marine | 1840.9799 | 0.5 | 0.080255 | CLASS Web Tool - DNV GL 2012 | 0 | 2012 | 0.28 | D03-426
RES-BLDGENV-31.2 | Res ¦ Floor Insulation (R19) - Marine ¦ PG&E ¦ Marine | Res ¦ Floor Insulation (R19) - Marine | PG&E ¦ Marine | PG&E | All | Electric & Gas | Code level R19 floor insulation for RET and NEW | Code |  |  | 0 | Conventional | BldgEnv | Res - Multi Family | Res | RET and NEW | 0 | Residential Households | sq ft of insulation | 20 | DEER:Res_BldgShell_Ins | 0.19 | -0.000492 | -0.0407 | DEER2005 | 0.38 | 2005 | 0.51 | 2005 | 0 | 0 | Itron, Inc. 2005. 2004-2005 Database for Energy Efficiency Resources (DEER) Update Study - Final Report | Res Floor Insulation (Elec/Gas) - Marine ¦ PG&E ¦ Marine | Res Floor Insulation (Elec/Gas) - Marine | 836.3072 | 0.5 | 0.015686 | CLASS Web Tool - DNV GL 2012 | 0 | 2012 | 0.28 | D03-426
RES-BLDGENV-31.3 | Res ¦ Floor Insulation (R19) - Hot-Dry ¦ PG&E ¦ Hot-Dry | Res ¦ Floor Insulation (R19) - Hot-Dry | PG&E ¦ Hot-Dry | PG&E | All | Electric & Gas | Code level R19 floor insulation for RET and NEW | Code |  |  | 0 | Conventional | BldgEnv | Res - Single Family | Res | RET and NEW | 0 | Residential Households | sq ft of insulation | 20 | DEER:Res_BldgShell_Ins | 0.243 | -0.000107 | -0.0376 | DEER2005 | 0.38 | 2005 | 0.51 | 2005 | 0 | 0 | Itron, Inc. 2005. 2004-2005 Database for Energy Efficiency Resources (DEER) Update Study - Final Report | Res Floor Insulation (Elec/Gas) - Hot-Dry ¦ PG&E ¦ Hot-Dry | Res Floor Insulation (Elec/Gas) - Hot-Dry | 1840.9799 | 0.5 | 0.080255 | CLASS Web Tool - DNV GL 2012 | 0 | 2012 | 0.28 | D03-426
RES-BLDGENV-31.4 | Res ¦ Floor Insulation (R19) - Hot-Dry ¦ PG&E ¦ Hot-Dry | Res ¦ Floor Insulation (R19) - Hot-Dry | PG&E ¦ Hot-Dry | PG&E | All | Electric & Gas | Code level R19 floor insulation for RET and NEW | Code |  |  | 0 | Conventional | BldgEnv | Res - Multi Family | Res | RET and NEW | 0 | Residential Households | sq ft of insulation | 20 | DEER:Res_BldgShell_Ins | 0.243 | -0.000107 | -0.0376 | DEER2005 | 0.38 | 2005 | 0.51 | 2005 | 0 | 0 | Itron, Inc. 2005. 2004-2005 Database for Energy Efficiency Resources (DEER) Update Study - Final Report | Res Floor Insulation (Elec/Gas) - Hot-Dry ¦ PG&E ¦ Hot-Dry | Res Floor Insulation (Elec/Gas) - Hot-Dry | 836.3072 | 0.5 | 0.015686 | CLASS Web Tool - DNV GL 2012 | 0 | 2012 | 0.28 | D03-426
RES-BLDGENV-31.5 | Res ¦ Floor Insulation (R19) - Cold ¦ PG&E ¦ Cold | Res ¦ Floor Insulation (R19) - Cold | PG&E ¦ Cold | PG&E | All | Electric & Gas | Code level R19 floor insulation for RET and NEW | Code |  |  | 0 | Conventional | BldgEnv | Res - Single Family | Res | RET and NEW | 0 | Residential Households | sq ft of insulation | 20 | DEER:Res_BldgShell_Ins | 0.208 | -0.000244 | -0.0984 | DEER2005 | 0.38 | 2005 | 0.51 | 2005 | 0 | 0 | Itron, Inc. 2005. 2004-2005 Database for Energy Efficiency Resources (DEER) Update Study - Final Report | Res Floor Insulation (Elec/Gas) - Cold ¦ PG&E ¦ Cold | Res Floor Insulation (Elec/Gas) - Cold | 1840.9799 | 0.5 | 0.080255 | CLASS Web Tool - DNV GL 2012 | 0 | 2012 | 0.28 | D03-426
RES-BLDGENV-31.6 | Res ¦ Floor Insulation (R19) - Cold ¦ PG&E ¦ Cold | Res ¦ Floor Insulation (R19) - Cold | PG&E ¦ Cold | PG&E | All | Electric & Gas | Code level R19 floor insulation for RET and NEW | Code |  |  | 0 | Conventional | BldgEnv | Res - Multi Family | Res | RET and NEW | 0 | Residential Households | sq ft of insulation | 20 | DEER:Res_BldgShell_Ins | 0.208 | -0.000244 | -0.0984 | DEER2005 | 0.38 | 2005 | 0.51 | 2005 | 0 | 0 | Itron, Inc. 2005. 2004-2005 Database for Energy Efficiency Resources (DEER) Update Study - Final Report | Res Floor Insulation (Elec/Gas) - Cold ¦ PG&E ¦ Cold | Res Floor Insulation (Elec/Gas) - Cold | 836.3072 | 0.5 | 0.015686 | CLASS Web Tool - DNV GL 2012 | 0 | 2012 | 0.28 | D03-426
RES-BLDGENV-32.1 | Res ¦ Floor Insulation (R30) - Marine ¦ PG&E ¦ Marine | Res ¦ Floor Insulation (R30) - Marine | PG&E ¦ Marine | PG&E | All | Electric & Gas | Efficient level R30 floor insulation for RET and NEW | Efficient |  |  | 0 | Conventional | BldgEnv | Res - Single Family | Res | RET and NEW | 0 | Residential Households | sq ft of insulation | 20 | DEER:Res_BldgShell_Ins | 0.212 | -0.000536 | -0.0468 | DEER2005 | 0.56 | 2005 | 0.78 | 2005 | 0 | 0 | Itron, Inc. 2005. 2004-2005 Database for Energy Efficiency Resources (DEER) Update Study - Final Report | Res Floor Insulation (Elec/Gas) - Marine ¦ PG&E ¦ Marine | Res Floor Insulation (Elec/Gas) - Marine | 1840.9799 | 0.5 | 0.020064 | CLASS Web Tool - DNV GL 2012 | 0.402 | 2032 | 0.28 | D03-427
RES-BLDGENV-32.2 | Res ¦ Floor Insulation (R30) - Marine ¦ PG&E ¦ Marine | Res ¦ Floor Insulation (R30) - Marine | PG&E ¦ Marine | PG&E | All | Electric & Gas | Efficient level R30 floor insulation for RET and NEW | Efficient |  |  | 0 | Conventional | BldgEnv | Res - Multi Family | Res | RET and NEW | 0 | Residential Households | sq ft of insulation | 20 | DEER:Res_BldgShell_Ins | 0.212 | -0.000536 | -0.0468 | DEER2005 | 0.56 | 2005 | 0.78 | 2005 | 0 | 0 | Itron, Inc. 2005. 2004-2005 Database for Energy Efficiency Resources (DEER) Update Study - Final Report | Res Floor Insulation (Elec/Gas) - Marine ¦ PG&E ¦ Marine | Res Floor Insulation (Elec/Gas) - Marine | 836.3072 | 0.5 | 0.0039216 | CLASS Web Tool - DNV GL 2012 | 0 | 2012 | 0.28 | D03-427
RES-BLDGENV-32.3 | Res ¦ Floor Insulation (R30) - Hot-Dry ¦ PG&E ¦ Hot-Dry | Res ¦ Floor Insulation (R30) - Hot-Dry | PG&E ¦ Hot-Dry | PG&E | All | Electric & Gas | Efficient level R30 floor insulation for RET and NEW | Efficient |  |  | 0 | Conventional | BldgEnv | Res - Single Family | Res | RET and NEW | 0 | Residential Households | sq ft of insulation | 20 | DEER:Res_BldgShell_Ins | 0.273 | -0.000118 | -0.0432 | DEER2005 | 0.56 | 2005 | 0.78 | 2005 | 0 | 0 | Itron, Inc. 2005. 2004-2005 Database for Energy Efficiency Resources (DEER) Update Study - Final Report | Res Floor Insulation (Elec/Gas) - Hot-Dry ¦ PG&E ¦ Hot-Dry | Res Floor Insulation (Elec/Gas) - Hot-Dry | 1840.9799 | 0.5 | 0.020064 | CLASS Web Tool - DNV GL 2012 | 0.402 | 2032 | 0.28 | D03-427
RES-BLDGENV-32.4 | Res ¦ Floor Insulation (R30) - Hot-Dry ¦ PG&E ¦ Hot-Dry | Res ¦ Floor Insulation (R30) - Hot-Dry | PG&E ¦ Hot-Dry | PG&E | All | Electric & Gas | Efficient level R30 floor insulation for RET and NEW | Efficient |  |  | 0 | Conventional | BldgEnv | Res - Multi Family | Res | RET and NEW | 0 | Residential Households | sq ft of insulation | 20 | DEER:Res_BldgShell_Ins | 0.273 | -0.000118 | -0.0432 | DEER2005 | 0.56 | 2005 | 0.78 | 2005 | 0 | 0 | Itron, Inc. 2005. 2004-2005 Database for Energy Efficiency Resources (DEER) Update Study - Final Report | Res Floor Insulation (Elec/Gas) - Hot-Dry ¦ PG&E ¦ Hot-Dry | Res Floor Insulation (Elec/Gas) - Hot-Dry | 836.3072 | 0.5 | 0.0039216 | CLASS Web Tool - DNV GL 2012 | 0 | 2012 | 0.28 | D03-427
RES-BLDGENV-32.5 | Res ¦ Floor Insulation (R30) - Cold ¦ PG&E ¦ Cold | Res ¦ Floor Insulation (R30) - Cold | PG&E ¦ Cold | PG&E | All | Electric & Gas | Efficient level R30 floor insulation for RET and NEW | Efficient |  |  | 0 | Conventional | BldgEnv | Res - Single Family | Res | RET and NEW | 0 | Residential Households | sq ft of insulation | 20 | DEER:Res_BldgShell_Ins | 0.233 | -0.000269 | -0.112 | DEER2005 | 0.56 | 2005 | 0.78 | 2005 | 0 | 0 | Itron, Inc. 2005. 2004-2005 Database for Energy Efficiency Resources (DEER) Update Study - Final Report | Res Floor Insulation (Elec/Gas) - Cold ¦ PG&E ¦ Cold | Res Floor Insulation (Elec/Gas) - Cold | 1840.9799 | 0.5 | 0.020064 | CLASS Web Tool - DNV GL 2012 | 0.402 | 2032 | 0.28 | D03-427
RES-BLDGENV-32.6 | Res ¦ Floor Insulation (R30) - Cold ¦ PG&E ¦ Cold | Res ¦ Floor Insulation (R30) - Cold | PG&E ¦ Cold | PG&E | All | Electric & Gas | Efficient level R30 floor insulation for RET and NEW | Efficient |  |  | 0 | Conventional | BldgEnv | Res - Multi Family | Res | RET and NEW | 0 | Residential Households | sq ft of insulation | 20 | DEER:Res_BldgShell_Ins | 0.233 | -0.000269 | -0.112 | DEER2005 | 0.56 | 2005 | 0.78 | 2005 | 0 | 0 | Itron, Inc. 2005. 2004-2005 Database for Energy Efficiency Resources (DEER) Update Study - Final Report | Res Floor Insulation (Elec/Gas) - Cold ¦ PG&E ¦ Cold | Res Floor Insulation (Elec/Gas) - Cold | 836.3072 | 0.5 | 0.0039216 | CLASS Web Tool - DNV GL 2012 | 0 | 2012 | 0.28 | D03-427
RES-BLDGENV-30.1 | Res ¦ Floor Insulation (R0) - Marine ¦ SCE ¦ Marine | Res ¦ Floor Insulation (R0) - Marine | SCE ¦ Marine | SCE | All | Electric & Gas | No existing floor insulation | Average Existing |  |  | 0 | Conventional | BldgEnv | Res - Single Family | Res | RET Only | 0 | Residential Households | sq ft of insulation | 20 | DEER:Res_BldgShell_Ins | 0 | 0 | 0 | DEER2005 | 0 | 2005 | 0 | 2005 | 0 | 0 | Itron, Inc. 2005. 2004-2005 Database for Energy Efficiency Resources (DEER) Update Study - Final Report | Res Floor Insulation (Elec/Gas) - Marine ¦ SCE ¦ Marine | Res Floor Insulation (Elec/Gas) - Marine | 3307.6347 | 0.5 | 0.90591 | CLASS Web Tool - DNV GL 2012 | 0 | 2012 | 0.28 | None
RES-BLDGENV-30.2 | Res ¦ Floor Insulation (R0) - Marine ¦ SCE ¦ Marine | Res ¦ Floor Insulation (R0) - Marine | SCE ¦ Marine | SCE | All | Electric & Gas | No existing floor insulation | Average Existing |  |  | 0 | Conventional | BldgEnv | Res - Multi Family | Res | RET Only | 0 | Residential Households | sq ft of insulation | 20 | DEER:Res_BldgShell_Ins | 0 | 0 | 0 | DEER2005 | 0 | 2005 | 0 | 2005 | 0 | 0 | Itron, Inc. 2005. 2004-2005 Database for Energy Efficiency Resources (DEER) Update Study - Final Report | Res Floor Insulation (Elec/Gas) - Marine ¦ SCE ¦ Marine | Res Floor Insulation (Elec/Gas) - Marine | 1395.7866 | 0.5 | 0.98333 | CLASS Web Tool - DNV GL 2012 | 0 | 2012 | 0.28 | None
RES-BLDGENV-30.3 | Res ¦ Floor Insulation (R0) - Hot-Dry ¦ SCE ¦ Hot-Dry | Res ¦ Floor Insulation (R0) - Hot-Dry | SCE ¦ Hot-Dry | SCE | All | Electric & Gas | No existing floor insulation | Average Existing |  |  | 0 | Conventional | BldgEnv | Res - Single Family | Res | RET Only | 0 | Residential Households | sq ft of insulation | 20 | DEER:Res_BldgShell_Ins | 0 | 0 | 0 | DEER2005 | 0 | 2005 | 0 | 2005 | 0 | 0 | Itron, Inc. 2005. 2004-2005 Database for Energy Efficiency Resources (DEER) Update Study - Final Report | Res Floor Insulation (Elec/Gas) - Hot-Dry ¦ SCE ¦ Hot-Dry | Res Floor Insulation (Elec/Gas) - Hot-Dry | 3307.6347 | 0.5 | 0.90591 | CLASS Web Tool - DNV GL 2012 | 0 | 2012 | 0.28 | None
RES-BLDGENV-30.4 | Res ¦ Floor Insulation (R0) - Hot-Dry ¦ SCE ¦ Hot-Dry | Res ¦ Floor Insulation (R0) - Hot-Dry | SCE ¦ Hot-Dry | SCE | All | Electric & Gas | No existing floor insulation | Average Existing |  |  | 0 | Conventional | BldgEnv | Res - Multi Family | Res | RET Only | 0 | Residential Households | sq ft of insulation | 20 | DEER:Res_BldgShell_Ins | 0 | 0 | 0 | DEER2005 | 0 | 2005 | 0 | 2005 | 0 | 0 | Itron, Inc. 2005. 2004-2005 Database for Energy Efficiency Resources (DEER) Update Study - Final Report | Res Floor Insulation (Elec/Gas) - Hot-Dry ¦ SCE ¦ Hot-Dry | Res Floor Insulation (Elec/Gas) - Hot-Dry | 1395.7866 | 0.5 | 0.98333 | CLASS Web Tool - DNV GL 2012 | 0 | 2012 | 0.28 | None
RES-BLDGENV-30.5 | Res ¦ Floor Insulation (R0) - Cold ¦ SCE ¦ Cold | Res ¦ Floor Insulation (R0) - Cold | SCE ¦ Cold | SCE | All | Electric & Gas | No existing floor insulation | Average Existing |  |  | 0 | Conventional | BldgEnv | Res - Single Family | Res | RET Only | 0 | Residential Households | sq ft of insulation | 20 | DEER:Res_BldgShell_Ins | 0 | 0 | 0 | DEER2005 | 0 | 2005 | 0 | 2005 | 0 | 0 | Itron, Inc. 2005. 2004-2005 Database for Energy Efficiency Resources (DEER) Update Study - Final Report | Res Floor Insulation (Elec/Gas) - Cold ¦ SCE ¦ Cold | Res Floor Insulation (Elec/Gas) - Cold | 3307.6347 | 0.5 | 0.90591 | CLASS Web Tool - DNV GL 2012 | 0 | 2012 | 0.28 | None
RES-BLDGENV-30.6 | Res ¦ Floor Insulation (R0) - Cold ¦ SCE ¦ Cold | Res ¦ Floor Insulation (R0) - Cold | SCE ¦ Cold | SCE | All | Electric & Gas | No existing floor insulation | Average Existing |  |  | 0 | Conventional | BldgEnv | Res - Multi Family | Res | RET Only | 0 | Residential Households | sq ft of insulation | 20 | DEER:Res_BldgShell_Ins | 0 | 0 | 0 | DEER2005 | 0 | 2005 | 0 | 2005 | 0 | 0 | Itron, Inc. 2005. 2004-2005 Database for Energy Efficiency Resources (DEER) Update Study - Final Report | Res Floor Insulation (Elec/Gas) - Cold ¦ SCE ¦ Cold | Res Floor Insulation (Elec/Gas) - Cold | 1395.7866 | 0.5 | 0.98333 | CLASS Web Tool - DNV GL 2012 | 0 | 2012 | 0.28 | None
RES-BLDGENV-31.1 | Res ¦ Floor Insulation (R19) - Marine ¦ SCE ¦ Marine | Res ¦ Floor Insulation (R19) - Marine | SCE ¦ Marine | SCE | All | Electric & Gas | Code level R19 floor insulation for RET and NEW | Code |  |  | 0 | Conventional | BldgEnv | Res - Single Family | Res | RET and NEW | 0 | Residential Households | sq ft of insulation | 20 | DEER:Res_BldgShell_Ins | 0.333 | -0.000445 | -0.0244 | DEER2005 | 0.38 | 2005 | 0.51 | 2005 | 0 | 0 | Itron, Inc. 2005. 2004-2005 Database for Energy Efficiency Resources (DEER) Update Study - Final Report | Res Floor Insulation (Elec/Gas) - Marine ¦ SCE ¦ Marine | Res Floor Insulation (Elec/Gas) - Marine | 3307.6347 | 0.5 | 0.075274 | CLASS Web Tool - DNV GL 2012 | 0 | 2012 | 0.28 | D03-426
RES-BLDGENV-31.2 | Res ¦ Floor Insulation (R19) - Marine ¦ SCE ¦ Marine | Res ¦ Floor Insulation (R19) - Marine | SCE ¦ Marine | SCE | All | Electric & Gas | Code level R19 floor insulation for RET and NEW | Code |  |  | 0 | Conventional | BldgEnv | Res - Multi Family | Res | RET and NEW | 0 | Residential Households | sq ft of insulation | 20 | DEER:Res_BldgShell_Ins | 0.333 | -0.000445 | -0.0244 | DEER2005 | 0.38 | 2005 | 0.51 | 2005 | 0 | 0 | Itron, Inc. 2005. 2004-2005 Database for Energy Efficiency Resources (DEER) Update Study - Final Report | Res Floor Insulation (Elec/Gas) - Marine ¦ SCE ¦ Marine | Res Floor Insulation (Elec/Gas) - Marine | 1395.7866 | 0.5 | 0.013333 | CLASS Web Tool - DNV GL 2012 | 0 | 2012 | 0.28 | D03-426
RES-BLDGENV-31.3 | Res ¦ Floor Insulation (R19) - Hot-Dry ¦ SCE ¦ Hot-Dry | Res ¦ Floor Insulation (R19) - Hot-Dry | SCE ¦ Hot-Dry | SCE | All | Electric & Gas | Code level R19 floor insulation for RET and NEW | Code |  |  | 0 | Conventional | BldgEnv | Res - Single Family | Res | RET and NEW | 0 | Residential Households | sq ft of insulation | 20 | DEER:Res_BldgShell_Ins | 0.376 | -3.27e-05 | -0.0164 | DEER2005 | 0.38 | 2005 | 0.51 | 2005 | 0 | 0 | Itron, Inc. 2005. 2004-2005 Database for Energy Efficiency Resources (DEER) Update Study - Final Report | Res Floor Insulation (Elec/Gas) - Hot-Dry ¦ SCE ¦ Hot-Dry | Res Floor Insulation (Elec/Gas) - Hot-Dry | 3307.6347 | 0.5 | 0.075274 | CLASS Web Tool - DNV GL 2012 | 0 | 2012 | 0.28 | D03-426
RES-BLDGENV-31.4 | Res ¦ Floor Insulation (R19) - Hot-Dry ¦ SCE ¦ Hot-Dry | Res ¦ Floor Insulation (R19) - Hot-Dry | SCE ¦ Hot-Dry | SCE | All | Electric & Gas | Code level R19 floor insulation for RET and NEW | Code |  |  | 0 | Conventional | BldgEnv | Res - Multi Family | Res | RET and NEW | 0 | Residential Households | sq ft of insulation | 20 | DEER:Res_BldgShell_Ins | 0.376 | -3.27e-05 | -0.0164 | DEER2005 | 0.38 | 2005 | 0.51 | 2005 | 0 | 0 | Itron, Inc. 2005. 2004-2005 Database for Energy Efficiency Resources (DEER) Update Study - Final Report | Res Floor Insulation (Elec/Gas) - Hot-Dry ¦ SCE ¦ Hot-Dry | Res Floor Insulation (Elec/Gas) - Hot-Dry | 1395.7866 | 0.5 | 0.013333 | CLASS Web Tool - DNV GL 2012 | 0 | 2012 | 0.28 | D03-426
RES-BLDGENV-31.5 | Res ¦ Floor Insulation (R19) - Cold ¦ SCE ¦ Cold | Res ¦ Floor Insulation (R19) - Cold | SCE ¦ Cold | SCE | All | Electric & Gas | Code level R19 floor insulation for RET and NEW | Code |  |  | 0 | Conventional | BldgEnv | Res - Single Family | Res | RET and NEW | 0 | Residential Households | sq ft of insulation | 20 | DEER:Res_BldgShell_Ins | 0.208 | -0.000244 | -0.0984 | DEER2005 | 0.38 | 2005 | 0.51 | 2005 | 0 | 0 | Itron, Inc. 2005. 2004-2005 Database for Energy Efficiency Resources (DEER) Update Study - Final Report | Res Floor Insulation (Elec/Gas) - Cold ¦ SCE ¦ Cold | Res Floor Insulation (Elec/Gas) - Cold | 3307.6347 | 0.5 | 0.075274 | CLASS Web Tool - DNV GL 2012 | 0 | 2012 | 0.28 | D03-426
RES-BLDGENV-31.6 | Res ¦ Floor Insulation (R19) - Cold ¦ SCE ¦ Cold | Res ¦ Floor Insulation (R19) - Cold | SCE ¦ Cold | SCE | All | Electric & Gas | Code level R19 floor insulation for RET and NEW | Code |  |  | 0 | Conventional | BldgEnv | Res - Multi Family | Res | RET and NEW | 0 | Residential Households | sq ft of insulation | 20 | DEER:Res_BldgShell_Ins | 0.208 | -0.000244 | -0.0984 | DEER2005 | 0.38 | 2005 | 0.51 | 2005 | 0 | 0 | Itron, Inc. 2005. 2004-2005 Database for Energy Efficiency Resources (DEER) Update Study - Final Report | Res Floor Insulation (Elec/Gas) - Cold ¦ SCE ¦ Cold | Res Floor Insulation (Elec/Gas) - Cold | 1395.7866 | 0.5 | 0.013333 | CLASS Web Tool - DNV GL 2012 | 0 | 2012 | 0.28 | D03-426
RES-BLDGENV-32.1 | Res ¦ Floor Insulation (R30) - Marine ¦ SCE ¦ Marine | Res ¦ Floor Insulation (R30) - Marine | SCE ¦ Marine | SCE | All | Electric & Gas | Efficient level R30 floor insulation for RET and NEW | Efficient |  |  | 0 | Conventional | BldgEnv | Res - Single Family | Res | RET and NEW | 0 | Residential Households | sq ft of insulation | 20 | DEER:Res_BldgShell_Ins | 0.375 | -0.000475 | -0.0284 | DEER2005 | 0.56 | 2005 | 0.78 | 2005 | 0 | 0 | Itron, Inc. 2005. 2004-2005 Database for Energy Efficiency Resources (DEER) Update Study - Final Report | Res Floor Insulation (Elec/Gas) - Marine ¦ SCE ¦ Marine | Res Floor Insulation (Elec/Gas) - Marine | 3307.6347 | 0.5 | 0.018818 | CLASS Web Tool - DNV GL 2012 | 0.402 | 2032 | 0.28 | D03-427
RES-BLDGENV-32.2 | Res ¦ Floor Insulation (R30) - Marine ¦ SCE ¦ Marine | Res ¦ Floor Insulation (R30) - Marine | SCE ¦ Marine | SCE | All | Electric & Gas | Efficient level R30 floor insulation for RET and NEW | Efficient |  |  | 0 | Conventional | BldgEnv | Res - Multi Family | Res | RET and NEW | 0 | Residential Households | sq ft of insulation | 20 | DEER:Res_BldgShell_Ins | 0.375 | -0.000475 | -0.0284 | DEER2005 | 0.56 | 2005 | 0.78 | 2005 | 0 | 0 | Itron, Inc. 2005. 2004-2005 Database for Energy Efficiency Resources (DEER) Update Study - Final Report | Res Floor Insulation (Elec/Gas) - Marine ¦ SCE ¦ Marine | Res Floor Insulation (Elec/Gas) - Marine | 1395.7866 | 0.5 | 0.0033333 | CLASS Web Tool - DNV GL 2012 | 0 | 2012 | 0.28 | D03-427
RES-BLDGENV-32.3 | Res ¦ Floor Insulation (R30) - Hot-Dry ¦ SCE ¦ Hot-Dry | Res ¦ Floor Insulation (R30) - Hot-Dry | SCE ¦ Hot-Dry | SCE | All | Electric & Gas | Efficient level R30 floor insulation for RET and NEW | Efficient |  |  | 0 | Conventional | BldgEnv | Res - Single Family | Res | RET and NEW | 0 | Residential Households | sq ft of insulation | 20 | DEER:Res_BldgShell_Ins | 0.423 | -3.78e-05 | -0.0193 | DEER2005 | 0.56 | 2005 | 0.78 | 2005 | 0 | 0 | Itron, Inc. 2005. 2004-2005 Database for Energy Efficiency Resources (DEER) Update Study - Final Report | Res Floor Insulation (Elec/Gas) - Hot-Dry ¦ SCE ¦ Hot-Dry | Res Floor Insulation (Elec/Gas) - Hot-Dry | 3307.6347 | 0.5 | 0.018818 | CLASS Web Tool - DNV GL 2012 | 0.402 | 2032 | 0.28 | D03-427
RES-BLDGENV-32.4 | Res ¦ Floor Insulation (R30) - Hot-Dry ¦ SCE ¦ Hot-Dry | Res ¦ Floor Insulation (R30) - Hot-Dry | SCE ¦ Hot-Dry | SCE | All | Electric & Gas | Efficient level R30 floor insulation for RET and NEW | Efficient |  |  | 0 | Conventional | BldgEnv | Res - Multi Family | Res | RET and NEW | 0 | Residential Households | sq ft of insulation | 20 | DEER:Res_BldgShell_Ins | 0.423 | -3.78e-05 | -0.0193 | DEER2005 | 0.56 | 2005 | 0.78 | 2005 | 0 | 0 | Itron, Inc. 2005. 2004-2005 Database for Energy Efficiency Resources (DEER) Update Study - Final Report | Res Floor Insulation (Elec/Gas) - Hot-Dry ¦ SCE ¦ Hot-Dry | Res Floor Insulation (Elec/Gas) - Hot-Dry | 1395.7866 | 0.5 | 0.0033333 | CLASS Web Tool - DNV GL 2012 | 0 | 2012 | 0.28 | D03-427
RES-BLDGENV-32.5 | Res ¦ Floor Insulation (R30) - Cold ¦ SCE ¦ Cold | Res ¦ Floor Insulation (R30) - Cold | SCE ¦ Cold | SCE | All | Electric & Gas | Efficient level R30 floor insulation for RET and NEW | Efficient |  |  | 0 | Conventional | BldgEnv | Res - Single Family | Res | RET and NEW | 0 | Residential Households | sq ft of insulation | 20 | DEER:Res_BldgShell_Ins | 0.233 | -0.000269 | -0.112 | DEER2005 | 0.56 | 2005 | 0.78 | 2005 | 0 | 0 | Itron, Inc. 2005. 2004-2005 Database for Energy Efficiency Resources (DEER) Update Study - Final Report | Res Floor Insulation (Elec/Gas) - Cold ¦ SCE ¦ Cold | Res Floor Insulation (Elec/Gas) - Cold | 3307.6347 | 0.5 | 0.018818 | CLASS Web Tool - DNV GL 2012 | 0.402 | 2032 | 0.28 | D03-427
RES-BLDGENV-32.6 | Res ¦ Floor Insulation (R30) - Cold ¦ SCE ¦ Cold | Res ¦ Floor Insulation (R30) - Cold | SCE ¦ Cold | SCE | All | Electric & Gas | Efficient level R30 floor insulation for RET and NEW | Efficient |  |  | 0 | Conventional | BldgEnv | Res - Multi Family | Res | RET and NEW | 0 | Residential Households | sq ft of insulation | 20 | DEER:Res_BldgShell_Ins | 0.233 | -0.000269 | -0.112 | DEER2005 | 0.56 | 2005 | 0.78 | 2005 | 0 | 0 | Itron, Inc. 2005. 2004-2005 Database for Energy Efficiency Resources (DEER) Update Study - Final Report | Res Floor Insulation (Elec/Gas) - Cold ¦ SCE ¦ Cold | Res Floor Insulation (Elec/Gas) - Cold | 1395.7866 | 0.5 | 0.0033333 | CLASS Web Tool - DNV GL 2012 | 0 | 2012 | 0.28 | D03-427
RES-BLDGENV-30.1 | Res ¦ Floor Insulation (R0) - Marine ¦ SCG ¦ Marine | Res ¦ Floor Insulation (R0) - Marine | SCG ¦ Marine | SCG | All | Electric & Gas | No existing floor insulation | Average Existing |  |  | 0 | Conventional | BldgEnv | Res - Single Family | Res | RET Only | 0 | Residential Households | sq ft of insulation | 20 | DEER:Res_BldgShell_Ins | 0 | 0 | 0 | DEER2005 | 0 | 2005 | 0 | 2005 | 0 | 0 | Itron, Inc. 2005. 2004-2005 Database for Energy Efficiency Resources (DEER) Update Study - Final Report | Res Floor Insulation (Elec/Gas) - Marine ¦ SCG ¦ Marine | Res Floor Insulation (Elec/Gas) - Marine | 3307.6347 | 0.5 | 0.90591 | CLASS Web Tool - DNV GL 2012 | 0 | 2012 | 0.28 | None
RES-BLDGENV-30.2 | Res ¦ Floor Insulation (R0) - Marine ¦ SCG ¦ Marine | Res ¦ Floor Insulation (R0) - Marine | SCG ¦ Marine | SCG | All | Electric & Gas | No existing floor insulation | Average Existing |  |  | 0 | Conventional | BldgEnv | Res - Multi Family | Res | RET Only | 0 | Residential Households | sq ft of insulation | 20 | DEER:Res_BldgShell_Ins | 0 | 0 | 0 | DEER2005 | 0 | 2005 | 0 | 2005 | 0 | 0 | Itron, Inc. 2005. 2004-2005 Database for Energy Efficiency Resources (DEER) Update Study - Final Report | Res Floor Insulation (Elec/Gas) - Marine ¦ SCG ¦ Marine | Res Floor Insulation (Elec/Gas) - Marine | 1395.7866 | 0.5 | 0.98333 | CLASS Web Tool - DNV GL 2012 | 0 | 2012 | 0.28 | None
RES-BLDGENV-30.3 | Res ¦ Floor Insulation (R0) - Hot-Dry ¦ SCG ¦ Hot-Dry | Res ¦ Floor Insulation (R0) - Hot-Dry | SCG ¦ Hot-Dry | SCG | All | Electric & Gas | No existing floor insulation | Average Existing |  |  | 0 | Conventional | BldgEnv | Res - Single Family | Res | RET Only | 0 | Residential Households | sq ft of insulation | 20 | DEER:Res_BldgShell_Ins | 0 | 0 | 0 | DEER2005 | 0 | 2005 | 0 | 2005 | 0 | 0 | Itron, Inc. 2005. 2004-2005 Database for Energy Efficiency Resources (DEER) Update Study - Final Report | Res Floor Insulation (Elec/Gas) - Hot-Dry ¦ SCG ¦ Hot-Dry | Res Floor Insulation (Elec/Gas) - Hot-Dry | 3307.6347 | 0.5 | 0.90591 | CLASS Web Tool - DNV GL 2012 | 0 | 2012 | 0.28 | None
RES-BLDGENV-30.4 | Res ¦ Floor Insulation (R0) - Hot-Dry ¦ SCG ¦ Hot-Dry | Res ¦ Floor Insulation (R0) - Hot-Dry | SCG ¦ Hot-Dry | SCG | All | Electric & Gas | No existing floor insulation | Average Existing |  |  | 0 | Conventional | BldgEnv | Res - Multi Family | Res | RET Only | 0 | Residential Households | sq ft of insulation | 20 | DEER:Res_BldgShell_Ins | 0 | 0 | 0 | DEER2005 | 0 | 2005 | 0 | 2005 | 0 | 0 | Itron, Inc. 2005. 2004-2005 Database for Energy Efficiency Resources (DEER) Update Study - Final Report | Res Floor Insulation (Elec/Gas) - Hot-Dry ¦ SCG ¦ Hot-Dry | Res Floor Insulation (Elec/Gas) - Hot-Dry | 1395.7866 | 0.5 | 0.98333 | CLASS Web Tool - DNV GL 2012 | 0 | 2012 | 0.28 | None
RES-BLDGENV-30.5 | Res ¦ Floor Insulation (R0) - Cold ¦ SCG ¦ Cold | Res ¦ Floor Insulation (R0) - Cold | SCG ¦ Cold | SCG | All | Electric & Gas | No existing floor insulation | Average Existing |  |  | 0 | Conventional | BldgEnv | Res - Single Family | Res | RET Only | 0 | Residential Households | sq ft of insulation | 20 | DEER:Res_BldgShell_Ins | 0 | 0 | 0 | DEER2005 | 0 | 2005 | 0 | 2005 | 0 | 0 | Itron, Inc. 2005. 2004-2005 Database for Energy Efficiency Resources (DEER) Update Study - Final Report | Res Floor Insulation (Elec/Gas) - Cold ¦ SCG ¦ Cold | Res Floor Insulation (Elec/Gas) - Cold | 3307.6347 | 0.5 | 0.90591 | CLASS Web Tool - DNV GL 2012 | 0 | 2012 | 0.28 | None
RES-BLDGENV-30.6 | Res ¦ Floor Insulation (R0) - Cold ¦ SCG ¦ Cold | Res ¦ Floor Insulation (R0) - Cold | SCG ¦ Cold | SCG | All | Electric & Gas | No existing floor insulation | Average Existing |  |  | 0 | Conventional | BldgEnv | Res - Multi Family | Res | RET Only | 0 | Residential Households | sq ft of insulation | 20 | DEER:Res_BldgShell_Ins | 0 | 0 | 0 | DEER2005 | 0 | 2005 | 0 | 2005 | 0 | 0 | Itron, Inc. 2005. 2004-2005 Database for Energy Efficiency Resources (DEER) Update Study - Final Report | Res Floor Insulation (Elec/Gas) - Cold ¦ SCG ¦ Cold | Res Floor Insulation (Elec/Gas) - Cold | 1395.7866 | 0.5 | 0.98333 | CLASS Web Tool - DNV GL 2012 | 0 | 2012 | 0.28 | None
RES-BLDGENV-31.1 | Res ¦ Floor Insulation (R19) - Marine ¦ SCG ¦ Marine | Res ¦ Floor Insulation (R19) - Marine | SCG ¦ Marine | SCG | All | Electric & Gas | Code level R19 floor insulation for RET and NEW | Code |  |  | 0 | Conventional | BldgEnv | Res - Single Family | Res | RET and NEW | 0 | Residential Households | sq ft of insulation | 20 | DEER:Res_BldgShell_Ins | 0.333 | -0.000445 | -0.0244 | DEER2005 | 0.38 | 2005 | 0.51 | 2005 | 0 | 0 | Itron, Inc. 2005. 2004-2005 Database for Energy Efficiency Resources (DEER) Update Study - Final Report | Res Floor Insulation (Elec/Gas) - Marine ¦ SCG ¦ Marine | Res Floor Insulation (Elec/Gas) - Marine | 3307.6347 | 0.5 | 0.075274 | CLASS Web Tool - DNV GL 2012 | 0 | 2012 | 0.28 | D03-426
RES-BLDGENV-31.2 | Res ¦ Floor Insulation (R19) - Marine ¦ SCG ¦ Marine | Res ¦ Floor Insulation (R19) - Marine | SCG ¦ Marine | SCG | All | Electric & Gas | Code level R19 floor insulation for RET and NEW | Code |  |  | 0 | Conventional | BldgEnv | Res - Multi Family | Res | RET and NEW | 0 | Residential Households | sq ft of insulation | 20 | DEER:Res_BldgShell_Ins | 0.333 | -0.000445 | -0.0244 | DEER2005 | 0.38 | 2005 | 0.51 | 2005 | 0 | 0 | Itron, Inc. 2005. 2004-2005 Database for Energy Efficiency Resources (DEER) Update Study - Final Report | Res Floor Insulation (Elec/Gas) - Marine ¦ SCG ¦ Marine | Res Floor Insulation (Elec/Gas) - Marine | 1395.7866 | 0.5 | 0.013333 | CLASS Web Tool - DNV GL 2012 | 0 | 2012 | 0.28 | D03-426
RES-BLDGENV-31.3 | Res ¦ Floor Insulation (R19) - Hot-Dry ¦ SCG ¦ Hot-Dry | Res ¦ Floor Insulation (R19) - Hot-Dry | SCG ¦ Hot-Dry | SCG | All | Electric & Gas | Code level R19 floor insulation for RET and NEW | Code |  |  | 0 | Conventional | BldgEnv | Res - Single Family | Res | RET and NEW | 0 | Residential Households | sq ft of insulation | 20 | DEER:Res_BldgShell_Ins | 0.299 | -3.31e-05 | -0.0158 | DEER2005 | 0.38 | 2005 | 0.51 | 2005 | 0 | 0 | Itron, Inc. 2005. 2004-2005 Database for Energy Efficiency Resources (DEER) Update Study - Final Report | Res Floor Insulation (Elec/Gas) - Hot-Dry ¦ SCG ¦ Hot-Dry | Res Floor Insulation (Elec/Gas) - Hot-Dry | 3307.6347 | 0.5 | 0.075274 | CLASS Web Tool - DNV GL 2012 | 0 | 2012 | 0.28 | D03-426
RES-BLDGENV-31.4 | Res ¦ Floor Insulation (R19) - Hot-Dry ¦ SCG ¦ Hot-Dry | Res ¦ Floor Insulation (R19) - Hot-Dry | SCG ¦ Hot-Dry | SCG | All | Electric & Gas | Code level R19 floor insulation for RET and NEW | Code |  |  | 0 | Conventional | BldgEnv | Res - Multi Family | Res | RET and NEW | 0 | Residential Households | sq ft of insulation | 20 | DEER:Res_BldgShell_Ins | 0.299 | -3.31e-05 | -0.0158 | DEER2005 | 0.38 | 2005 | 0.51 | 2005 | 0 | 0 | Itron, Inc. 2005. 2004-2005 Database for Energy Efficiency Resources (DEER) Update Study - Final Report | Res Floor Insulation (Elec/Gas) - Hot-Dry ¦ SCG ¦ Hot-Dry | Res Floor Insulation (Elec/Gas) - Hot-Dry | 1395.7866 | 0.5 | 0.013333 | CLASS Web Tool - DNV GL 2012 | 0 | 2012 | 0.28 | D03-426
RES-BLDGENV-31.5 | Res ¦ Floor Insulation (R19) - Cold ¦ SCG ¦ Cold | Res ¦ Floor Insulation (R19) - Cold | SCG ¦ Cold | SCG | All | Electric & Gas | Code level R19 floor insulation for RET and NEW | Code |  |  | 0 | Conventional | BldgEnv | Res - Single Family | Res | RET and NEW | 0 | Residential Households | sq ft of insulation | 20 | DEER:Res_BldgShell_Ins | 0.208 | -0.000244 | -0.0984 | DEER2005 | 0.38 | 2005 | 0.51 | 2005 | 0 | 0 | Itron, Inc. 2005. 2004-2005 Database for Energy Efficiency Resources (DEER) Update Study - Final Report | Res Floor Insulation (Elec/Gas) - Cold ¦ SCG ¦ Cold | Res Floor Insulation (Elec/Gas) - Cold | 3307.6347 | 0.5 | 0.075274 | CLASS Web Tool - DNV GL 2012 | 0 | 2012 | 0.28 | D03-426
RES-BLDGENV-31.6 | Res ¦ Floor Insulation (R19) - Cold ¦ SCG ¦ Cold | Res ¦ Floor Insulation (R19) - Cold | SCG ¦ Cold | SCG | All | Electric & Gas | Code level R19 floor insulation for RET and NEW | Code |  |  | 0 | Conventional | BldgEnv | Res - Multi Family | Res | RET and NEW | 0 | Residential Households | sq ft of insulation | 20 | DEER:Res_BldgShell_Ins | 0.208 | -0.000244 | -0.0984 | DEER2005 | 0.38 | 2005 | 0.51 | 2005 | 0 | 0 | Itron, Inc. 2005. 2004-2005 Database for Energy Efficiency Resources (DEER) Update Study - Final Report | Res Floor Insulation (Elec/Gas) - Cold ¦ SCG ¦ Cold | Res Floor Insulation (Elec/Gas) - Cold | 1395.7866 | 0.5 | 0.013333 | CLASS Web Tool - DNV GL 2012 | 0 | 2012 | 0.28 | D03-426
RES-BLDGENV-32.1 | Res ¦ Floor Insulation (R30) - Marine ¦ SCG ¦ Marine | Res ¦ Floor Insulation (R30) - Marine | SCG ¦ Marine | SCG | All | Electric & Gas | Efficient level R30 floor insulation for RET and NEW | Efficient |  |  | 0 | Conventional | BldgEnv | Res - Single Family | Res | RET and NEW | 0 | Residential Households | sq ft of insulation | 20 | DEER:Res_BldgShell_Ins | 0.375 | -0.000475 | -0.0284 | DEER2005 | 0.56 | 2005 | 0.78 | 2005 | 0 | 0 | Itron, Inc. 2005. 2004-2005 Database for Energy Efficiency Resources (DEER) Update Study - Final Report | Res Floor Insulation (Elec/Gas) - Marine ¦ SCG ¦ Marine | Res Floor Insulation (Elec/Gas) - Marine | 3307.6347 | 0.5 | 0.018818 | CLASS Web Tool - DNV GL 2012 | 0.402 | 2032 | 0.28 | D03-427
RES-BLDGENV-32.2 | Res ¦ Floor Insulation (R30) - Marine ¦ SCG ¦ Marine | Res ¦ Floor Insulation (R30) - Marine | SCG ¦ Marine | SCG | All | Electric & Gas | Efficient level R30 floor insulation for RET and NEW | Efficient |  |  | 0 | Conventional | BldgEnv | Res - Multi Family | Res | RET and NEW | 0 | Residential Households | sq ft of insulation | 20 | DEER:Res_BldgShell_Ins | 0.375 | -0.000475 | -0.0284 | DEER2005 | 0.56 | 2005 | 0.78 | 2005 | 0 | 0 | Itron, Inc. 2005. 2004-2005 Database for Energy Efficiency Resources (DEER) Update Study - Final Report | Res Floor Insulation (Elec/Gas) - Marine ¦ SCG ¦ Marine | Res Floor Insulation (Elec/Gas) - Marine | 1395.7866 | 0.5 | 0.0033333 | CLASS Web Tool - DNV GL 2012 | 0 | 2012 | 0.28 | D03-427
RES-BLDGENV-32.3 | Res ¦ Floor Insulation (R30) - Hot-Dry ¦ SCG ¦ Hot-Dry | Res ¦ Floor Insulation (R30) - Hot-Dry | SCG ¦ Hot-Dry | SCG | All | Electric & Gas | Efficient level R30 floor insulation for RET and NEW | Efficient |  |  | 0 | Conventional | BldgEnv | Res - Single Family | Res | RET and NEW | 0 | Residential Households | sq ft of insulation | 20 | DEER:Res_BldgShell_Ins | 0.335 | -3.86e-05 | -0.0186 | DEER2005 | 0.56 | 2005 | 0.78 | 2005 | 0 | 0 | Itron, Inc. 2005. 2004-2005 Database for Energy Efficiency Resources (DEER) Update Study - Final Report | Res Floor Insulation (Elec/Gas) - Hot-Dry ¦ SCG ¦ Hot-Dry | Res Floor Insulation (Elec/Gas) - Hot-Dry | 3307.6347 | 0.5 | 0.018818 | CLASS Web Tool - DNV GL 2012 | 0.402 | 2032 | 0.28 | D03-427
RES-BLDGENV-32.4 | Res ¦ Floor Insulation (R30) - Hot-Dry ¦ SCG ¦ Hot-Dry | Res ¦ Floor Insulation (R30) - Hot-Dry | SCG ¦ Hot-Dry | SCG | All | Electric & Gas | Efficient level R30 floor insulation for RET and NEW | Efficient |  |  | 0 | Conventional | BldgEnv | Res - Multi Family | Res | RET and NEW | 0 | Residential Households | sq ft of insulation | 20 | DEER:Res_BldgShell_Ins | 0.335 | -3.86e-05 | -0.0186 | DEER2005 | 0.56 | 2005 | 0.78 | 2005 | 0 | 0 | Itron, Inc. 2005. 2004-2005 Database for Energy Efficiency Resources (DEER) Update Study - Final Report | Res Floor Insulation (Elec/Gas) - Hot-Dry ¦ SCG ¦ Hot-Dry | Res Floor Insulation (Elec/Gas) - Hot-Dry | 1395.7866 | 0.5 | 0.0033333 | CLASS Web Tool - DNV GL 2012 | 0 | 2012 | 0.28 | D03-427
RES-BLDGENV-32.5 | Res ¦ Floor Insulation (R30) - Cold ¦ SCG ¦ Cold | Res ¦ Floor Insulation (R30) - Cold | SCG ¦ Cold | SCG | All | Electric & Gas | Efficient level R30 floor insulation for RET and NEW | Efficient |  |  | 0 | Conventional | BldgEnv | Res - Single Family | Res | RET and NEW | 0 | Residential Households | sq ft of insulation | 20 | DEER:Res_BldgShell_Ins | 0.233 | -0.000269 | -0.112 | DEER2005 | 0.56 | 2005 | 0.78 | 2005 | 0 | 0 | Itron, Inc. 2005. 2004-2005 Database for Energy Efficiency Resources (DEER) Update Study - Final Report | Res Floor Insulation (Elec/Gas) - Cold ¦ SCG ¦ Cold | Res Floor Insulation (Elec/Gas) - Cold | 3307.6347 | 0.5 | 0.018818 | CLASS Web Tool - DNV GL 2012 | 0.402 | 2032 | 0.28 | D03-427
RES-BLDGENV-32.6 | Res ¦ Floor Insulation (R30) - Cold ¦ SCG ¦ Cold | Res ¦ Floor Insulation (R30) - Cold | SCG ¦ Cold | SCG | All | Electric & Gas | Efficient level R30 floor insulation for RET and NEW | Efficient |  |  | 0 | Conventional | BldgEnv | Res - Multi Family | Res | RET and NEW | 0 | Residential Households | sq ft of insulation | 20 | DEER:Res_BldgShell_Ins | 0.233 | -0.000269 | -0.112 | DEER2005 | 0.56 | 2005 | 0.78 | 2005 | 0 | 0 | Itron, Inc. 2005. 2004-2005 Database for Energy Efficiency Resources (DEER) Update Study - Final Report | Res Floor Insulation (Elec/Gas) - Cold ¦ SCG ¦ Cold | Res Floor Insulation (Elec/Gas) - Cold | 1395.7866 | 0.5 | 0.0033333 | CLASS Web Tool - DNV GL 2012 | 0 | 2012 | 0.28 | D03-427
RES-BLDGENV-30.1 | Res ¦ Floor Insulation (R0) - Marine ¦ SDG&E ¦ Marine | Res ¦ Floor Insulation (R0) - Marine | SDG&E ¦ Marine | SDG&E | All | Electric & Gas | No existing floor insulation | Average Existing |  |  | 0 | Conventional | BldgEnv | Res - Single Family | Res | RET Only | 0 | Residential Households | sq ft of insulation | 20 | DEER:Res_BldgShell_Ins | 0 | 0 | 0 | DEER2005 | 0 | 2005 | 0 | 2005 | 0 | 0 | Itron, Inc. 2005. 2004-2005 Database for Energy Efficiency Resources (DEER) Update Study - Final Report | Res Floor Insulation (Elec/Gas) - Marine ¦ SDG&E ¦ Marine | Res Floor Insulation (Elec/Gas) - Marine | 1983.1923 | 0.5 | 0.93644 | CLASS Web Tool - DNV GL 2012 | 0 | 2012 | 0.28 | None
RES-BLDGENV-30.2 | Res ¦ Floor Insulation (R0) - Marine ¦ SDG&E ¦ Marine | Res ¦ Floor Insulation (R0) - Marine | SDG&E ¦ Marine | SDG&E | All | Electric & Gas | No existing floor insulation | Average Existing |  |  | 0 | Conventional | BldgEnv | Res - Multi Family | Res | RET Only | 0 | Residential Households | sq ft of insulation | 20 | DEER:Res_BldgShell_Ins | 0 | 0 | 0 | DEER2005 | 0 | 2005 | 0 | 2005 | 0 | 0 | Itron, Inc. 2005. 2004-2005 Database for Energy Efficiency Resources (DEER) Update Study - Final Report | Res Floor Insulation (Elec/Gas) - Marine ¦ SDG&E ¦ Marine | Res Floor Insulation (Elec/Gas) - Marine | 1083.6288 | 0.5 | 0.9863 | CLASS Web Tool - DNV GL 2012 | 0 | 2012 | 0.28 | None
RES-BLDGENV-30.3 | Res ¦ Floor Insulation (R0) - Hot-Dry ¦ SDG&E ¦ Hot-Dry | Res ¦ Floor Insulation (R0) - Hot-Dry | SDG&E ¦ Hot-Dry | SDG&E | All | Electric & Gas | No existing floor insulation | Average Existing |  |  | 0 | Conventional | BldgEnv | Res - Single Family | Res | RET Only | 0 | Residential Households | sq ft of insulation | 20 | DEER:Res_BldgShell_Ins | 0 | 0 | 0 | DEER2005 | 0 | 2005 | 0 | 2005 | 0 | 0 | Itron, Inc. 2005. 2004-2005 Database for Energy Efficiency Resources (DEER) Update Study - Final Report | Res Floor Insulation (Elec/Gas) - Hot-Dry ¦ SDG&E ¦ Hot-Dry | Res Floor Insulation (Elec/Gas) - Hot-Dry | 1983.1923 | 0.5 | 0.93644 | CLASS Web Tool - DNV GL 2012 | 0 | 2012 | 0.28 | None
RES-BLDGENV-30.4 | Res ¦ Floor Insulation (R0) - Hot-Dry ¦ SDG&E ¦ Hot-Dry | Res ¦ Floor Insulation (R0) - Hot-Dry | SDG&E ¦ Hot-Dry | SDG&E | All | Electric & Gas | No existing floor insulation | Average Existing |  |  | 0 | Conventional | BldgEnv | Res - Multi Family | Res | RET Only | 0 | Residential Households | sq ft of insulation | 20 | DEER:Res_BldgShell_Ins | 0 | 0 | 0 | DEER2005 | 0 | 2005 | 0 | 2005 | 0 | 0 | Itron, Inc. 2005. 2004-2005 Database for Energy Efficiency Resources (DEER) Update Study - Final Report | Res Floor Insulation (Elec/Gas) - Hot-Dry ¦ SDG&E ¦ Hot-Dry | Res Floor Insulation (Elec/Gas) - Hot-Dry | 1083.6288 | 0.5 | 0.9863 | CLASS Web Tool - DNV GL 2012 | 0 | 2012 | 0.28 | None
RES-BLDGENV-31.1 | Res ¦ Floor Insulation (R19) - Marine ¦ SDG&E ¦ Marine | Res ¦ Floor Insulation (R19) - Marine | SDG&E ¦ Marine | SDG&E | All | Electric & Gas | Code level R19 floor insulation for RET and NEW | Code |  |  | 0 | Conventional | BldgEnv | Res - Single Family | Res | RET and NEW | 0 | Residential Households | sq ft of insulation | 20 | DEER:Res_BldgShell_Ins | 0.333 | -0.000445 | -0.0244 | DEER2005 | 0.38 | 2005 | 0.51 | 2005 | 0 | 0 | Itron, Inc. 2005. 2004-2005 Database for Energy Efficiency Resources (DEER) Update Study - Final Report | Res Floor Insulation (Elec/Gas) - Marine ¦ SDG&E ¦ Marine | Res Floor Insulation (Elec/Gas) - Marine | 1983.1923 | 0.5 | 0.050847 | CLASS Web Tool - DNV GL 2012 | 0 | 2012 | 0.28 | D03-426
RES-BLDGENV-31.2 | Res ¦ Floor Insulation (R19) - Marine ¦ SDG&E ¦ Marine | Res ¦ Floor Insulation (R19) - Marine | SDG&E ¦ Marine | SDG&E | All | Electric & Gas | Code level R19 floor insulation for RET and NEW | Code |  |  | 0 | Conventional | BldgEnv | Res - Multi Family | Res | RET and NEW | 0 | Residential Households | sq ft of insulation | 20 | DEER:Res_BldgShell_Ins | 0.333 | -0.000445 | -0.0244 | DEER2005 | 0.38 | 2005 | 0.51 | 2005 | 0 | 0 | Itron, Inc. 2005. 2004-2005 Database for Energy Efficiency Resources (DEER) Update Study - Final Report | Res Floor Insulation (Elec/Gas) - Marine ¦ SDG&E ¦ Marine | Res Floor Insulation (Elec/Gas) - Marine | 1083.6288 | 0.5 | 0.010959 | CLASS Web Tool - DNV GL 2012 | 0 | 2012 | 0.28 | D03-426
RES-BLDGENV-31.3 | Res ¦ Floor Insulation (R19) - Hot-Dry ¦ SDG&E ¦ Hot-Dry | Res ¦ Floor Insulation (R19) - Hot-Dry | SDG&E ¦ Hot-Dry | SDG&E | All | Electric & Gas | Code level R19 floor insulation for RET and NEW | Code |  |  | 0 | Conventional | BldgEnv | Res - Single Family | Res | RET and NEW | 0 | Residential Households | sq ft of insulation | 20 | DEER:Res_BldgShell_Ins | 0.334 | -0.00016 | -0.0185 | DEER2005 | 0.38 | 2005 | 0.51 | 2005 | 0 | 0 | Itron, Inc. 2005. 2004-2005 Database for Energy Efficiency Resources (DEER) Update Study - Final Report | Res Floor Insulation (Elec/Gas) - Hot-Dry ¦ SDG&E ¦ Hot-Dry | Res Floor Insulation (Elec/Gas) - Hot-Dry | 1983.1923 | 0.5 | 0.050847 | CLASS Web Tool - DNV GL 2012 | 0 | 2012 | 0.28 | D03-426
RES-BLDGENV-31.4 | Res ¦ Floor Insulation (R19) - Hot-Dry ¦ SDG&E ¦ Hot-Dry | Res ¦ Floor Insulation (R19) - Hot-Dry | SDG&E ¦ Hot-Dry | SDG&E | All | Electric & Gas | Code level R19 floor insulation for RET and NEW | Code |  |  | 0 | Conventional | BldgEnv | Res - Multi Family | Res | RET and NEW | 0 | Residential Households | sq ft of insulation | 20 | DEER:Res_BldgShell_Ins | 0.334 | -0.00016 | -0.0185 | DEER2005 | 0.38 | 2005 | 0.51 | 2005 | 0 | 0 | Itron, Inc. 2005. 2004-2005 Database for Energy Efficiency Resources (DEER) Update Study - Final Report | Res Floor Insulation (Elec/Gas) - Hot-Dry ¦ SDG&E ¦ Hot-Dry | Res Floor Insulation (Elec/Gas) - Hot-Dry | 1083.6288 | 0.5 | 0.010959 | CLASS Web Tool - DNV GL 2012 | 0 | 2012 | 0.28 | D03-426
RES-BLDGENV-32.1 | Res ¦ Floor Insulation (R30) - Marine ¦ SDG&E ¦ Marine | Res ¦ Floor Insulation (R30) - Marine | SDG&E ¦ Marine | SDG&E | All | Electric & Gas | Efficient level R30 floor insulation for RET and NEW | Efficient |  |  | 0 | Conventional | BldgEnv | Res - Single Family | Res | RET and NEW | 0 | Residential Households | sq ft of insulation | 20 | DEER:Res_BldgShell_Ins | 0.375 | -0.000475 | -0.0284 | DEER2005 | 0.56 | 2005 | 0.78 | 2005 | 0 | 0 | Itron, Inc. 2005. 2004-2005 Database for Energy Efficiency Resources (DEER) Update Study - Final Report | Res Floor Insulation (Elec/Gas) - Marine ¦ SDG&E ¦ Marine | Res Floor Insulation (Elec/Gas) - Marine | 1983.1923 | 0.5 | 0.012712 | CLASS Web Tool - DNV GL 2012 | 0.402 | 2032 | 0.28 | D03-427
RES-BLDGENV-32.2 | Res ¦ Floor Insulation (R30) - Marine ¦ SDG&E ¦ Marine | Res ¦ Floor Insulation (R30) - Marine | SDG&E ¦ Marine | SDG&E | All | Electric & Gas | Efficient level R30 floor insulation for RET and NEW | Efficient |  |  | 0 | Conventional | BldgEnv | Res - Multi Family | Res | RET and NEW | 0 | Residential Households | sq ft of insulation | 20 | DEER:Res_BldgShell_Ins | 0.375 | -0.000475 | -0.0284 | DEER2005 | 0.56 | 2005 | 0.78 | 2005 | 0 | 0 | Itron, Inc. 2005. 2004-2005 Database for Energy Efficiency Resources (DEER) Update Study - Final Report | Res Floor Insulation (Elec/Gas) - Marine ¦ SDG&E ¦ Marine | Res Floor Insulation (Elec/Gas) - Marine | 1083.6288 | 0.5 | 0.0027397 | CLASS Web Tool - DNV GL 2012 | 0 | 2012 | 0.28 | D03-427
RES-BLDGENV-32.3 | Res ¦ Floor Insulation (R30) - Hot-Dry ¦ SDG&E ¦ Hot-Dry | Res ¦ Floor Insulation (R30) - Hot-Dry | SDG&E ¦ Hot-Dry | SDG&E | All | Electric & Gas | Efficient level R30 floor insulation for RET and NEW | Efficient |  |  | 0 | Conventional | BldgEnv | Res - Single Family | Res | RET and NEW | 0 | Residential Households | sq ft of insulation | 20 | DEER:Res_BldgShell_Ins | 0.374 | -0.000178 | -0.0216 | DEER2005 | 0.56 | 2005 | 0.78 | 2005 | 0 | 0 | Itron, Inc. 2005. 2004-2005 Database for Energy Efficiency Resources (DEER) Update Study - Final Report | Res Floor Insulation (Elec/Gas) - Hot-Dry ¦ SDG&E ¦ Hot-Dry | Res Floor Insulation (Elec/Gas) - Hot-Dry | 1983.1923 | 0.5 | 0.012712 | CLASS Web Tool - DNV GL 2012 | 0.402 | 2032 | 0.28 | D03-427
RES-BLDGENV-32.4 | Res ¦ Floor Insulation (R30) - Hot-Dry ¦ SDG&E ¦ Hot-Dry | Res ¦ Floor Insulation (R30) - Hot-Dry | SDG&E ¦ Hot-Dry | SDG&E | All | Electric & Gas | Efficient level R30 floor insulation for RET and NEW | Efficient |  |  | 0 | Conventional | BldgEnv | Res - Multi Family | Res | RET and NEW | 0 | Residential Households | sq ft of insulation | 20 | DEER:Res_BldgShell_Ins | 0.374 | -0.000178 | -0.0216 | DEER2005 | 0.56 | 2005 | 0.78 | 2005 | 0 | 0 | Itron, Inc. 2005. 2004-2005 Database for Energy Efficiency Resources (DEER) Update Study - Final Report | Res Floor Insulation (Elec/Gas) - Hot-Dry ¦ SDG&E ¦ Hot-Dry | Res Floor Insulation (Elec/Gas) - Hot-Dry | 1083.6288 | 0.5 | 0.0027397 | CLASS Web Tool - DNV GL 2012 | 0 | 2012 | 0.28 | D03-427
RES-BLDGENV-40.1 | Res ¦ Unsealed Ducts (High/Med Leakage) - Marine ¦ PG&E ¦ Marine | Res ¦ Unsealed Ducts (High/Med Leakage) - Marine | PG&E ¦ Marine | PG&E | All | Electric & Gas | Unsealed Ducts (High/Med Leakage) | Average Existing |  |  | 0 | Conventional | BldgEnv | Res - Single Family | Res | RET Only | 0 | Residential Households | Area-ft2-BA | 18 | DEER:HVAC_Eff_AC | 0 | 0 | 0 | eTRM SWSV001-07 | 0 | 2024 | 0 | 2024 | 0 | 0 | eTRM SWSV001-07 | Res Duct Sealing - Marine ¦ PG&E ¦ Marine | Res Duct Sealing - Marine | 1209 | 1 | 0.765 | SME Input, RASS 2019 for % central AC or primary gas heat saturation | 0 | 2012 | 0.95 | SWSV001-07
RES-BLDGENV-40.2 | Res ¦ Unsealed Ducts (High/Med Leakage) - Hot-Dry ¦ PG&E ¦ Hot-Dry | Res ¦ Unsealed Ducts (High/Med Leakage) - Hot-Dry | PG&E ¦ Hot-Dry | PG&E | All | Electric & Gas | Unsealed Ducts (High/Med Leakage) | Average Existing |  |  | 0 | Conventional | BldgEnv | Res - Single Family | Res | RET Only | 0 | Residential Households | Area-ft2-BA | 18 | DEER:HVAC_Eff_AC | 0 | 0 | 0 | eTRM SWSV001-07 | 0 | 2024 | 0 | 2024 | 0 | 0 | eTRM SWSV001-07 | Res Duct Sealing - Hot-Dry ¦ PG&E ¦ Hot-Dry | Res Duct Sealing - Hot-Dry | 1209 | 1 | 0.765 | SME Input, RASS 2019 for % central AC or primary gas heat saturation | 0 | 2012 | 0.95 | SWSV001-07
RES-BLDGENV-40.3 | Res ¦ Unsealed Ducts (High/Med Leakage) - Cold ¦ PG&E ¦ Cold | Res ¦ Unsealed Ducts (High/Med Leakage) - Cold | PG&E ¦ Cold | PG&E | All | Electric & Gas | Unsealed Ducts (High/Med Leakage) | Average Existing |  |  | 0 | Conventional | BldgEnv | Res - Single Family | Res | RET Only | 0 | Residential Households | Area-ft2-BA | 18 | DEER:HVAC_Eff_AC | 0 | 0 | 0 | eTRM SWSV001-07 | 0 | 2024 | 0 | 2024 | 0 | 0 | eTRM SWSV001-07 | Res Duct Sealing - Cold ¦ PG&E ¦ Cold | Res Duct Sealing - Cold | 1209 | 1 | 0.765 | SME Input, RASS 2019 for % central AC or primary gas heat saturation | 0 | 2012 | 0.95 | SWSV001-07
RES-BLDGENV-40.4 | Res ¦ Unsealed Ducts (High/Med Leakage) - Marine ¦ SCE ¦ Marine | Res ¦ Unsealed Ducts (High/Med Leakage) - Marine | SCE ¦ Marine | SCE | All | Electric & Gas | Unsealed Ducts (High/Med Leakage) | Average Existing |  |  | 0 | Conventional | BldgEnv | Res - Single Family | Res | RET Only | 0 | Residential Households | Area-ft2-BA | 18 | DEER:HVAC_Eff_AC | 0 | 0 | 0 | eTRM SWSV001-07 | 0 | 2024 | 0 | 2024 | 0 | 0 | eTRM SWSV001-07 | Res Duct Sealing - Marine ¦ SCE ¦ Marine | Res Duct Sealing - Marine | 1178 | 1 | 0.765 | SME Input, RASS 2019 for % central AC or primary gas heat saturation | 0 | 2012 | 0.95 | SWSV001-07
RES-BLDGENV-40.5 | Res ¦ Unsealed Ducts (High/Med Leakage) - Hot-Dry ¦ SCE ¦ Hot-Dry | Res ¦ Unsealed Ducts (High/Med Leakage) - Hot-Dry | SCE ¦ Hot-Dry | SCE | All | Electric & Gas | Unsealed Ducts (High/Med Leakage) | Average Existing |  |  | 0 | Conventional | BldgEnv | Res - Single Family | Res | RET Only | 0 | Residential Households | Area-ft2-BA | 18 | DEER:HVAC_Eff_AC | 0 | 0 | 0 | eTRM SWSV001-07 | 0 | 2024 | 0 | 2024 | 0 | 0 | eTRM SWSV001-07 | Res Duct Sealing - Hot-Dry ¦ SCE ¦ Hot-Dry | Res Duct Sealing - Hot-Dry | 1178 | 1 | 0.765 | SME Input, RASS 2019 for % central AC or primary gas heat saturation | 0 | 2012 | 0.95 | SWSV001-07
RES-BLDGENV-40.6 | Res ¦ Unsealed Ducts (High/Med Leakage) - Cold ¦ SCE ¦ Cold | Res ¦ Unsealed Ducts (High/Med Leakage) - Cold | SCE ¦ Cold | SCE | All | Electric & Gas | Unsealed Ducts (High/Med Leakage) | Average Existing |  |  | 0 | Conventional | BldgEnv | Res - Single Family | Res | RET Only | 0 | Residential Households | Area-ft2-BA | 18 | DEER:HVAC_Eff_AC | 0 | 0 | 0 | eTRM SWSV001-07 | 0 | 2024 | 0 | 2024 | 0 | 0 | eTRM SWSV001-07 | Res Duct Sealing - Cold ¦ SCE ¦ Cold | Res Duct Sealing - Cold | 1178 | 1 | 0.765 | SME Input, RASS 2019 for % central AC or primary gas heat saturation | 0 | 2012 | 0.95 | SWSV001-07
RES-BLDGENV-40.7 | Res ¦ Unsealed Ducts (High/Med Leakage) - Marine ¦ SCG ¦ Marine | Res ¦ Unsealed Ducts (High/Med Leakage) - Marine | SCG ¦ Marine | SCG | All | Electric & Gas | Unsealed Ducts (High/Med Leakage) | Average Existing |  |  | 0 | Conventional | BldgEnv | Res - Single Family | Res | RET Only | 0 | Residential Households | Area-ft2-BA | 18 | DEER:HVAC_Eff_AC | 0 | 0 | 0 | eTRM SWSV001-07 | 0 | 2024 | 0 | 2024 | 0 | 0 | eTRM SWSV001-07 | Res Duct Sealing - Marine ¦ SCG ¦ Marine | Res Duct Sealing - Marine | 1178 | 1 | 0.765 | SME Input, RASS 2019 for % central AC or primary gas heat saturation | 0 | 2012 | 0.95 | SWSV001-07
RES-BLDGENV-40.8 | Res ¦ Unsealed Ducts (High/Med Leakage) - Hot-Dry ¦ SCG ¦ Hot-Dry | Res ¦ Unsealed Ducts (High/Med Leakage) - Hot-Dry | SCG ¦ Hot-Dry | SCG | All | Electric & Gas | Unsealed Ducts (High/Med Leakage) | Average Existing |  |  | 0 | Conventional | BldgEnv | Res - Single Family | Res | RET Only | 0 | Residential Households | Area-ft2-BA | 18 | DEER:HVAC_Eff_AC | 0 | 0 | 0 | eTRM SWSV001-07 | 0 | 2024 | 0 | 2024 | 0 | 0 | eTRM SWSV001-07 | Res Duct Sealing - Hot-Dry ¦ SCG ¦ Hot-Dry | Res Duct Sealing - Hot-Dry | 1178 | 1 | 0.765 | SME Input, RASS 2019 for % central AC or primary gas heat saturation | 0 | 2012 | 0.95 | SWSV001-07
RES-BLDGENV-40.9 | Res ¦ Unsealed Ducts (High/Med Leakage) - Cold ¦ SCG ¦ Cold | Res ¦ Unsealed Ducts (High/Med Leakage) - Cold | SCG ¦ Cold | SCG | All | Electric & Gas | Unsealed Ducts (High/Med Leakage) | Average Existing |  |  | 0 | Conventional | BldgEnv | Res - Single Family | Res | RET Only | 0 | Residential Households | Area-ft2-BA | 18 | DEER:HVAC_Eff_AC | 0 | 0 | 0 | eTRM SWSV001-07 | 0 | 2024 | 0 | 2024 | 0 | 0 | eTRM SWSV001-07 | Res Duct Sealing - Cold ¦ SCG ¦ Cold | Res Duct Sealing - Cold | 1178 | 1 | 0.765 | SME Input, RASS 2019 for % central AC or primary gas heat saturation | 0 | 2012 | 0.95 | SWSV001-07
RES-BLDGENV-40.10 | Res ¦ Unsealed Ducts (High/Med Leakage) - Marine ¦ SDG&E ¦ Marine | Res ¦ Unsealed Ducts (High/Med Leakage) - Marine | SDG&E ¦ Marine | SDG&E | All | Electric & Gas | Unsealed Ducts (High/Med Leakage) | Average Existing |  |  | 0 | Conventional | BldgEnv | Res - Single Family | Res | RET Only | 0 | Residential Households | Area-ft2-BA | 18 | DEER:HVAC_Eff_AC | 0 | 0 | 0 | eTRM SWSV001-07 | 0 | 2024 | 0 | 2024 | 0 | 0 | eTRM SWSV001-07 | Res Duct Sealing - Marine ¦ SDG&E ¦ Marine | Res Duct Sealing - Marine | 1162.5 | 1 | 0.765 | SME Input, RASS 2019 for % central AC or primary gas heat saturation | 0 | 2012 | 0.95 | SWSV001-07
RES-BLDGENV-40.11 | Res ¦ Unsealed Ducts (High/Med Leakage) - Hot-Dry ¦ SDG&E ¦ Hot-Dry | Res ¦ Unsealed Ducts (High/Med Leakage) - Hot-Dry | SDG&E ¦ Hot-Dry | SDG&E | All | Electric & Gas | Unsealed Ducts (High/Med Leakage) | Average Existing |  |  | 0 | Conventional | BldgEnv | Res - Single Family | Res | RET Only | 0 | Residential Households | Area-ft2-BA | 18 | DEER:HVAC_Eff_AC | 0 | 0 | 0 | eTRM SWSV001-07 | 0 | 2024 | 0 | 2024 | 0 | 0 | eTRM SWSV001-07 | Res Duct Sealing - Hot-Dry ¦ SDG&E ¦ Hot-Dry | Res Duct Sealing - Hot-Dry | 1162.5 | 1 | 0.765 | SME Input, RASS 2019 for % central AC or primary gas heat saturation | 0 | 2012 | 0.95 | SWSV001-07
RES-BLDGENV-40.12 | Res ¦ Unsealed Ducts (High/Med Leakage) - Marine ¦ PG&E ¦ Marine | Res ¦ Unsealed Ducts (High/Med Leakage) - Marine | PG&E ¦ Marine | PG&E | All | Electric & Gas | Unsealed Ducts (High/Med Leakage) | Average Existing |  |  | 0 | Conventional | BldgEnv | Res - Multi Family | Res | RET Only | 0 | Residential Households | Area-ft2-BA | 18 | DEER:HVAC_Eff_AC | 0 | 0 | 0 | eTRM SWSV001-07 | 0 | 2024 | 0 | 2024 | 0 | 0 | eTRM SWSV001-07 | Res Duct Sealing - Marine ¦ PG&E ¦ Marine | Res Duct Sealing - Marine | 667.368 | 1 | 0.8015 | SME Input, RASS 2019 for % central AC or primary gas heat saturation | 0 | 2012 | 0.95 | SWSV001-07
RES-BLDGENV-40.13 | Res ¦ Unsealed Ducts (High/Med Leakage) - Hot-Dry ¦ PG&E ¦ Hot-Dry | Res ¦ Unsealed Ducts (High/Med Leakage) - Hot-Dry | PG&E ¦ Hot-Dry | PG&E | All | Electric & Gas | Unsealed Ducts (High/Med Leakage) | Average Existing |  |  | 0 | Conventional | BldgEnv | Res - Multi Family | Res | RET Only | 0 | Residential Households | Area-ft2-BA | 18 | DEER:HVAC_Eff_AC | 0 | 0 | 0 | eTRM SWSV001-07 | 0 | 2024 | 0 | 2024 | 0 | 0 | eTRM SWSV001-07 | Res Duct Sealing - Hot-Dry ¦ PG&E ¦ Hot-Dry | Res Duct Sealing - Hot-Dry | 667.368 | 1 | 0.8015 | SME Input, RASS 2019 for % central AC or primary gas heat saturation | 0 | 2012 | 0.95 | SWSV001-07
RES-BLDGENV-40.14 | Res ¦ Unsealed Ducts (High/Med Leakage) - Cold ¦ PG&E ¦ Cold | Res ¦ Unsealed Ducts (High/Med Leakage) - Cold | PG&E ¦ Cold | PG&E | All | Electric & Gas | Unsealed Ducts (High/Med Leakage) | Average Existing |  |  | 0 | Conventional | BldgEnv | Res - Multi Family | Res | RET Only | 0 | Residential Households | Area-ft2-BA | 18 | DEER:HVAC_Eff_AC | 0 | 0 | 0 | eTRM SWSV001-07 | 0 | 2024 | 0 | 2024 | 0 | 0 | eTRM SWSV001-07 | Res Duct Sealing - Cold ¦ PG&E ¦ Cold | Res Duct Sealing - Cold | 667.368 | 1 | 0.8015 | SME Input, RASS 2019 for % central AC or primary gas heat saturation | 0 | 2012 | 0.95 | SWSV001-07
RES-BLDGENV-40.15 | Res ¦ Unsealed Ducts (High/Med Leakage) - Marine ¦ SCE ¦ Marine | Res ¦ Unsealed Ducts (High/Med Leakage) - Marine | SCE ¦ Marine | SCE | All | Electric & Gas | Unsealed Ducts (High/Med Leakage) | Average Existing |  |  | 0 | Conventional | BldgEnv | Res - Multi Family | Res | RET Only | 0 | Residential Households | Area-ft2-BA | 18 | DEER:HVAC_Eff_AC | 0 | 0 | 0 | eTRM SWSV001-07 | 0 | 2024 | 0 | 2024 | 0 | 0 | eTRM SWSV001-07 | Res Duct Sealing - Marine ¦ SCE ¦ Marine | Res Duct Sealing - Marine | 650.256 | 1 | 0.8015 | SME Input, RASS 2019 for % central AC or primary gas heat saturation | 0 | 2012 | 0.95 | SWSV001-07
RES-BLDGENV-40.16 | Res ¦ Unsealed Ducts (High/Med Leakage) - Hot-Dry ¦ SCE ¦ Hot-Dry | Res ¦ Unsealed Ducts (High/Med Leakage) - Hot-Dry | SCE ¦ Hot-Dry | SCE | All | Electric & Gas | Unsealed Ducts (High/Med Leakage) | Average Existing |  |  | 0 | Conventional | BldgEnv | Res - Multi Family | Res | RET Only | 0 | Residential Households | Area-ft2-BA | 18 | DEER:HVAC_Eff_AC | 0 | 0 | 0 | eTRM SWSV001-07 | 0 | 2024 | 0 | 2024 | 0 | 0 | eTRM SWSV001-07 | Res Duct Sealing - Hot-Dry ¦ SCE ¦ Hot-Dry | Res Duct Sealing - Hot-Dry | 650.256 | 1 | 0.8015 | SME Input, RASS 2019 for % central AC or primary gas heat saturation | 0 | 2012 | 0.95 | SWSV001-07
RES-BLDGENV-40.17 | Res ¦ Unsealed Ducts (High/Med Leakage) - Cold ¦ SCE ¦ Cold | Res ¦ Unsealed Ducts (High/Med Leakage) - Cold | SCE ¦ Cold | SCE | All | Electric & Gas | Unsealed Ducts (High/Med Leakage) | Average Existing |  |  | 0 | Conventional | BldgEnv | Res - Multi Family | Res | RET Only | 0 | Residential Households | Area-ft2-BA | 18 | DEER:HVAC_Eff_AC | 0 | 0 | 0 | eTRM SWSV001-07 | 0 | 2024 | 0 | 2024 | 0 | 0 | eTRM SWSV001-07 | Res Duct Sealing - Cold ¦ SCE ¦ Cold | Res Duct Sealing - Cold | 650.256 | 1 | 0.8015 | SME Input, RASS 2019 for % central AC or primary gas heat saturation | 0 | 2012 | 0.95 | SWSV001-07
RES-BLDGENV-40.18 | Res ¦ Unsealed Ducts (High/Med Leakage) - Marine ¦ SCG ¦ Marine | Res ¦ Unsealed Ducts (High/Med Leakage) - Marine | SCG ¦ Marine | SCG | All | Electric & Gas | Unsealed Ducts (High/Med Leakage) | Average Existing |  |  | 0 | Conventional | BldgEnv | Res - Multi Family | Res | RET Only | 0 | Residential Households | Area-ft2-BA | 18 | DEER:HVAC_Eff_AC | 0 | 0 | 0 | eTRM SWSV001-07 | 0 | 2024 | 0 | 2024 | 0 | 0 | eTRM SWSV001-07 | Res Duct Sealing - Marine ¦ SCG ¦ Marine | Res Duct Sealing - Marine | 650.256 | 1 | 0.8015 | SME Input, RASS 2019 for % central AC or primary gas heat saturation | 0 | 2012 | 0.95 | SWSV001-07
RES-BLDGENV-40.19 | Res ¦ Unsealed Ducts (High/Med Leakage) - Hot-Dry ¦ SCG ¦ Hot-Dry | Res ¦ Unsealed Ducts (High/Med Leakage) - Hot-Dry | SCG ¦ Hot-Dry | SCG | All | Electric & Gas | Unsealed Ducts (High/Med Leakage) | Average Existing |  |  | 0 | Conventional | BldgEnv | Res - Multi Family | Res | RET Only | 0 | Residential Households | Area-ft2-BA | 18 | DEER:HVAC_Eff_AC | 0 | 0 | 0 | eTRM SWSV001-07 | 0 | 2024 | 0 | 2024 | 0 | 0 | eTRM SWSV001-07 | Res Duct Sealing - Hot-Dry ¦ SCG ¦ Hot-Dry | Res Duct Sealing - Hot-Dry | 650.256 | 1 | 0.8015 | SME Input, RASS 2019 for % central AC or primary gas heat saturation | 0 | 2012 | 0.95 | SWSV001-07
RES-BLDGENV-40.20 | Res ¦ Unsealed Ducts (High/Med Leakage) - Cold ¦ SCG ¦ Cold | Res ¦ Unsealed Ducts (High/Med Leakage) - Cold | SCG ¦ Cold | SCG | All | Electric & Gas | Unsealed Ducts (High/Med Leakage) | Average Existing |  |  | 0 | Conventional | BldgEnv | Res - Multi Family | Res | RET Only | 0 | Residential Households | Area-ft2-BA | 18 | DEER:HVAC_Eff_AC | 0 | 0 | 0 | eTRM SWSV001-07 | 0 | 2024 | 0 | 2024 | 0 | 0 | eTRM SWSV001-07 | Res Duct Sealing - Cold ¦ SCG ¦ Cold | Res Duct Sealing - Cold | 650.256 | 1 | 0.8015 | SME Input, RASS 2019 for % central AC or primary gas heat saturation | 0 | 2012 | 0.95 | SWSV001-07
RES-BLDGENV-40.21 | Res ¦ Unsealed Ducts (High/Med Leakage) - Marine ¦ SDG&E ¦ Marine | Res ¦ Unsealed Ducts (High/Med Leakage) - Marine | SDG&E ¦ Marine | SDG&E | All | Electric & Gas | Unsealed Ducts (High/Med Leakage) | Average Existing |  |  | 0 | Conventional | BldgEnv | Res - Multi Family | Res | RET Only | 0 | Residential Households | Area-ft2-BA | 18 | DEER:HVAC_Eff_AC | 0 | 0 | 0 | eTRM SWSV001-07 | 0 | 2024 | 0 | 2024 | 0 | 0 | eTRM SWSV001-07 | Res Duct Sealing - Marine ¦ SDG&E ¦ Marine | Res Duct Sealing - Marine | 641.7 | 1 | 0.8015 | SME Input, RASS 2019 for % central AC or primary gas heat saturation | 0 | 2012 | 0.95 | SWSV001-07
RES-BLDGENV-40.22 | Res ¦ Unsealed Ducts (High/Med Leakage) - Hot-Dry ¦ SDG&E ¦ Hot-Dry | Res ¦ Unsealed Ducts (High/Med Leakage) - Hot-Dry | SDG&E ¦ Hot-Dry | SDG&E | All | Electric & Gas | Unsealed Ducts (High/Med Leakage) | Average Existing |  |  | 0 | Conventional | BldgEnv | Res - Multi Family | Res | RET Only | 0 | Residential Households | Area-ft2-BA | 18 | DEER:HVAC_Eff_AC | 0 | 0 | 0 | eTRM SWSV001-07 | 0 | 2024 | 0 | 2024 | 0 | 0 | eTRM SWSV001-07 | Res Duct Sealing - Hot-Dry ¦ SDG&E ¦ Hot-Dry | Res Duct Sealing - Hot-Dry | 641.7 | 1 | 0.8015 | SME Input, RASS 2019 for % central AC or primary gas heat saturation | 0 | 2012 | 0.95 | SWSV001-07
RES-BLDGENV-41.1 | Res ¦ Sealed Ducts (Low Leakage) - Marine ¦ PG&E ¦ Marine | Res ¦ Sealed Ducts (Low Leakage) - Marine | PG&E ¦ Marine | PG&E | All | Electric & Gas | Seal Ducts (Low Leakage) | Efficient |  |  | 0 | Conventional | BldgEnv | Res - Single Family | Res | RET Only | 0 | Residential Households | Area-ft2-BA | 18 | DEER:HVAC_Eff_AC | -0.04868 | -6.9624e-05 | -0.022089 | eTRM SWSV001-07 | 0.1939 | 2024 | 0.4919 | 2024 | 0 | 0 | eTRM SWSV001-07 | Res Duct Sealing - Marine ¦ PG&E ¦ Marine | Res Duct Sealing - Marine | 1209 | 1 | 0.235 | SME Input, RASS 2019 for % central AC or primary gas heat saturation | 0.20574 | 2032 | 0.95 | SWSV001-07
RES-BLDGENV-41.2 | Res ¦ Sealed Ducts (Low Leakage) - Hot-Dry ¦ PG&E ¦ Hot-Dry | Res ¦ Sealed Ducts (Low Leakage) - Hot-Dry | PG&E ¦ Hot-Dry | PG&E | All | Electric & Gas | Seal Ducts (Low Leakage) | Efficient |  |  | 0 | Conventional | BldgEnv | Res - Single Family | Res | RET Only | 0 | Residential Households | Area-ft2-BA | 18 | DEER:HVAC_Eff_AC | -0.13059 | -2.4082e-05 | -0.033848 | eTRM SWSV001-07 | 0.1939 | 2024 | 0.4919 | 2024 | 0 | 0 | eTRM SWSV001-07 | Res Duct Sealing - Hot-Dry ¦ PG&E ¦ Hot-Dry | Res Duct Sealing - Hot-Dry | 1209 | 1 | 0.235 | SME Input, RASS 2019 for % central AC or primary gas heat saturation | 0.20574 | 2032 | 0.95 | SWSV001-07
RES-BLDGENV-41.3 | Res ¦ Sealed Ducts (Low Leakage) - Cold ¦ PG&E ¦ Cold | Res ¦ Sealed Ducts (Low Leakage) - Cold | PG&E ¦ Cold | PG&E | All | Electric & Gas | Seal Ducts (Low Leakage) | Efficient |  |  | 0 | Conventional | BldgEnv | Res - Single Family | Res | RET Only | 0 | Residential Households | Area-ft2-BA | 18 | DEER:HVAC_Eff_AC | -0.14325 | -1.3785e-05 | -0.026196 | eTRM SWSV001-07 | 0.1939 | 2024 | 0.4919 | 2024 | 0 | 0 | eTRM SWSV001-07 | Res Duct Sealing - Cold ¦ PG&E ¦ Cold | Res Duct Sealing - Cold | 1209 | 1 | 0.235 | SME Input, RASS 2019 for % central AC or primary gas heat saturation | 0.20574 | 2032 | 0.95 | SWSV001-07
RES-BLDGENV-41.4 | Res ¦ Sealed Ducts (Low Leakage) - Marine ¦ SCE ¦ Marine | Res ¦ Sealed Ducts (Low Leakage) - Marine | SCE ¦ Marine | SCE | All | Electric & Gas | Seal Ducts (Low Leakage) | Efficient |  |  | 0 | Conventional | BldgEnv | Res - Single Family | Res | RET Only | 0 | Residential Households | Area-ft2-BA | 18 | DEER:HVAC_Eff_AC | -0.066103 | -4.801e-05 | -0.01005 | eTRM SWSV001-07 | 0.1939 | 2024 | 0.4919 | 2024 | 0 | 0 | eTRM SWSV001-07 | Res Duct Sealing - Marine ¦ SCE ¦ Marine | Res Duct Sealing - Marine | 1178 | 1 | 0.235 | SME Input, RASS 2019 for % central AC or primary gas heat saturation | 0.20574 | 2032 | 0.95 | SWSV001-07
RES-BLDGENV-41.5 | Res ¦ Sealed Ducts (Low Leakage) - Hot-Dry ¦ SCE ¦ Hot-Dry | Res ¦ Sealed Ducts (Low Leakage) - Hot-Dry | SCE ¦ Hot-Dry | SCE | All | Electric & Gas | Seal Ducts (Low Leakage) | Efficient |  |  | 0 | Conventional | BldgEnv | Res - Single Family | Res | RET Only | 0 | Residential Households | Area-ft2-BA | 18 | DEER:HVAC_Eff_AC | -0.13627 | -0.00012155 | -0.016843 | eTRM SWSV001-07 | 0.1939 | 2024 | 0.4919 | 2024 | 0 | 0 | eTRM SWSV001-07 | Res Duct Sealing - Hot-Dry ¦ SCE ¦ Hot-Dry | Res Duct Sealing - Hot-Dry | 1178 | 1 | 0.235 | SME Input, RASS 2019 for % central AC or primary gas heat saturation | 0.20574 | 2032 | 0.95 | SWSV001-07
RES-BLDGENV-41.6 | Res ¦ Sealed Ducts (Low Leakage) - Cold ¦ SCE ¦ Cold | Res ¦ Sealed Ducts (Low Leakage) - Cold | SCE ¦ Cold | SCE | All | Electric & Gas | Seal Ducts (Low Leakage) | Efficient |  |  | 0 | Conventional | BldgEnv | Res - Single Family | Res | RET Only | 0 | Residential Households | Area-ft2-BA | 18 | DEER:HVAC_Eff_AC | -0.14325 | -1.3785e-05 | -0.026196 | eTRM SWSV001-07 | 0.1939 | 2024 | 0.4919 | 2024 | 0 | 0 | eTRM SWSV001-07 | Res Duct Sealing - Cold ¦ SCE ¦ Cold | Res Duct Sealing - Cold | 1178 | 1 | 0.235 | SME Input, RASS 2019 for % central AC or primary gas heat saturation | 0.20574 | 2032 | 0.95 | SWSV001-07
RES-BLDGENV-41.7 | Res ¦ Sealed Ducts (Low Leakage) - Marine ¦ SCG ¦ Marine | Res ¦ Sealed Ducts (Low Leakage) - Marine | SCG ¦ Marine | SCG | All | Electric & Gas | Seal Ducts (Low Leakage) | Efficient |  |  | 0 | Conventional | BldgEnv | Res - Single Family | Res | RET Only | 0 | Residential Households | Area-ft2-BA | 18 | DEER:HVAC_Eff_AC | -0.066103 | -4.801e-05 | -0.01005 | eTRM SWSV001-07 | 0.1939 | 2024 | 0.4919 | 2024 | 0 | 0 | eTRM SWSV001-07 | Res Duct Sealing - Marine ¦ SCG ¦ Marine | Res Duct Sealing - Marine | 1178 | 1 | 0.235 | SME Input, RASS 2019 for % central AC or primary gas heat saturation | 0.20574 | 2032 | 0.95 | SWSV001-07
RES-BLDGENV-41.8 | Res ¦ Sealed Ducts (Low Leakage) - Hot-Dry ¦ SCG ¦ Hot-Dry | Res ¦ Sealed Ducts (Low Leakage) - Hot-Dry | SCG ¦ Hot-Dry | SCG | All | Electric & Gas | Seal Ducts (Low Leakage) | Efficient |  |  | 0 | Conventional | BldgEnv | Res - Single Family | Res | RET Only | 0 | Residential Households | Area-ft2-BA | 18 | DEER:HVAC_Eff_AC | -0.13627 | -0.00012155 | -0.016843 | eTRM SWSV001-07 | 0.1939 | 2024 | 0.4919 | 2024 | 0 | 0 | eTRM SWSV001-07 | Res Duct Sealing - Hot-Dry ¦ SCG ¦ Hot-Dry | Res Duct Sealing - Hot-Dry | 1178 | 1 | 0.235 | SME Input, RASS 2019 for % central AC or primary gas heat saturation | 0.20574 | 2032 | 0.95 | SWSV001-07
RES-BLDGENV-41.9 | Res ¦ Sealed Ducts (Low Leakage) - Cold ¦ SCG ¦ Cold | Res ¦ Sealed Ducts (Low Leakage) - Cold | SCG ¦ Cold | SCG | All | Electric & Gas | Seal Ducts (Low Leakage) | Efficient |  |  | 0 | Conventional | BldgEnv | Res - Single Family | Res | RET Only | 0 | Residential Households | Area-ft2-BA | 18 | DEER:HVAC_Eff_AC | -0.14325 | -1.3785e-05 | -0.026196 | eTRM SWSV001-07 | 0.1939 | 2024 | 0.4919 | 2024 | 0 | 0 | eTRM SWSV001-07 | Res Duct Sealing - Cold ¦ SCG ¦ Cold | Res Duct Sealing - Cold | 1178 | 1 | 0.235 | SME Input, RASS 2019 for % central AC or primary gas heat saturation | 0.20574 | 2032 | 0.95 | SWSV001-07
RES-BLDGENV-41.10 | Res ¦ Sealed Ducts (Low Leakage) - Marine ¦ SDG&E ¦ Marine | Res ¦ Sealed Ducts (Low Leakage) - Marine | SDG&E ¦ Marine | SDG&E | All | Electric & Gas | Seal Ducts (Low Leakage) | Efficient |  |  | 0 | Conventional | BldgEnv | Res - Single Family | Res | RET Only | 0 | Residential Households | Area-ft2-BA | 18 | DEER:HVAC_Eff_AC | -0.066103 | -4.801e-05 | -0.01005 | eTRM SWSV001-07 | 0.1939 | 2024 | 0.4919 | 2024 | 0 | 0 | eTRM SWSV001-07 | Res Duct Sealing - Marine ¦ SDG&E ¦ Marine | Res Duct Sealing - Marine | 1162.5 | 1 | 0.235 | SME Input, RASS 2019 for % central AC or primary gas heat saturation | 0.20574 | 2032 | 0.95 | SWSV001-07
RES-BLDGENV-41.11 | Res ¦ Sealed Ducts (Low Leakage) - Hot-Dry ¦ SDG&E ¦ Hot-Dry | Res ¦ Sealed Ducts (Low Leakage) - Hot-Dry | SDG&E ¦ Hot-Dry | SDG&E | All | Electric & Gas | Seal Ducts (Low Leakage) | Efficient |  |  | 0 | Conventional | BldgEnv | Res - Single Family | Res | RET Only | 0 | Residential Households | Area-ft2-BA | 18 | DEER:HVAC_Eff_AC | -0.050748 | -7.0701e-05 | -0.0070916 | eTRM SWSV001-07 | 0.1939 | 2024 | 0.4919 | 2024 | 0 | 0 | eTRM SWSV001-07 | Res Duct Sealing - Hot-Dry ¦ SDG&E ¦ Hot-Dry | Res Duct Sealing - Hot-Dry | 1162.5 | 1 | 0.235 | SME Input, RASS 2019 for % central AC or primary gas heat saturation | 0.20574 | 2032 | 0.95 | SWSV001-07
RES-BLDGENV-41.12 | Res ¦ Sealed Ducts (Low Leakage) - Marine ¦ PG&E ¦ Marine | Res ¦ Sealed Ducts (Low Leakage) - Marine | PG&E ¦ Marine | PG&E | All | Electric & Gas | Seal Ducts (Low Leakage) | Efficient |  |  | 0 | Conventional | BldgEnv | Res - Multi Family | Res | RET Only | 0 | Residential Households | Area-ft2-BA | 18 | DEER:HVAC_Eff_AC | -0.034903 | -1.9391e-05 | -0.010731 | eTRM SWSV001-07 | 0.1939 | 2024 | 0.4919 | 2024 | 0 | 0 | eTRM SWSV001-07 | Res Duct Sealing - Marine ¦ PG&E ¦ Marine | Res Duct Sealing - Marine | 667.368 | 1 | 0.1985 | SME Input, RASS 2019 for % central AC or primary gas heat saturation | 0 | 2012 | 0.95 | SWSV001-07
RES-BLDGENV-41.13 | Res ¦ Sealed Ducts (Low Leakage) - Hot-Dry ¦ PG&E ¦ Hot-Dry | Res ¦ Sealed Ducts (Low Leakage) - Hot-Dry | PG&E ¦ Hot-Dry | PG&E | All | Electric & Gas | Seal Ducts (Low Leakage) | Efficient |  |  | 0 | Conventional | BldgEnv | Res - Multi Family | Res | RET Only | 0 | Residential Households | Area-ft2-BA | 18 | DEER:HVAC_Eff_AC | -0.052675 | -2.8364e-05 | -0.0084897 | eTRM SWSV001-07 | 0.1939 | 2024 | 0.4919 | 2024 | 0 | 0 | eTRM SWSV001-07 | Res Duct Sealing - Hot-Dry ¦ PG&E ¦ Hot-Dry | Res Duct Sealing - Hot-Dry | 667.368 | 1 | 0.1985 | SME Input, RASS 2019 for % central AC or primary gas heat saturation | 0 | 2012 | 0.95 | SWSV001-07
RES-BLDGENV-41.14 | Res ¦ Sealed Ducts (Low Leakage) - Cold ¦ PG&E ¦ Cold | Res ¦ Sealed Ducts (Low Leakage) - Cold | PG&E ¦ Cold | PG&E | All | Electric & Gas | Seal Ducts (Low Leakage) | Efficient |  |  | 0 | Conventional | BldgEnv | Res - Multi Family | Res | RET Only | 0 | Residential Households | Area-ft2-BA | 18 | DEER:HVAC_Eff_AC | -0.062591 | -3.1295e-05 | -0.013421 | eTRM SWSV001-07 | 0.1939 | 2024 | 0.4919 | 2024 | 0 | 0 | eTRM SWSV001-07 | Res Duct Sealing - Cold ¦ PG&E ¦ Cold | Res Duct Sealing - Cold | 667.368 | 1 | 0.1985 | SME Input, RASS 2019 for % central AC or primary gas heat saturation | 0 | 2012 | 0.95 | SWSV001-07
RES-BLDGENV-41.15 | Res ¦ Sealed Ducts (Low Leakage) - Marine ¦ SCE ¦ Marine | Res ¦ Sealed Ducts (Low Leakage) - Marine | SCE ¦ Marine | SCE | All | Electric & Gas | Seal Ducts (Low Leakage) | Efficient |  |  | 0 | Conventional | BldgEnv | Res - Multi Family | Res | RET Only | 0 | Residential Households | Area-ft2-BA | 18 | DEER:HVAC_Eff_AC | -0.039163 | -1.7406e-05 | -0.0060814 | eTRM SWSV001-07 | 0.1939 | 2024 | 0.4919 | 2024 | 0 | 0 | eTRM SWSV001-07 | Res Duct Sealing - Marine ¦ SCE ¦ Marine | Res Duct Sealing - Marine | 650.256 | 1 | 0.1985 | SME Input, RASS 2019 for % central AC or primary gas heat saturation | 0 | 2012 | 0.95 | SWSV001-07
RES-BLDGENV-41.16 | Res ¦ Sealed Ducts (Low Leakage) - Hot-Dry ¦ SCE ¦ Hot-Dry | Res ¦ Sealed Ducts (Low Leakage) - Hot-Dry | SCE ¦ Hot-Dry | SCE | All | Electric & Gas | Seal Ducts (Low Leakage) | Efficient |  |  | 0 | Conventional | BldgEnv | Res - Multi Family | Res | RET Only | 0 | Residential Households | Area-ft2-BA | 18 | DEER:HVAC_Eff_AC | -0.088617 | -3.7312e-05 | -0.0096044 | eTRM SWSV001-07 | 0.1939 | 2024 | 0.4919 | 2024 | 0 | 0 | eTRM SWSV001-07 | Res Duct Sealing - Hot-Dry ¦ SCE ¦ Hot-Dry | Res Duct Sealing - Hot-Dry | 650.256 | 1 | 0.1985 | SME Input, RASS 2019 for % central AC or primary gas heat saturation | 0 | 2012 | 0.95 | SWSV001-07
RES-BLDGENV-41.17 | Res ¦ Sealed Ducts (Low Leakage) - Cold ¦ SCE ¦ Cold | Res ¦ Sealed Ducts (Low Leakage) - Cold | SCE ¦ Cold | SCE | All | Electric & Gas | Seal Ducts (Low Leakage) | Efficient |  |  | 0 | Conventional | BldgEnv | Res - Multi Family | Res | RET Only | 0 | Residential Households | Area-ft2-BA | 18 | DEER:HVAC_Eff_AC | -0.062591 | -3.1295e-05 | -0.013421 | eTRM SWSV001-07 | 0.1939 | 2024 | 0.4919 | 2024 | 0 | 0 | eTRM SWSV001-07 | Res Duct Sealing - Cold ¦ SCE ¦ Cold | Res Duct Sealing - Cold | 650.256 | 1 | 0.1985 | SME Input, RASS 2019 for % central AC or primary gas heat saturation | 0 | 2012 | 0.95 | SWSV001-07
RES-BLDGENV-41.18 | Res ¦ Sealed Ducts (Low Leakage) - Marine ¦ SCG ¦ Marine | Res ¦ Sealed Ducts (Low Leakage) - Marine | SCG ¦ Marine | SCG | All | Electric & Gas | Seal Ducts (Low Leakage) | Efficient |  |  | 0 | Conventional | BldgEnv | Res - Multi Family | Res | RET Only | 0 | Residential Households | Area-ft2-BA | 18 | DEER:HVAC_Eff_AC | -0.039163 | -1.7406e-05 | -0.0060814 | eTRM SWSV001-07 | 0.1939 | 2024 | 0.4919 | 2024 | 0 | 0 | eTRM SWSV001-07 | Res Duct Sealing - Marine ¦ SCG ¦ Marine | Res Duct Sealing - Marine | 650.256 | 1 | 0.1985 | SME Input, RASS 2019 for % central AC or primary gas heat saturation | 0 | 2012 | 0.95 | SWSV001-07
RES-BLDGENV-41.19 | Res ¦ Sealed Ducts (Low Leakage) - Hot-Dry ¦ SCG ¦ Hot-Dry | Res ¦ Sealed Ducts (Low Leakage) - Hot-Dry | SCG ¦ Hot-Dry | SCG | All | Electric & Gas | Seal Ducts (Low Leakage) | Efficient |  |  | 0 | Conventional | BldgEnv | Res - Multi Family | Res | RET Only | 0 | Residential Households | Area-ft2-BA | 18 | DEER:HVAC_Eff_AC | -0.088617 | -3.7312e-05 | -0.0096044 | eTRM SWSV001-07 | 0.1939 | 2024 | 0.4919 | 2024 | 0 | 0 | eTRM SWSV001-07 | Res Duct Sealing - Hot-Dry ¦ SCG ¦ Hot-Dry | Res Duct Sealing - Hot-Dry | 650.256 | 1 | 0.1985 | SME Input, RASS 2019 for % central AC or primary gas heat saturation | 0 | 2012 | 0.95 | SWSV001-07
RES-BLDGENV-41.20 | Res ¦ Sealed Ducts (Low Leakage) - Cold ¦ SCG ¦ Cold | Res ¦ Sealed Ducts (Low Leakage) - Cold | SCG ¦ Cold | SCG | All | Electric & Gas | Seal Ducts (Low Leakage) | Efficient |  |  | 0 | Conventional | BldgEnv | Res - Multi Family | Res | RET Only | 0 | Residential Households | Area-ft2-BA | 18 | DEER:HVAC_Eff_AC | -0.062591 | -3.1295e-05 | -0.013421 | eTRM SWSV001-07 | 0.1939 | 2024 | 0.4919 | 2024 | 0 | 0 | eTRM SWSV001-07 | Res Duct Sealing - Cold ¦ SCG ¦ Cold | Res Duct Sealing - Cold | 650.256 | 1 | 0.1985 | SME Input, RASS 2019 for % central AC or primary gas heat saturation | 0 | 2012 | 0.95 | SWSV001-07
RES-BLDGENV-41.21 | Res ¦ Sealed Ducts (Low Leakage) - Marine ¦ SDG&E ¦ Marine | Res ¦ Sealed Ducts (Low Leakage) - Marine | SDG&E ¦ Marine | SDG&E | All | Electric & Gas | Seal Ducts (Low Leakage) | Efficient |  |  | 0 | Conventional | BldgEnv | Res - Multi Family | Res | RET Only | 0 | Residential Households | Area-ft2-BA | 18 | DEER:HVAC_Eff_AC | -0.039163 | -1.7406e-05 | -0.0060814 | eTRM SWSV001-07 | 0.1939 | 2024 | 0.4919 | 2024 | 0 | 0 | eTRM SWSV001-07 | Res Duct Sealing - Marine ¦ SDG&E ¦ Marine | Res Duct Sealing - Marine | 641.7 | 1 | 0.1985 | SME Input, RASS 2019 for % central AC or primary gas heat saturation | 0 | 2012 | 0.95 | SWSV001-07
RES-BLDGENV-41.22 | Res ¦ Sealed Ducts (Low Leakage) - Hot-Dry ¦ SDG&E ¦ Hot-Dry | Res ¦ Sealed Ducts (Low Leakage) - Hot-Dry | SDG&E ¦ Hot-Dry | SDG&E | All | Electric & Gas | Seal Ducts (Low Leakage) | Efficient |  |  | 0 | Conventional | BldgEnv | Res - Multi Family | Res | RET Only | 0 | Residential Households | Area-ft2-BA | 18 | DEER:HVAC_Eff_AC | -0.033802 | -1.9315e-05 | -0.0058641 | eTRM SWSV001-07 | 0.1939 | 2024 | 0.4919 | 2024 | 0 | 0 | eTRM SWSV001-07 | Res Duct Sealing - Hot-Dry ¦ SDG&E ¦ Hot-Dry | Res Duct Sealing - Hot-Dry | 641.7 | 1 | 0.1985 | SME Input, RASS 2019 for % central AC or primary gas heat saturation | 0 | 2012 | 0.95 | SWSV001-07
RES-HVAC-FS-10.1 | Res ¦ Code HVAC System Furnace (TE 80%) and AC (SEER2 14.3) - Marine ¦ PG&E ¦ Marine | Res ¦ Code HVAC System Furnace (TE 80%) and AC (SEER2 14.3) - Marine | PG&E ¦ Marine | PG&E | All | Electric & Gas | Code HVAC System Furnace (TE 80%) and AC (SEER2 14.3) | Average Existing and Code |  | 2029 | 1 | Conventional | HVAC | Res - Single Family | Res | ROB and NEW | 0 | Residential Households | Cap-Tons | 23 | DEER:HVAC_Eff_AC | 0 | 0 | 0 | SWHC045-04 | 1305.3 | 2024 | 499.52 | 2024 | 0 | 0 | SWHC045-04 | Res Central HVAC System - Fuel Sub - Marine ¦ PG&E ¦ Marine | Res Central HVAC System - Fuel Sub - Marine | 0.58283 | 0.47 | 1 | RASS 2019 | 0 | 2012 | 1 | SWHC045
RES-HVAC-FS-10.2 | Res ¦ Code HVAC System Furnace (TE 80%) and AC (SEER2 14.3) - Marine ¦ PG&E ¦ Marine | Res ¦ Code HVAC System Furnace (TE 80%) and AC (SEER2 14.3) - Marine | PG&E ¦ Marine | PG&E | All | Electric & Gas | Code HVAC System Furnace (TE 80%) and AC (SEER2 14.3) | Average Existing and Code |  | 2029 | 1 | Conventional | HVAC | Res - Multi Family | Res | ROB and NEW | 0 | Residential Households | Cap-Tons | 23 | DEER:HVAC_Eff_AC | 0 | 0 | 0 | SWHC045-04 | 1305.3 | 2024 | 499.52 | 2024 | 0 | 0 | SWHC045-04 | Res Central HVAC System - Fuel Sub - Marine ¦ PG&E ¦ Marine | Res Central HVAC System - Fuel Sub - Marine | 0.066794 | 0.47 | 1 | RASS 2019 | 0 | 2012 | 1 | SWHC045
RES-HVAC-FS-10.3 | Res ¦ Code HVAC System Furnace (TE 80%) and AC (SEER2 14.3) - Hot-Dry ¦ PG&E ¦ Hot-Dry | Res ¦ Code HVAC System Furnace (TE 80%) and AC (SEER2 14.3) - Hot-Dry | PG&E ¦ Hot-Dry | PG&E | All | Electric & Gas | Code HVAC System Furnace (TE 80%) and AC (SEER2 14.3) | Average Existing and Code |  | 2029 | 1 | Conventional | HVAC | Res - Single Family | Res | ROB and NEW | 0 | Residential Households | Cap-Tons | 23 | DEER:HVAC_Eff_AC | 0 | 0 | 0 | SWHC045-04 | 1305.3 | 2024 | 499.52 | 2024 | 0 | 0 | SWHC045-04 | Res Central HVAC System - Fuel Sub - Hot-Dry ¦ PG&E ¦ Hot-Dry | Res Central HVAC System - Fuel Sub - Hot-Dry | 1.0532 | 0.47 | 1 | RASS 2019 | 0 | 2012 | 1 | SWHC045
RES-HVAC-FS-10.4 | Res ¦ Code HVAC System Furnace (TE 80%) and AC (SEER2 14.3) - Hot-Dry ¦ PG&E ¦ Hot-Dry | Res ¦ Code HVAC System Furnace (TE 80%) and AC (SEER2 14.3) - Hot-Dry | PG&E ¦ Hot-Dry | PG&E | All | Electric & Gas | Code HVAC System Furnace (TE 80%) and AC (SEER2 14.3) | Average Existing and Code |  | 2029 | 1 | Conventional | HVAC | Res - Multi Family | Res | ROB and NEW | 0 | Residential Households | Cap-Tons | 23 | DEER:HVAC_Eff_AC | 0 | 0 | 0 | SWHC045-04 | 1305.3 | 2024 | 499.52 | 2024 | 0 | 0 | SWHC045-04 | Res Central HVAC System - Fuel Sub - Hot-Dry ¦ PG&E ¦ Hot-Dry | Res Central HVAC System - Fuel Sub - Hot-Dry | 0.2441 | 0.47 | 1 | RASS 2019 | 0 | 2012 | 1 | SWHC045
RES-HVAC-FS-10.5 | Res ¦ Code HVAC System Furnace (TE 80%) and AC (SEER2 14.3) - Cold ¦ PG&E ¦ Cold | Res ¦ Code HVAC System Furnace (TE 80%) and AC (SEER2 14.3) - Cold | PG&E ¦ Cold | PG&E | All | Electric & Gas | Code HVAC System Furnace (TE 80%) and AC (SEER2 14.3) | Average Existing and Code |  | 2029 | 1 | Conventional | HVAC | Res - Single Family | Res | ROB and NEW | 0 | Residential Households | Cap-Tons | 23 | DEER:HVAC_Eff_AC | 0 | 0 | 0 | SWHC045-04 | 1305.3 | 2024 | 499.52 | 2024 | 0 | 0 | SWHC045-04 | Res Central HVAC System - Fuel Sub - Cold ¦ PG&E ¦ Cold | Res Central HVAC System - Fuel Sub - Cold | 0.23165 | 0.47 | 1 | RASS 2019 | 0 | 2012 | 1 | SWHC045
RES-HVAC-FS-10.6 | Res ¦ Code HVAC System Furnace (TE 80%) and AC (SEER2 14.3) - Cold ¦ PG&E ¦ Cold | Res ¦ Code HVAC System Furnace (TE 80%) and AC (SEER2 14.3) - Cold | PG&E ¦ Cold | PG&E | All | Electric & Gas | Code HVAC System Furnace (TE 80%) and AC (SEER2 14.3) | Average Existing and Code |  | 2029 | 1 | Conventional | HVAC | Res - Multi Family | Res | ROB and NEW | 0 | Residential Households | Cap-Tons | 23 | DEER:HVAC_Eff_AC | 0 | 0 | 0 | SWHC045-04 | 1305.3 | 2024 | 499.52 | 2024 | 0 | 0 | SWHC045-04 | Res Central HVAC System - Fuel Sub - Cold ¦ PG&E ¦ Cold | Res Central HVAC System - Fuel Sub - Cold | 0.060679 | 0.47 | 1 | RASS 2019 | 0 | 2012 | 1 | SWHC045
RES-HVAC-FS-10.7 | Res ¦ Code HVAC System Furnace (TE 80%) and AC (SEER2 14.3) - Marine ¦ SCG ¦ Marine | Res ¦ Code HVAC System Furnace (TE 80%) and AC (SEER2 14.3) - Marine | SCG ¦ Marine | SCG | All | Electric & Gas | Code HVAC System Furnace (TE 80%) and AC (SEER2 14.3) | Average Existing and Code |  | 2029 | 1 | Conventional | HVAC | Res - Single Family | Res | ROB and NEW | 0 | Residential Households | Cap-Tons | 23 | DEER:HVAC_Eff_AC | 0 | 0 | 0 | SWHC045-04 | 1305.3 | 2024 | 499.52 | 2024 | 0 | 0 | SWHC045-04 | Res Central HVAC System - Fuel Sub - Marine ¦ SCG ¦ Marine | Res Central HVAC System - Fuel Sub - Marine | 0.94772 | 0.47 | 1 | RASS 2019 | 0 | 2012 | 1 | SWHC045
RES-HVAC-FS-10.8 | Res ¦ Code HVAC System Furnace (TE 80%) and AC (SEER2 14.3) - Marine ¦ SCG ¦ Marine | Res ¦ Code HVAC System Furnace (TE 80%) and AC (SEER2 14.3) - Marine | SCG ¦ Marine | SCG | All | Electric & Gas | Code HVAC System Furnace (TE 80%) and AC (SEER2 14.3) | Average Existing and Code |  | 2029 | 1 | Conventional | HVAC | Res - Multi Family | Res | ROB and NEW | 0 | Residential Households | Cap-Tons | 23 | DEER:HVAC_Eff_AC | 0 | 0 | 0 | SWHC045-04 | 1305.3 | 2024 | 499.52 | 2024 | 0 | 0 | SWHC045-04 | Res Central HVAC System - Fuel Sub - Marine ¦ SCG ¦ Marine | Res Central HVAC System - Fuel Sub - Marine | 0.19192 | 0.47 | 1 | RASS 2019 | 0 | 2012 | 1 | SWHC045
RES-HVAC-FS-10.9 | Res ¦ Code HVAC System Furnace (TE 80%) and AC (SEER2 14.3) - Hot-Dry ¦ SCG ¦ Hot-Dry | Res ¦ Code HVAC System Furnace (TE 80%) and AC (SEER2 14.3) - Hot-Dry | SCG ¦ Hot-Dry | SCG | All | Electric & Gas | Code HVAC System Furnace (TE 80%) and AC (SEER2 14.3) | Average Existing and Code |  | 2029 | 1 | Conventional | HVAC | Res - Single Family | Res | ROB and NEW | 0 | Residential Households | Cap-Tons | 23 | DEER:HVAC_Eff_AC | 0 | 0 | 0 | SWHC045-04 | 1305.3 | 2024 | 499.52 | 2024 | 0 | 0 | SWHC045-04 | Res Central HVAC System - Fuel Sub - Hot-Dry ¦ SCG ¦ Hot-Dry | Res Central HVAC System - Fuel Sub - Hot-Dry | 1.5905 | 0.47 | 1 | RASS 2019 | 0 | 2012 | 1 | SWHC045
RES-HVAC-FS-10.10 | Res ¦ Code HVAC System Furnace (TE 80%) and AC (SEER2 14.3) - Hot-Dry ¦ SCG ¦ Hot-Dry | Res ¦ Code HVAC System Furnace (TE 80%) and AC (SEER2 14.3) - Hot-Dry | SCG ¦ Hot-Dry | SCG | All | Electric & Gas | Code HVAC System Furnace (TE 80%) and AC (SEER2 14.3) | Average Existing and Code |  | 2029 | 1 | Conventional | HVAC | Res - Multi Family | Res | ROB and NEW | 0 | Residential Households | Cap-Tons | 23 | DEER:HVAC_Eff_AC | 0 | 0 | 0 | SWHC045-04 | 1305.3 | 2024 | 499.52 | 2024 | 0 | 0 | SWHC045-04 | Res Central HVAC System - Fuel Sub - Hot-Dry ¦ SCG ¦ Hot-Dry | Res Central HVAC System - Fuel Sub - Hot-Dry | 0.22921 | 0.47 | 1 | RASS 2019 | 0 | 2012 | 1 | SWHC045
RES-HVAC-FS-10.11 | Res ¦ Code HVAC System Furnace (TE 80%) and AC (SEER2 14.3) - Cold ¦ SCG ¦ Cold | Res ¦ Code HVAC System Furnace (TE 80%) and AC (SEER2 14.3) - Cold | SCG ¦ Cold | SCG | All | Electric & Gas | Code HVAC System Furnace (TE 80%) and AC (SEER2 14.3) | Average Existing and Code |  | 2029 | 1 | Conventional | HVAC | Res - Single Family | Res | ROB and NEW | 0 | Residential Households | Cap-Tons | 23 | DEER:HVAC_Eff_AC | 0 | 0 | 0 | SWHC045-04 | 1305.3 | 2024 | 499.52 | 2024 | 0 | 0 | SWHC045-04 | Res Central HVAC System - Fuel Sub - Cold ¦ SCG ¦ Cold | Res Central HVAC System - Fuel Sub - Cold | 1.969 | 0.47 | 1 | RASS 2019 | 0 | 2012 | 1 | SWHC045
RES-HVAC-FS-10.12 | Res ¦ Code HVAC System Furnace (TE 80%) and AC (SEER2 14.3) - Cold ¦ SCG ¦ Cold | Res ¦ Code HVAC System Furnace (TE 80%) and AC (SEER2 14.3) - Cold | SCG ¦ Cold | SCG | All | Electric & Gas | Code HVAC System Furnace (TE 80%) and AC (SEER2 14.3) | Average Existing and Code |  | 2029 | 1 | Conventional | HVAC | Res - Multi Family | Res | ROB and NEW | 0 | Residential Households | Cap-Tons | 23 | DEER:HVAC_Eff_AC | 0 | 0 | 0 | SWHC045-04 | 1305.3 | 2024 | 499.52 | 2024 | 0 | 0 | SWHC045-04 | Res Central HVAC System - Fuel Sub - Cold ¦ SCG ¦ Cold | Res Central HVAC System - Fuel Sub - Cold | 0.060679 | 0.47 | 1 | RASS 2019 | 0 | 2012 | 1 | SWHC045
RES-HVAC-FS-10.13 | Res ¦ Code HVAC System Furnace (TE 80%) and AC (SEER2 14.3) - Marine ¦ SDG&E ¦ Marine | Res ¦ Code HVAC System Furnace (TE 80%) and AC (SEER2 14.3) - Marine | SDG&E ¦ Marine | SDG&E | All | Electric & Gas | Code HVAC System Furnace (TE 80%) and AC (SEER2 14.3) | Average Existing and Code |  | 2029 | 1 | Conventional | HVAC | Res - Single Family | Res | ROB and NEW | 0 | Residential Households | Cap-Tons | 23 | DEER:HVAC_Eff_AC | 0 | 0 | 0 | SWHC045-04 | 1305.3 | 2024 | 499.52 | 2024 | 0 | 0 | SWHC045-04 | Res Central HVAC System - Fuel Sub - Marine ¦ SDG&E ¦ Marine | Res Central HVAC System - Fuel Sub - Marine | 1.9303 | 0.47 | 1 | RASS 2019 | 0 | 2012 | 1 | SWHC045
RES-HVAC-FS-10.14 | Res ¦ Code HVAC System Furnace (TE 80%) and AC (SEER2 14.3) - Marine ¦ SDG&E ¦ Marine | Res ¦ Code HVAC System Furnace (TE 80%) and AC (SEER2 14.3) - Marine | SDG&E ¦ Marine | SDG&E | All | Electric & Gas | Code HVAC System Furnace (TE 80%) and AC (SEER2 14.3) | Average Existing and Code |  | 2029 | 1 | Conventional | HVAC | Res - Multi Family | Res | ROB and NEW | 0 | Residential Households | Cap-Tons | 23 | DEER:HVAC_Eff_AC | 0 | 0 | 0 | SWHC045-04 | 1305.3 | 2024 | 499.52 | 2024 | 0 | 0 | SWHC045-04 | Res Central HVAC System - Fuel Sub - Marine ¦ SDG&E ¦ Marine | Res Central HVAC System - Fuel Sub - Marine | 0.39508 | 0.47 | 1 | RASS 2019 | 0 | 2012 | 1 | SWHC045
RES-HVAC-FS-10.15 | Res ¦ Code HVAC System Furnace (TE 80%) and AC (SEER2 14.3) - Hot-Dry ¦ SDG&E ¦ Hot-Dry | Res ¦ Code HVAC System Furnace (TE 80%) and AC (SEER2 14.3) - Hot-Dry | SDG&E ¦ Hot-Dry | SDG&E | All | Electric & Gas | Code HVAC System Furnace (TE 80%) and AC (SEER2 14.3) | Average Existing and Code |  | 2029 | 1 | Conventional | HVAC | Res - Single Family | Res | ROB and NEW | 0 | Residential Households | Cap-Tons | 23 | DEER:HVAC_Eff_AC | 0 | 0 | 0 | SWHC045-04 | 1305.3 | 2024 | 499.52 | 2024 | 0 | 0 | SWHC045-04 | Res Central HVAC System - Fuel Sub - Hot-Dry ¦ SDG&E ¦ Hot-Dry | Res Central HVAC System - Fuel Sub - Hot-Dry | 1.1703 | 0.47 | 1 | RASS 2019 | 0 | 2012 | 1 | SWHC045
RES-HVAC-FS-10.16 | Res ¦ Code HVAC System Furnace (TE 80%) and AC (SEER2 14.3) - Hot-Dry ¦ SDG&E ¦ Hot-Dry | Res ¦ Code HVAC System Furnace (TE 80%) and AC (SEER2 14.3) - Hot-Dry | SDG&E ¦ Hot-Dry | SDG&E | All | Electric & Gas | Code HVAC System Furnace (TE 80%) and AC (SEER2 14.3) | Average Existing and Code |  | 2029 | 1 | Conventional | HVAC | Res - Multi Family | Res | ROB and NEW | 0 | Residential Households | Cap-Tons | 23 | DEER:HVAC_Eff_AC | 0 | 0 | 0 | SWHC045-04 | 1305.3 | 2024 | 499.52 | 2024 | 0 | 0 | SWHC045-04 | Res Central HVAC System - Fuel Sub - Hot-Dry ¦ SDG&E ¦ Hot-Dry | Res Central HVAC System - Fuel Sub - Hot-Dry | 0.14814 | 0.47 | 1 | RASS 2019 | 0 | 2012 | 1 | SWHC045
RES-HVAC-FS-11.1 | Res ¦ Efficient HVAC System Furnace (AFUE 95) and AC (SEER2 15.2) - Marine ¦ PG&E ¦ Marine | Res ¦ Efficient HVAC System Furnace (AFUE 95) and AC (SEER2 15.2) - Marine | PG&E ¦ Marine | PG&E | All | Electric & Gas | Efficient HVAC System Furnace (AFUE 95) and AC (SEER2 15.2) | Efficient |  | 2029 | 1 | Conventional | HVAC | Res - Single Family | Res | ROB and NEW | 0 | Residential Households | Cap-Tons | 23 | DEER:HVAC_Eff_AC | -49.8488 | -0.07269 | -1.3947 | SWHC031-04, SWHC049-06 | 1848.8625 | 2022 | 499.52 | 2022 | 0 | 0 | SWHC031-04, SWHC049-06 | Res Central HVAC System - Fuel Sub - Marine ¦ PG&E ¦ Marine | Res Central HVAC System - Fuel Sub - Marine | 0.58283 | 0.47 | 0 | RASS 2019 | 342.1948 | 2032 | 1 | SWHC031 (furnace), SWHC049 (AC)
RES-HVAC-FS-11.2 | Res ¦ Efficient HVAC System Furnace (AFUE 95) and AC (SEER2 15.2) - Marine ¦ PG&E ¦ Marine | Res ¦ Efficient HVAC System Furnace (AFUE 95) and AC (SEER2 15.2) - Marine | PG&E ¦ Marine | PG&E | All | Electric & Gas | Efficient HVAC System Furnace (AFUE 95) and AC (SEER2 15.2) | Efficient |  | 2029 | 1 | Conventional | HVAC | Res - Multi Family | Res | ROB and NEW | 0 | Residential Households | Cap-Tons | 23 | DEER:HVAC_Eff_AC | -64.7738 | -0.070125 | -0.72847 | SWHC031-04, SWHC049-06 | 1848.8625 | 2022 | 499.52 | 2022 | 0 | 0 | SWHC031-04, SWHC049-06 | Res Central HVAC System - Fuel Sub - Marine ¦ PG&E ¦ Marine | Res Central HVAC System - Fuel Sub - Marine | 0.066794 | 0.47 | 0 | RASS 2019 | 0 | 2012 | 1 | SWHC031 (furnace), SWHC049 (AC)
RES-HVAC-FS-11.3 | Res ¦ Efficient HVAC System Furnace (AFUE 95) and AC (SEER2 15.2) - Hot-Dry ¦ PG&E ¦ Hot-Dry | Res ¦ Efficient HVAC System Furnace (AFUE 95) and AC (SEER2 15.2) - Hot-Dry | PG&E ¦ Hot-Dry | PG&E | All | Electric & Gas | Efficient HVAC System Furnace (AFUE 95) and AC (SEER2 15.2) | Efficient |  | 2029 | 1 | Conventional | HVAC | Res - Single Family | Res | ROB and NEW | 0 | Residential Households | Cap-Tons | 23 | DEER:HVAC_Eff_AC | -70.2525 | -0.076995 | -2.1297 | SWHC031-04, SWHC049-06 | 1848.8625 | 2022 | 499.52 | 2022 | 0 | 0 | SWHC031-04, SWHC049-06 | Res Central HVAC System - Fuel Sub - Hot-Dry ¦ PG&E ¦ Hot-Dry | Res Central HVAC System - Fuel Sub - Hot-Dry | 1.0532 | 0.47 | 0 | RASS 2019 | 342.1948 | 2032 | 1 | SWHC031 (furnace), SWHC049 (AC)
RES-HVAC-FS-11.4 | Res ¦ Efficient HVAC System Furnace (AFUE 95) and AC (SEER2 15.2) - Hot-Dry ¦ PG&E ¦ Hot-Dry | Res ¦ Efficient HVAC System Furnace (AFUE 95) and AC (SEER2 15.2) - Hot-Dry | PG&E ¦ Hot-Dry | PG&E | All | Electric & Gas | Efficient HVAC System Furnace (AFUE 95) and AC (SEER2 15.2) | Efficient |  | 2029 | 1 | Conventional | HVAC | Res - Multi Family | Res | ROB and NEW | 0 | Residential Households | Cap-Tons | 23 | DEER:HVAC_Eff_AC | -60.8137 | -0.072896 | -0.71209 | SWHC031-04, SWHC049-06 | 1848.8625 | 2022 | 499.52 | 2022 | 0 | 0 | SWHC031-04, SWHC049-06 | Res Central HVAC System - Fuel Sub - Hot-Dry ¦ PG&E ¦ Hot-Dry | Res Central HVAC System - Fuel Sub - Hot-Dry | 0.2441 | 0.47 | 0 | RASS 2019 | 0 | 2012 | 1 | SWHC031 (furnace), SWHC049 (AC)
RES-HVAC-FS-11.5 | Res ¦ Efficient HVAC System Furnace (AFUE 95) and AC (SEER2 15.2) - Cold ¦ PG&E ¦ Cold | Res ¦ Efficient HVAC System Furnace (AFUE 95) and AC (SEER2 15.2) - Cold | PG&E ¦ Cold | PG&E | All | Electric & Gas | Efficient HVAC System Furnace (AFUE 95) and AC (SEER2 15.2) | Efficient |  | 2029 | 1 | Conventional | HVAC | Res - Single Family | Res | ROB and NEW | 0 | Residential Households | Cap-Tons | 23 | DEER:HVAC_Eff_AC | -133.4062 | -0.10671 | -1.2715 | SWHC031-04, SWHC049-06 | 1848.8625 | 2022 | 499.52 | 2022 | 0 | 0 | SWHC031-04, SWHC049-06 | Res Central HVAC System - Fuel Sub - Cold ¦ PG&E ¦ Cold | Res Central HVAC System - Fuel Sub - Cold | 0.23165 | 0.47 | 0 | RASS 2019 | 342.1948 | 2032 | 1 | SWHC031 (furnace), SWHC049 (AC)
RES-HVAC-FS-11.6 | Res ¦ Efficient HVAC System Furnace (AFUE 95) and AC (SEER2 15.2) - Cold ¦ PG&E ¦ Cold | Res ¦ Efficient HVAC System Furnace (AFUE 95) and AC (SEER2 15.2) - Cold | PG&E ¦ Cold | PG&E | All | Electric & Gas | Efficient HVAC System Furnace (AFUE 95) and AC (SEER2 15.2) | Efficient |  | 2029 | 1 | Conventional | HVAC | Res - Multi Family | Res | ROB and NEW | 0 | Residential Households | Cap-Tons | 23 | DEER:HVAC_Eff_AC | -144.0562 | -0.12396 | -0.97076 | SWHC031-04, SWHC049-06 | 1848.8625 | 2022 | 499.52 | 2022 | 0 | 0 | SWHC031-04, SWHC049-06 | Res Central HVAC System - Fuel Sub - Cold ¦ PG&E ¦ Cold | Res Central HVAC System - Fuel Sub - Cold | 0.060679 | 0.47 | 0 | RASS 2019 | 0 | 2012 | 1 | SWHC031 (furnace), SWHC049 (AC)
RES-HVAC-FS-11.7 | Res ¦ Efficient HVAC System Furnace (AFUE 95) and AC (SEER2 15.2) - Marine ¦ SCG ¦ Marine | Res ¦ Efficient HVAC System Furnace (AFUE 95) and AC (SEER2 15.2) - Marine | SCG ¦ Marine | SCG | All | Electric & Gas | Efficient HVAC System Furnace (AFUE 95) and AC (SEER2 15.2) | Efficient |  | 2029 | 1 | Conventional | HVAC | Res - Single Family | Res | ROB and NEW | 0 | Residential Households | Cap-Tons | 23 | DEER:HVAC_Eff_AC | -50.2238 | -0.039502 | -0.74261 | SWHC031-04, SWHC049-06 | 1848.8625 | 2022 | 499.52 | 2022 | 0 | 0 | SWHC031-04, SWHC049-06 | Res Central HVAC System - Fuel Sub - Marine ¦ SCG ¦ Marine | Res Central HVAC System - Fuel Sub - Marine | 0.94772 | 0.47 | 0 | RASS 2019 | 342.1948 | 2032 | 1 | SWHC031 (furnace), SWHC049 (AC)
RES-HVAC-FS-11.8 | Res ¦ Efficient HVAC System Furnace (AFUE 95) and AC (SEER2 15.2) - Marine ¦ SCG ¦ Marine | Res ¦ Efficient HVAC System Furnace (AFUE 95) and AC (SEER2 15.2) - Marine | SCG ¦ Marine | SCG | All | Electric & Gas | Efficient HVAC System Furnace (AFUE 95) and AC (SEER2 15.2) | Efficient |  | 2029 | 1 | Conventional | HVAC | Res - Multi Family | Res | ROB and NEW | 0 | Residential Households | Cap-Tons | 23 | DEER:HVAC_Eff_AC | -50.8612 | -0.041876 | -0.31588 | SWHC031-04, SWHC049-06 | 1848.8625 | 2022 | 499.52 | 2022 | 0 | 0 | SWHC031-04, SWHC049-06 | Res Central HVAC System - Fuel Sub - Marine ¦ SCG ¦ Marine | Res Central HVAC System - Fuel Sub - Marine | 0.19192 | 0.47 | 0 | RASS 2019 | 0 | 2012 | 1 | SWHC031 (furnace), SWHC049 (AC)
RES-HVAC-FS-11.9 | Res ¦ Efficient HVAC System Furnace (AFUE 95) and AC (SEER2 15.2) - Hot-Dry ¦ SCG ¦ Hot-Dry | Res ¦ Efficient HVAC System Furnace (AFUE 95) and AC (SEER2 15.2) - Hot-Dry | SCG ¦ Hot-Dry | SCG | All | Electric & Gas | Efficient HVAC System Furnace (AFUE 95) and AC (SEER2 15.2) | Efficient |  | 2029 | 1 | Conventional | HVAC | Res - Single Family | Res | ROB and NEW | 0 | Residential Households | Cap-Tons | 23 | DEER:HVAC_Eff_AC | -89.6775 | -0.090285 | -0.804 | SWHC031-04, SWHC049-06 | 1848.8625 | 2022 | 499.52 | 2022 | 0 | 0 | SWHC031-04, SWHC049-06 | Res Central HVAC System - Fuel Sub - Hot-Dry ¦ SCG ¦ Hot-Dry | Res Central HVAC System - Fuel Sub - Hot-Dry | 1.5905 | 0.47 | 0 | RASS 2019 | 342.1948 | 2032 | 1 | SWHC031 (furnace), SWHC049 (AC)
RES-HVAC-FS-11.10 | Res ¦ Efficient HVAC System Furnace (AFUE 95) and AC (SEER2 15.2) - Hot-Dry ¦ SCG ¦ Hot-Dry | Res ¦ Efficient HVAC System Furnace (AFUE 95) and AC (SEER2 15.2) - Hot-Dry | SCG ¦ Hot-Dry | SCG | All | Electric & Gas | Efficient HVAC System Furnace (AFUE 95) and AC (SEER2 15.2) | Efficient |  | 2029 | 1 | Conventional | HVAC | Res - Multi Family | Res | ROB and NEW | 0 | Residential Households | Cap-Tons | 23 | DEER:HVAC_Eff_AC | -87.7687 | -0.06795 | -0.31598 | SWHC031-04, SWHC049-06 | 1848.8625 | 2022 | 499.52 | 2022 | 0 | 0 | SWHC031-04, SWHC049-06 | Res Central HVAC System - Fuel Sub - Hot-Dry ¦ SCG ¦ Hot-Dry | Res Central HVAC System - Fuel Sub - Hot-Dry | 0.22921 | 0.47 | 0 | RASS 2019 | 0 | 2012 | 1 | SWHC031 (furnace), SWHC049 (AC)
RES-HVAC-FS-11.11 | Res ¦ Efficient HVAC System Furnace (AFUE 95) and AC (SEER2 15.2) - Cold ¦ SCG ¦ Cold | Res ¦ Efficient HVAC System Furnace (AFUE 95) and AC (SEER2 15.2) - Cold | SCG ¦ Cold | SCG | All | Electric & Gas | Efficient HVAC System Furnace (AFUE 95) and AC (SEER2 15.2) | Efficient |  | 2029 | 1 | Conventional | HVAC | Res - Single Family | Res | ROB and NEW | 0 | Residential Households | Cap-Tons | 23 | DEER:HVAC_Eff_AC | -133.4062 | -0.10671 | -1.2715 | SWHC031-04, SWHC049-06 | 1848.8625 | 2022 | 499.52 | 2022 | 0 | 0 | SWHC031-04, SWHC049-06 | Res Central HVAC System - Fuel Sub - Cold ¦ SCG ¦ Cold | Res Central HVAC System - Fuel Sub - Cold | 1.969 | 0.47 | 0 | RASS 2019 | 342.1948 | 2032 | 1 | SWHC031 (furnace), SWHC049 (AC)
RES-HVAC-FS-11.12 | Res ¦ Efficient HVAC System Furnace (AFUE 95) and AC (SEER2 15.2) - Cold ¦ SCG ¦ Cold | Res ¦ Efficient HVAC System Furnace (AFUE 95) and AC (SEER2 15.2) - Cold | SCG ¦ Cold | SCG | All | Electric & Gas | Efficient HVAC System Furnace (AFUE 95) and AC (SEER2 15.2) | Efficient |  | 2029 | 1 | Conventional | HVAC | Res - Multi Family | Res | ROB and NEW | 0 | Residential Households | Cap-Tons | 23 | DEER:HVAC_Eff_AC | -144.0562 | -0.12396 | -0.97076 | SWHC031-04, SWHC049-06 | 1848.8625 | 2022 | 499.52 | 2022 | 0 | 0 | SWHC031-04, SWHC049-06 | Res Central HVAC System - Fuel Sub - Cold ¦ SCG ¦ Cold | Res Central HVAC System - Fuel Sub - Cold | 0.060679 | 0.47 | 0 | RASS 2019 | 0 | 2012 | 1 | SWHC031 (furnace), SWHC049 (AC)
RES-HVAC-FS-11.13 | Res ¦ Efficient HVAC System Furnace (AFUE 95) and AC (SEER2 15.2) - Marine ¦ SDG&E ¦ Marine | Res ¦ Efficient HVAC System Furnace (AFUE 95) and AC (SEER2 15.2) - Marine | SDG&E ¦ Marine | SDG&E | All | Electric & Gas | Efficient HVAC System Furnace (AFUE 95) and AC (SEER2 15.2) | Efficient |  | 2029 | 1 | Conventional | HVAC | Res - Single Family | Res | ROB and NEW | 0 | Residential Households | Cap-Tons | 23 | DEER:HVAC_Eff_AC | -50.2238 | -0.039502 | -0.74261 | SWHC031-04, SWHC049-06 | 1848.8625 | 2022 | 499.52 | 2022 | 0 | 0 | SWHC031-04, SWHC049-06 | Res Central HVAC System - Fuel Sub - Marine ¦ SDG&E ¦ Marine | Res Central HVAC System - Fuel Sub - Marine | 1.9303 | 0.47 | 0 | RASS 2019 | 342.1948 | 2032 | 1 | SWHC031 (furnace), SWHC049 (AC)
RES-HVAC-FS-11.14 | Res ¦ Efficient HVAC System Furnace (AFUE 95) and AC (SEER2 15.2) - Marine ¦ SDG&E ¦ Marine | Res ¦ Efficient HVAC System Furnace (AFUE 95) and AC (SEER2 15.2) - Marine | SDG&E ¦ Marine | SDG&E | All | Electric & Gas | Efficient HVAC System Furnace (AFUE 95) and AC (SEER2 15.2) | Efficient |  | 2029 | 1 | Conventional | HVAC | Res - Multi Family | Res | ROB and NEW | 0 | Residential Households | Cap-Tons | 23 | DEER:HVAC_Eff_AC | -50.8612 | -0.041876 | -0.31588 | SWHC031-04, SWHC049-06 | 1848.8625 | 2022 | 499.52 | 2022 | 0 | 0 | SWHC031-04, SWHC049-06 | Res Central HVAC System - Fuel Sub - Marine ¦ SDG&E ¦ Marine | Res Central HVAC System - Fuel Sub - Marine | 0.39508 | 0.47 | 0 | RASS 2019 | 0 | 2012 | 1 | SWHC031 (furnace), SWHC049 (AC)
RES-HVAC-FS-11.15 | Res ¦ Efficient HVAC System Furnace (AFUE 95) and AC (SEER2 15.2) - Hot-Dry ¦ SDG&E ¦ Hot-Dry | Res ¦ Efficient HVAC System Furnace (AFUE 95) and AC (SEER2 15.2) - Hot-Dry | SDG&E ¦ Hot-Dry | SDG&E | All | Electric & Gas | Efficient HVAC System Furnace (AFUE 95) and AC (SEER2 15.2) | Efficient |  | 2029 | 1 | Conventional | HVAC | Res - Single Family | Res | ROB and NEW | 0 | Residential Households | Cap-Tons | 23 | DEER:HVAC_Eff_AC | -49.9875 | -0.06528 | -0.57825 | SWHC031-04, SWHC049-06 | 1848.8625 | 2022 | 499.52 | 2022 | 0 | 0 | SWHC031-04, SWHC049-06 | Res Central HVAC System - Fuel Sub - Hot-Dry ¦ SDG&E ¦ Hot-Dry | Res Central HVAC System - Fuel Sub - Hot-Dry | 1.1703 | 0.47 | 0 | RASS 2019 | 342.1948 | 2032 | 1 | SWHC031 (furnace), SWHC049 (AC)
RES-HVAC-FS-11.16 | Res ¦ Efficient HVAC System Furnace (AFUE 95) and AC (SEER2 15.2) - Hot-Dry ¦ SDG&E ¦ Hot-Dry | Res ¦ Efficient HVAC System Furnace (AFUE 95) and AC (SEER2 15.2) - Hot-Dry | SDG&E ¦ Hot-Dry | SDG&E | All | Electric & Gas | Efficient HVAC System Furnace (AFUE 95) and AC (SEER2 15.2) | Efficient |  | 2029 | 1 | Conventional | HVAC | Res - Multi Family | Res | ROB and NEW | 0 | Residential Households | Cap-Tons | 23 | DEER:HVAC_Eff_AC | -45.7088 | -0.057322 | -0.20669 | SWHC031-04, SWHC049-06 | 1848.8625 | 2022 | 499.52 | 2022 | 0 | 0 | SWHC031-04, SWHC049-06 | Res Central HVAC System - Fuel Sub - Hot-Dry ¦ SDG&E ¦ Hot-Dry | Res Central HVAC System - Fuel Sub - Hot-Dry | 0.14814 | 0.47 | 0 | RASS 2019 | 0 | 2012 | 1 | SWHC031 (furnace), SWHC049 (AC)
RES-HVAC-FS-10B.1 | Res ¦ Packaged/Split Heat Pump (SEER2 14.3) - Fuel Sub Future Baseline - Marine ¦ PG&E ¦ Marine | Res ¦ Packaged/Split Heat Pump (SEER2 14.3) - Fuel Sub Future Baseline - Marine | PG&E ¦ Marine | PG&E | All | Electric & Gas | Packaged/Split Heat Pump (SEER2 14.3) - Fuel Sub Future Baseline | Efficient | 2029 |  | 1 | Conventional | HVAC | Res - Single Family | Res | ROB Only | 0 | Residential Households | Cap-Tons | 23 | DEER:HVAC_Eff_AC | 435.6 | 0.0414 | -51.3 | SWHC049-06 | 664.4105 | 2022 | 398.63 | 2022 | 337.6347 | -18.59 | SWHC049-06 | Res Central HVAC System - Fuel Sub - Marine ¦ PG&E ¦ Marine | Res Central HVAC System - Fuel Sub - Marine | 0.58283 | 0.47 | 0 | RASS 2019 | 0 | 2012 | 1 | SWHC049
RES-HVAC-FS-10B.2 | Res ¦ Packaged/Split Heat Pump (SEER2 14.3) - Fuel Sub Future Baseline - Marine ¦ PG&E ¦ Marine | Res ¦ Packaged/Split Heat Pump (SEER2 14.3) - Fuel Sub Future Baseline - Marine | PG&E ¦ Marine | PG&E | All | Electric & Gas | Packaged/Split Heat Pump (SEER2 14.3) - Fuel Sub Future Baseline | Efficient | 2029 |  | 1 | Conventional | HVAC | Res - Multi Family | Res | ROB Only | 0 | Residential Households | Cap-Tons | 23 | DEER:HVAC_Eff_AC | 393.8 | 0.04341 | -37.7 | SWHC049-06 | 664.4105 | 2022 | 398.63 | 2022 | 337.6347 | -18.59 | SWHC049-06 | Res Central HVAC System - Fuel Sub - Marine ¦ PG&E ¦ Marine | Res Central HVAC System - Fuel Sub - Marine | 0.066794 | 0.47 | 0 | RASS 2019 | 0 | 2012 | 1 | SWHC049
RES-HVAC-FS-10B.3 | Res ¦ Packaged/Split Heat Pump (SEER2 14.3) - Fuel Sub Future Baseline - Hot-Dry ¦ PG&E ¦ Hot-Dry | Res ¦ Packaged/Split Heat Pump (SEER2 14.3) - Fuel Sub Future Baseline - Hot-Dry | PG&E ¦ Hot-Dry | PG&E | All | Electric & Gas | Packaged/Split Heat Pump (SEER2 14.3) - Fuel Sub Future Baseline | Efficient | 2029 |  | 1 | Conventional | HVAC | Res - Single Family | Res | ROB Only | 0 | Residential Households | Cap-Tons | 23 | DEER:HVAC_Eff_AC | 743.6 | 0.05709 | -57 | SWHC049-06 | 664.4105 | 2022 | 398.63 | 2022 | 441.5223 | -18.59 | SWHC049-06 | Res Central HVAC System - Fuel Sub - Hot-Dry ¦ PG&E ¦ Hot-Dry | Res Central HVAC System - Fuel Sub - Hot-Dry | 1.0532 | 0.47 | 0 | RASS 2019 | 0 | 2012 | 1 | SWHC049
RES-HVAC-FS-10B.4 | Res ¦ Packaged/Split Heat Pump (SEER2 14.3) - Fuel Sub Future Baseline - Hot-Dry ¦ PG&E ¦ Hot-Dry | Res ¦ Packaged/Split Heat Pump (SEER2 14.3) - Fuel Sub Future Baseline - Hot-Dry | PG&E ¦ Hot-Dry | PG&E | All | Electric & Gas | Packaged/Split Heat Pump (SEER2 14.3) - Fuel Sub Future Baseline | Efficient | 2029 |  | 1 | Conventional | HVAC | Res - Multi Family | Res | ROB Only | 0 | Residential Households | Cap-Tons | 23 | DEER:HVAC_Eff_AC | 530.8 | 0.05499 | -32 | SWHC049-06 | 664.4105 | 2022 | 398.63 | 2022 | 441.5223 | -18.59 | SWHC049-06 | Res Central HVAC System - Fuel Sub - Hot-Dry ¦ PG&E ¦ Hot-Dry | Res Central HVAC System - Fuel Sub - Hot-Dry | 0.2441 | 0.47 | 0 | RASS 2019 | 0 | 2012 | 1 | SWHC049
RES-HVAC-FS-10B.5 | Res ¦ Packaged/Split Heat Pump (SEER2 14.3) - Fuel Sub Future Baseline - Cold ¦ PG&E ¦ Cold | Res ¦ Packaged/Split Heat Pump (SEER2 14.3) - Fuel Sub Future Baseline - Cold | PG&E ¦ Cold | PG&E | All | Electric & Gas | Packaged/Split Heat Pump (SEER2 14.3) - Fuel Sub Future Baseline | Efficient | 2029 |  | 1 | Conventional | HVAC | Res - Single Family | Res | ROB Only | 0 | Residential Households | Cap-Tons | 23 | DEER:HVAC_Eff_AC | 766.8 | 0.05898 | -53.4 | SWHC049-06 | 664.4105 | 2022 | 398.63 | 2022 | 302.0942 | -18.59 | SWHC049-06 | Res Central HVAC System - Fuel Sub - Cold ¦ PG&E ¦ Cold | Res Central HVAC System - Fuel Sub - Cold | 0.23165 | 0.47 | 0 | RASS 2019 | 0 | 2012 | 1 | SWHC049
RES-HVAC-FS-10B.6 | Res ¦ Packaged/Split Heat Pump (SEER2 14.3) - Fuel Sub Future Baseline - Cold ¦ PG&E ¦ Cold | Res ¦ Packaged/Split Heat Pump (SEER2 14.3) - Fuel Sub Future Baseline - Cold | PG&E ¦ Cold | PG&E | All | Electric & Gas | Packaged/Split Heat Pump (SEER2 14.3) - Fuel Sub Future Baseline | Efficient | 2029 |  | 1 | Conventional | HVAC | Res - Multi Family | Res | ROB Only | 0 | Residential Households | Cap-Tons | 23 | DEER:HVAC_Eff_AC | 847 | 0.0747 | -51.2 | SWHC049-06 | 664.4105 | 2022 | 398.63 | 2022 | 302.0942 | -18.59 | SWHC049-06 | Res Central HVAC System - Fuel Sub - Cold ¦ PG&E ¦ Cold | Res Central HVAC System - Fuel Sub - Cold | 0.060679 | 0.47 | 0 | RASS 2019 | 0 | 2012 | 1 | SWHC049
RES-HVAC-FS-10B.7 | Res ¦ Packaged/Split Heat Pump (SEER2 14.3) - Fuel Sub Future Baseline - Marine ¦ SCG ¦ Marine | Res ¦ Packaged/Split Heat Pump (SEER2 14.3) - Fuel Sub Future Baseline - Marine | SCG ¦ Marine | SCG | All | Electric & Gas | Packaged/Split Heat Pump (SEER2 14.3) - Fuel Sub Future Baseline | Efficient | 2029 |  | 1 | Conventional | HVAC | Res - Single Family | Res | ROB Only | 0 | Residential Households | Cap-Tons | 23 | DEER:HVAC_Eff_AC | 170.2 | 0.02415 | -28.8 | SWHC049-06 | 664.4105 | 2022 | 398.63 | 2022 | 271.9601 | -18.59 | SWHC049-06 | Res Central HVAC System - Fuel Sub - Marine ¦ SCG ¦ Marine | Res Central HVAC System - Fuel Sub - Marine | 0.94772 | 0.47 | 0 | RASS 2019 | 0 | 2012 | 1 | SWHC049
RES-HVAC-FS-10B.8 | Res ¦ Packaged/Split Heat Pump (SEER2 14.3) - Fuel Sub Future Baseline - Marine ¦ SCG ¦ Marine | Res ¦ Packaged/Split Heat Pump (SEER2 14.3) - Fuel Sub Future Baseline - Marine | SCG ¦ Marine | SCG | All | Electric & Gas | Packaged/Split Heat Pump (SEER2 14.3) - Fuel Sub Future Baseline | Efficient | 2029 |  | 1 | Conventional | HVAC | Res - Multi Family | Res | ROB Only | 0 | Residential Households | Cap-Tons | 23 | DEER:HVAC_Eff_AC | 93.32 | 0.02562 | -26.9 | SWHC049-06 | 664.4105 | 2022 | 398.63 | 2022 | 271.9601 | -18.59 | SWHC049-06 | Res Central HVAC System - Fuel Sub - Marine ¦ SCG ¦ Marine | Res Central HVAC System - Fuel Sub - Marine | 0.19192 | 0.47 | 0 | RASS 2019 | 0 | 2012 | 1 | SWHC049
RES-HVAC-FS-10B.9 | Res ¦ Packaged/Split Heat Pump (SEER2 14.3) - Fuel Sub Future Baseline - Hot-Dry ¦ SCG ¦ Hot-Dry | Res ¦ Packaged/Split Heat Pump (SEER2 14.3) - Fuel Sub Future Baseline - Hot-Dry | SCG ¦ Hot-Dry | SCG | All | Electric & Gas | Packaged/Split Heat Pump (SEER2 14.3) - Fuel Sub Future Baseline | Efficient | 2029 |  | 1 | Conventional | HVAC | Res - Single Family | Res | ROB Only | 0 | Residential Households | Cap-Tons | 23 | DEER:HVAC_Eff_AC | 182.36 | 0.05562 | -30 | SWHC049-06 | 664.4105 | 2022 | 398.63 | 2022 | 323.6083 | -18.59 | SWHC049-06 | Res Central HVAC System - Fuel Sub - Hot-Dry ¦ SCG ¦ Hot-Dry | Res Central HVAC System - Fuel Sub - Hot-Dry | 1.5905 | 0.47 | 0 | RASS 2019 | 0 | 2012 | 1 | SWHC049
RES-HVAC-FS-10B.10 | Res ¦ Packaged/Split Heat Pump (SEER2 14.3) - Fuel Sub Future Baseline - Hot-Dry ¦ SCG ¦ Hot-Dry | Res ¦ Packaged/Split Heat Pump (SEER2 14.3) - Fuel Sub Future Baseline - Hot-Dry | SCG ¦ Hot-Dry | SCG | All | Electric & Gas | Packaged/Split Heat Pump (SEER2 14.3) - Fuel Sub Future Baseline | Efficient | 2029 |  | 1 | Conventional | HVAC | Res - Multi Family | Res | ROB Only | 0 | Residential Households | Cap-Tons | 23 | DEER:HVAC_Eff_AC | 64.5 | 0.0474 | -26.6 | SWHC049-06 | 664.4105 | 2022 | 398.63 | 2022 | 323.6083 | -18.59 | SWHC049-06 | Res Central HVAC System - Fuel Sub - Hot-Dry ¦ SCG ¦ Hot-Dry | Res Central HVAC System - Fuel Sub - Hot-Dry | 0.22921 | 0.47 | 0 | RASS 2019 | 0 | 2012 | 1 | SWHC049
RES-HVAC-FS-10B.11 | Res ¦ Packaged/Split Heat Pump (SEER2 14.3) - Fuel Sub Future Baseline - Cold ¦ SCG ¦ Cold | Res ¦ Packaged/Split Heat Pump (SEER2 14.3) - Fuel Sub Future Baseline - Cold | SCG ¦ Cold | SCG | All | Electric & Gas | Packaged/Split Heat Pump (SEER2 14.3) - Fuel Sub Future Baseline | Efficient | 2029 |  | 1 | Conventional | HVAC | Res - Single Family | Res | ROB Only | 0 | Residential Households | Cap-Tons | 23 | DEER:HVAC_Eff_AC | 766.8 | 0.05898 | -53.4 | SWHC049-06 | 664.4105 | 2022 | 398.63 | 2022 | 302.0942 | -18.59 | SWHC049-06 | Res Central HVAC System - Fuel Sub - Cold ¦ SCG ¦ Cold | Res Central HVAC System - Fuel Sub - Cold | 1.969 | 0.47 | 0 | RASS 2019 | 0 | 2012 | 1 | SWHC049
RES-HVAC-FS-10B.12 | Res ¦ Packaged/Split Heat Pump (SEER2 14.3) - Fuel Sub Future Baseline - Cold ¦ SCG ¦ Cold | Res ¦ Packaged/Split Heat Pump (SEER2 14.3) - Fuel Sub Future Baseline - Cold | SCG ¦ Cold | SCG | All | Electric & Gas | Packaged/Split Heat Pump (SEER2 14.3) - Fuel Sub Future Baseline | Efficient | 2029 |  | 1 | Conventional | HVAC | Res - Multi Family | Res | ROB Only | 0 | Residential Households | Cap-Tons | 23 | DEER:HVAC_Eff_AC | 847 | 0.0747 | -51.2 | SWHC049-06 | 664.4105 | 2022 | 398.63 | 2022 | 302.0942 | -18.59 | SWHC049-06 | Res Central HVAC System - Fuel Sub - Cold ¦ SCG ¦ Cold | Res Central HVAC System - Fuel Sub - Cold | 0.060679 | 0.47 | 0 | RASS 2019 | 0 | 2012 | 1 | SWHC049
RES-HVAC-FS-10B.13 | Res ¦ Packaged/Split Heat Pump (SEER2 14.3) - Fuel Sub Future Baseline - Marine ¦ SDG&E ¦ Marine | Res ¦ Packaged/Split Heat Pump (SEER2 14.3) - Fuel Sub Future Baseline - Marine | SDG&E ¦ Marine | SDG&E | All | Electric & Gas | Packaged/Split Heat Pump (SEER2 14.3) - Fuel Sub Future Baseline | Efficient | 2029 |  | 1 | Conventional | HVAC | Res - Single Family | Res | ROB Only | 0 | Residential Households | Cap-Tons | 23 | DEER:HVAC_Eff_AC | 170.2 | 0.02415 | -28.8 | SWHC049-06 | 664.4105 | 2022 | 398.63 | 2022 | 271.9601 | -18.59 | SWHC049-06 | Res Central HVAC System - Fuel Sub - Marine ¦ SDG&E ¦ Marine | Res Central HVAC System - Fuel Sub - Marine | 1.9303 | 0.47 | 0 | RASS 2019 | 0 | 2012 | 1 | SWHC049
RES-HVAC-FS-10B.14 | Res ¦ Packaged/Split Heat Pump (SEER2 14.3) - Fuel Sub Future Baseline - Marine ¦ SDG&E ¦ Marine | Res ¦ Packaged/Split Heat Pump (SEER2 14.3) - Fuel Sub Future Baseline - Marine | SDG&E ¦ Marine | SDG&E | All | Electric & Gas | Packaged/Split Heat Pump (SEER2 14.3) - Fuel Sub Future Baseline | Efficient | 2029 |  | 1 | Conventional | HVAC | Res - Multi Family | Res | ROB Only | 0 | Residential Households | Cap-Tons | 23 | DEER:HVAC_Eff_AC | 93.32 | 0.02562 | -26.9 | SWHC049-06 | 664.4105 | 2022 | 398.63 | 2022 | 271.9601 | -18.59 | SWHC049-06 | Res Central HVAC System - Fuel Sub - Marine ¦ SDG&E ¦ Marine | Res Central HVAC System - Fuel Sub - Marine | 0.39508 | 0.47 | 0 | RASS 2019 | 0 | 2012 | 1 | SWHC049
RES-HVAC-FS-10B.15 | Res ¦ Packaged/Split Heat Pump (SEER2 14.3) - Fuel Sub Future Baseline - Hot-Dry ¦ SDG&E ¦ Hot-Dry | Res ¦ Packaged/Split Heat Pump (SEER2 14.3) - Fuel Sub Future Baseline - Hot-Dry | SDG&E ¦ Hot-Dry | SDG&E | All | Electric & Gas | Packaged/Split Heat Pump (SEER2 14.3) - Fuel Sub Future Baseline | Efficient | 2029 |  | 1 | Conventional | HVAC | Res - Single Family | Res | ROB Only | 0 | Residential Households | Cap-Tons | 23 | DEER:HVAC_Eff_AC | 209.48 | 0.04761 | -35.5 | SWHC049-06 | 664.4105 | 2022 | 398.63 | 2022 | 339.7383 | -18.59 | SWHC049-06 | Res Central HVAC System - Fuel Sub - Hot-Dry ¦ SDG&E ¦ Hot-Dry | Res Central HVAC System - Fuel Sub - Hot-Dry | 1.1703 | 0.47 | 0 | RASS 2019 | 0 | 2012 | 1 | SWHC049
RES-HVAC-FS-10B.16 | Res ¦ Packaged/Split Heat Pump (SEER2 14.3) - Fuel Sub Future Baseline - Hot-Dry ¦ SDG&E ¦ Hot-Dry | Res ¦ Packaged/Split Heat Pump (SEER2 14.3) - Fuel Sub Future Baseline - Hot-Dry | SDG&E ¦ Hot-Dry | SDG&E | All | Electric & Gas | Packaged/Split Heat Pump (SEER2 14.3) - Fuel Sub Future Baseline | Efficient | 2029 |  | 1 | Conventional | HVAC | Res - Multi Family | Res | ROB Only | 0 | Residential Households | Cap-Tons | 23 | DEER:HVAC_Eff_AC | 92.25 | 0.03756 | -23.5 | SWHC049-06 | 664.4105 | 2022 | 398.63 | 2022 | 339.7383 | -18.59 | SWHC049-06 | Res Central HVAC System - Fuel Sub - Hot-Dry ¦ SDG&E ¦ Hot-Dry | Res Central HVAC System - Fuel Sub - Hot-Dry | 0.14814 | 0.47 | 0 | RASS 2019 | 0 | 2012 | 1 | SWHC049
RES-HVAC-FS-12.1 | Res ¦ Packaged/Split Heat Pump (SEER2 15.2) - Fuel Sub - Marine ¦ PG&E ¦ Marine | Res ¦ Packaged/Split Heat Pump (SEER2 15.2) - Fuel Sub - Marine | PG&E ¦ Marine | PG&E | All | Electric & Gas | Packaged/Split Heat Pump (SEER2 15.2) | Efficient |  |  | 1 | Conventional | HVAC | Res - Single Family | Res | ROB Only | 1 | Residential Households | Cap-Tons | 23 | DEER:HVAC_Eff_AC | 348 | 0 | -51.3 | SWHC045-04 | 1491.0405 | 2024 | 444.0305 | 2024 | 337.6347 | -18.59 | SWHC045-04 | Res Central HVAC System - Fuel Sub - Marine ¦ PG&E ¦ Marine | Res Central HVAC System - Fuel Sub - Marine | 0.58283 | 0.47 | 0 | RASS 2019 | 350.0736 | 2032 | 1 | SWHC045
RES-HVAC-FS-12.2 | Res ¦ Packaged/Split Heat Pump (SEER2 15.2) - Fuel Sub - Marine ¦ PG&E ¦ Marine | Res ¦ Packaged/Split Heat Pump (SEER2 15.2) - Fuel Sub - Marine | PG&E ¦ Marine | PG&E | All | Electric & Gas | Packaged/Split Heat Pump (SEER2 15.2) | Efficient |  |  | 1 | Conventional | HVAC | Res - Multi Family | Res | ROB Only | 1 | Residential Households | Cap-Tons | 23 | DEER:HVAC_Eff_AC | 188 | 0 | -37.7 | SWHC045-04 | 1491.0405 | 2024 | 444.0305 | 2024 | 337.6347 | -18.59 | SWHC045-04 | Res Central HVAC System - Fuel Sub - Marine ¦ PG&E ¦ Marine | Res Central HVAC System - Fuel Sub - Marine | 0.066794 | 0.47 | 0 | RASS 2019 | 0 | 2012 | 1 | SWHC045
RES-HVAC-FS-12.3 | Res ¦ Packaged/Split Heat Pump (SEER2 15.2) - Fuel Sub - Hot-Dry ¦ PG&E ¦ Hot-Dry | Res ¦ Packaged/Split Heat Pump (SEER2 15.2) - Fuel Sub - Hot-Dry | PG&E ¦ Hot-Dry | PG&E | All | Electric & Gas | Packaged/Split Heat Pump (SEER2 15.2) | Efficient |  |  | 1 | Conventional | HVAC | Res - Single Family | Res | ROB Only | 1 | Residential Households | Cap-Tons | 23 | DEER:HVAC_Eff_AC | 476 | 0 | -57 | SWHC045-04 | 1491.0405 | 2024 | 444.0305 | 2024 | 441.5223 | -18.59 | SWHC045-04 | Res Central HVAC System - Fuel Sub - Hot-Dry ¦ PG&E ¦ Hot-Dry | Res Central HVAC System - Fuel Sub - Hot-Dry | 1.0532 | 0.47 | 0 | RASS 2019 | 350.0736 | 2032 | 1 | SWHC045
RES-HVAC-FS-12.4 | Res ¦ Packaged/Split Heat Pump (SEER2 15.2) - Fuel Sub - Hot-Dry ¦ PG&E ¦ Hot-Dry | Res ¦ Packaged/Split Heat Pump (SEER2 15.2) - Fuel Sub - Hot-Dry | PG&E ¦ Hot-Dry | PG&E | All | Electric & Gas | Packaged/Split Heat Pump (SEER2 15.2) | Efficient |  |  | 1 | Conventional | HVAC | Res - Multi Family | Res | ROB Only | 1 | Residential Households | Cap-Tons | 23 | DEER:HVAC_Eff_AC | 118 | 0 | -32 | SWHC045-04 | 1491.0405 | 2024 | 444.0305 | 2024 | 441.5223 | -18.59 | SWHC045-04 | Res Central HVAC System - Fuel Sub - Hot-Dry ¦ PG&E ¦ Hot-Dry | Res Central HVAC System - Fuel Sub - Hot-Dry | 0.2441 | 0.47 | 0 | RASS 2019 | 0 | 2012 | 1 | SWHC045
RES-HVAC-FS-12.5 | Res ¦ Packaged/Split Heat Pump (SEER2 15.2) - Fuel Sub - Cold ¦ PG&E ¦ Cold | Res ¦ Packaged/Split Heat Pump (SEER2 15.2) - Fuel Sub - Cold | PG&E ¦ Cold | PG&E | All | Electric & Gas | Packaged/Split Heat Pump (SEER2 15.2) | Efficient |  |  | 1 | Conventional | HVAC | Res - Single Family | Res | ROB Only | 1 | Residential Households | Cap-Tons | 23 | DEER:HVAC_Eff_AC | 375 | 0 | -53.4 | SWHC045-04 | 1491.0405 | 2024 | 444.0305 | 2024 | 302.0942 | -18.59 | SWHC045-04 | Res Central HVAC System - Fuel Sub - Cold ¦ PG&E ¦ Cold | Res Central HVAC System - Fuel Sub - Cold | 0.23165 | 0.47 | 0 | RASS 2019 | 350.0736 | 2032 | 1 | SWHC045
RES-HVAC-FS-12.6 | Res ¦ Packaged/Split Heat Pump (SEER2 15.2) - Fuel Sub - Cold ¦ PG&E ¦ Cold | Res ¦ Packaged/Split Heat Pump (SEER2 15.2) - Fuel Sub - Cold | PG&E ¦ Cold | PG&E | All | Electric & Gas | Packaged/Split Heat Pump (SEER2 15.2) | Efficient |  |  | 1 | Conventional | HVAC | Res - Multi Family | Res | ROB Only | 1 | Residential Households | Cap-Tons | 23 | DEER:HVAC_Eff_AC | 157 | 0 | -51.2 | SWHC045-04 | 1491.0405 | 2024 | 444.0305 | 2024 | 302.0942 | -18.59 | SWHC045-04 | Res Central HVAC System - Fuel Sub - Cold ¦ PG&E ¦ Cold | Res Central HVAC System - Fuel Sub - Cold | 0.060679 | 0.47 | 0 | RASS 2019 | 0 | 2012 | 1 | SWHC045
RES-HVAC-FS-12.7 | Res ¦ Packaged/Split Heat Pump (SEER2 15.2) - Fuel Sub - Marine ¦ SCG ¦ Marine | Res ¦ Packaged/Split Heat Pump (SEER2 15.2) - Fuel Sub - Marine | SCG ¦ Marine | SCG | All | Electric & Gas | Packaged/Split Heat Pump (SEER2 15.2) | Efficient |  |  | 1 | Conventional | HVAC | Res - Single Family | Res | ROB Only | 1 | Residential Households | Cap-Tons | 23 | DEER:HVAC_Eff_AC | 145 | 0 | -28.8 | SWHC045-04 | 1491.0405 | 2024 | 444.0305 | 2024 | 271.9601 | -18.59 | SWHC045-04 | Res Central HVAC System - Fuel Sub - Marine ¦ SCG ¦ Marine | Res Central HVAC System - Fuel Sub - Marine | 0.94772 | 0.47 | 0 | RASS 2019 | 350.0736 | 2032 | 1 | SWHC045
RES-HVAC-FS-12.8 | Res ¦ Packaged/Split Heat Pump (SEER2 15.2) - Fuel Sub - Marine ¦ SCG ¦ Marine | Res ¦ Packaged/Split Heat Pump (SEER2 15.2) - Fuel Sub - Marine | SCG ¦ Marine | SCG | All | Electric & Gas | Packaged/Split Heat Pump (SEER2 15.2) | Efficient |  |  | 1 | Conventional | HVAC | Res - Multi Family | Res | ROB Only | 1 | Residential Households | Cap-Tons | 23 | DEER:HVAC_Eff_AC | 53.6 | 0 | -26.9 | SWHC045-04 | 1491.0405 | 2024 | 444.0305 | 2024 | 271.9601 | -18.59 | SWHC045-04 | Res Central HVAC System - Fuel Sub - Marine ¦ SCG ¦ Marine | Res Central HVAC System - Fuel Sub - Marine | 0.19192 | 0.47 | 0 | RASS 2019 | 0 | 2012 | 1 | SWHC045
RES-HVAC-FS-12.9 | Res ¦ Packaged/Split Heat Pump (SEER2 15.2) - Fuel Sub - Hot-Dry ¦ SCG ¦ Hot-Dry | Res ¦ Packaged/Split Heat Pump (SEER2 15.2) - Fuel Sub - Hot-Dry | SCG ¦ Hot-Dry | SCG | All | Electric & Gas | Packaged/Split Heat Pump (SEER2 15.2) | Efficient |  |  | 1 | Conventional | HVAC | Res - Single Family | Res | ROB Only | 1 | Residential Households | Cap-Tons | 23 | DEER:HVAC_Eff_AC | 119 | 0 | -30 | SWHC045-04 | 1491.0405 | 2024 | 444.0305 | 2024 | 323.6083 | -18.59 | SWHC045-04 | Res Central HVAC System - Fuel Sub - Hot-Dry ¦ SCG ¦ Hot-Dry | Res Central HVAC System - Fuel Sub - Hot-Dry | 1.5905 | 0.47 | 0 | RASS 2019 | 350.0736 | 2032 | 1 | SWHC045
RES-HVAC-FS-12.10 | Res ¦ Packaged/Split Heat Pump (SEER2 15.2) - Fuel Sub - Hot-Dry ¦ SCG ¦ Hot-Dry | Res ¦ Packaged/Split Heat Pump (SEER2 15.2) - Fuel Sub - Hot-Dry | SCG ¦ Hot-Dry | SCG | All | Electric & Gas | Packaged/Split Heat Pump (SEER2 15.2) | Efficient |  |  | 1 | Conventional | HVAC | Res - Multi Family | Res | ROB Only | 1 | Residential Households | Cap-Tons | 23 | DEER:HVAC_Eff_AC | -19.5 | 0 | -26.6 | SWHC045-04 | 1491.0405 | 2024 | 444.0305 | 2024 | 323.6083 | -18.59 | SWHC045-04 | Res Central HVAC System - Fuel Sub - Hot-Dry ¦ SCG ¦ Hot-Dry | Res Central HVAC System - Fuel Sub - Hot-Dry | 0.22921 | 0.47 | 0 | RASS 2019 | 0 | 2012 | 1 | SWHC045
RES-HVAC-FS-12.11 | Res ¦ Packaged/Split Heat Pump (SEER2 15.2) - Fuel Sub - Cold ¦ SCG ¦ Cold | Res ¦ Packaged/Split Heat Pump (SEER2 15.2) - Fuel Sub - Cold | SCG ¦ Cold | SCG | All | Electric & Gas | Packaged/Split Heat Pump (SEER2 15.2) | Efficient |  |  | 1 | Conventional | HVAC | Res - Single Family | Res | ROB Only | 1 | Residential Households | Cap-Tons | 23 | DEER:HVAC_Eff_AC | 375 | 0 | -53.4 | SWHC045-04 | 1491.0405 | 2024 | 444.0305 | 2024 | 302.0942 | -18.59 | SWHC045-04 | Res Central HVAC System - Fuel Sub - Cold ¦ SCG ¦ Cold | Res Central HVAC System - Fuel Sub - Cold | 1.969 | 0.47 | 0 | RASS 2019 | 350.0736 | 2032 | 1 | SWHC045
RES-HVAC-FS-12.12 | Res ¦ Packaged/Split Heat Pump (SEER2 15.2) - Fuel Sub - Cold ¦ SCG ¦ Cold | Res ¦ Packaged/Split Heat Pump (SEER2 15.2) - Fuel Sub - Cold | SCG ¦ Cold | SCG | All | Electric & Gas | Packaged/Split Heat Pump (SEER2 15.2) | Efficient |  |  | 1 | Conventional | HVAC | Res - Multi Family | Res | ROB Only | 1 | Residential Households | Cap-Tons | 23 | DEER:HVAC_Eff_AC | 157 | 0 | -51.2 | SWHC045-04 | 1491.0405 | 2024 | 444.0305 | 2024 | 302.0942 | -18.59 | SWHC045-04 | Res Central HVAC System - Fuel Sub - Cold ¦ SCG ¦ Cold | Res Central HVAC System - Fuel Sub - Cold | 0.060679 | 0.47 | 0 | RASS 2019 | 0 | 2012 | 1 | SWHC045
RES-HVAC-FS-12.13 | Res ¦ Packaged/Split Heat Pump (SEER2 15.2) - Fuel Sub - Marine ¦ SDG&E ¦ Marine | Res ¦ Packaged/Split Heat Pump (SEER2 15.2) - Fuel Sub - Marine | SDG&E ¦ Marine | SDG&E | All | Electric & Gas | Packaged/Split Heat Pump (SEER2 15.2) | Efficient |  |  | 1 | Conventional | HVAC | Res - Single Family | Res | ROB Only | 1 | Residential Households | Cap-Tons | 23 | DEER:HVAC_Eff_AC | 145 | 0 | -28.8 | SWHC045-04 | 1491.0405 | 2024 | 444.0305 | 2024 | 271.9601 | -18.59 | SWHC045-04 | Res Central HVAC System - Fuel Sub - Marine ¦ SDG&E ¦ Marine | Res Central HVAC System - Fuel Sub - Marine | 1.9303 | 0.47 | 0 | RASS 2019 | 350.0736 | 2032 | 1 | SWHC045
RES-HVAC-FS-12.14 | Res ¦ Packaged/Split Heat Pump (SEER2 15.2) - Fuel Sub - Marine ¦ SDG&E ¦ Marine | Res ¦ Packaged/Split Heat Pump (SEER2 15.2) - Fuel Sub - Marine | SDG&E ¦ Marine | SDG&E | All | Electric & Gas | Packaged/Split Heat Pump (SEER2 15.2) | Efficient |  |  | 1 | Conventional | HVAC | Res - Multi Family | Res | ROB Only | 1 | Residential Households | Cap-Tons | 23 | DEER:HVAC_Eff_AC | 53.6 | 0 | -26.9 | SWHC045-04 | 1491.0405 | 2024 | 444.0305 | 2024 | 271.9601 | -18.59 | SWHC045-04 | Res Central HVAC System - Fuel Sub - Marine ¦ SDG&E ¦ Marine | Res Central HVAC System - Fuel Sub - Marine | 0.39508 | 0.47 | 0 | RASS 2019 | 0 | 2012 | 1 | SWHC045
RES-HVAC-FS-12.15 | Res ¦ Packaged/Split Heat Pump (SEER2 15.2) - Fuel Sub - Hot-Dry ¦ SDG&E ¦ Hot-Dry | Res ¦ Packaged/Split Heat Pump (SEER2 15.2) - Fuel Sub - Hot-Dry | SDG&E ¦ Hot-Dry | SDG&E | All | Electric & Gas | Packaged/Split Heat Pump (SEER2 15.2) | Efficient |  |  | 1 | Conventional | HVAC | Res - Single Family | Res | ROB Only | 1 | Residential Households | Cap-Tons | 23 | DEER:HVAC_Eff_AC | 179 | 0 | -35.5 | SWHC045-04 | 1491.0405 | 2024 | 444.0305 | 2024 | 339.7383 | -18.59 | SWHC045-04 | Res Central HVAC System - Fuel Sub - Hot-Dry ¦ SDG&E ¦ Hot-Dry | Res Central HVAC System - Fuel Sub - Hot-Dry | 1.1703 | 0.47 | 0 | RASS 2019 | 350.0736 | 2032 | 1 | SWHC045
RES-HVAC-FS-12.16 | Res ¦ Packaged/Split Heat Pump (SEER2 15.2) - Fuel Sub - Hot-Dry ¦ SDG&E ¦ Hot-Dry | Res ¦ Packaged/Split Heat Pump (SEER2 15.2) - Fuel Sub - Hot-Dry | SDG&E ¦ Hot-Dry | SDG&E | All | Electric & Gas | Packaged/Split Heat Pump (SEER2 15.2) | Efficient |  |  | 1 | Conventional | HVAC | Res - Multi Family | Res | ROB Only | 1 | Residential Households | Cap-Tons | 23 | DEER:HVAC_Eff_AC | 43.5 | 0 | -23.5 | SWHC045-04 | 1491.0405 | 2024 | 444.0305 | 2024 | 339.7383 | -18.59 | SWHC045-04 | Res Central HVAC System - Fuel Sub - Hot-Dry ¦ SDG&E ¦ Hot-Dry | Res Central HVAC System - Fuel Sub - Hot-Dry | 0.14814 | 0.47 | 0 | RASS 2019 | 0 | 2012 | 1 | SWHC045
RES-HVAC-FS-13.1 | Res ¦ Packaged/Split Heat Pump (SEER2 16.0) - Fuel Sub - Marine ¦ PG&E ¦ Marine | Res ¦ Packaged/Split Heat Pump (SEER2 16.0) - Fuel Sub - Marine | PG&E ¦ Marine | PG&E | All | Electric & Gas | Packaged/Split Heat Pump (SEER2 16.0) | Efficient |  |  | 1 | Conventional | HVAC | Res - Single Family | Res | ROB Only | 1 | Residential Households | Cap-Tons | 23 | DEER:HVAC_Eff_AC | 327 | 0 | -51.3 | SWHC045-04 | 1888.92 | 2024 | 398.63 | 2024 | 337.6347 | -18.59 | SWHC045-04 | Res Central HVAC System - Fuel Sub - Marine ¦ PG&E ¦ Marine | Res Central HVAC System - Fuel Sub - Marine | 0.58283 | 0.47 | 0 | RASS 2019 | 350.0736 | 2032 | 1 | SWHC045
RES-HVAC-FS-13.2 | Res ¦ Packaged/Split Heat Pump (SEER2 16.0) - Fuel Sub - Marine ¦ PG&E ¦ Marine | Res ¦ Packaged/Split Heat Pump (SEER2 16.0) - Fuel Sub - Marine | PG&E ¦ Marine | PG&E | All | Electric & Gas | Packaged/Split Heat Pump (SEER2 16.0) | Efficient |  |  | 1 | Conventional | HVAC | Res - Multi Family | Res | ROB Only | 1 | Residential Households | Cap-Tons | 23 | DEER:HVAC_Eff_AC | 175 | 0 | -37.7 | SWHC045-04 | 1888.92 | 2024 | 398.63 | 2024 | 337.6347 | -18.59 | SWHC045-04 | Res Central HVAC System - Fuel Sub - Marine ¦ PG&E ¦ Marine | Res Central HVAC System - Fuel Sub - Marine | 0.066794 | 0.47 | 0 | RASS 2019 | 0 | 2012 | 1 | SWHC045
RES-HVAC-FS-13.3 | Res ¦ Packaged/Split Heat Pump (SEER2 16.0) - Fuel Sub - Hot-Dry ¦ PG&E ¦ Hot-Dry | Res ¦ Packaged/Split Heat Pump (SEER2 16.0) - Fuel Sub - Hot-Dry | PG&E ¦ Hot-Dry | PG&E | All | Electric & Gas | Packaged/Split Heat Pump (SEER2 16.0) | Efficient |  |  | 1 | Conventional | HVAC | Res - Single Family | Res | ROB Only | 1 | Residential Households | Cap-Tons | 23 | DEER:HVAC_Eff_AC | 447 | 0 | -57 | SWHC045-04 | 1888.92 | 2024 | 398.63 | 2024 | 441.5223 | -18.59 | SWHC045-04 | Res Central HVAC System - Fuel Sub - Hot-Dry ¦ PG&E ¦ Hot-Dry | Res Central HVAC System - Fuel Sub - Hot-Dry | 1.0532 | 0.47 | 0 | RASS 2019 | 350.0736 | 2032 | 1 | SWHC045
RES-HVAC-FS-13.4 | Res ¦ Packaged/Split Heat Pump (SEER2 16.0) - Fuel Sub - Hot-Dry ¦ PG&E ¦ Hot-Dry | Res ¦ Packaged/Split Heat Pump (SEER2 16.0) - Fuel Sub - Hot-Dry | PG&E ¦ Hot-Dry | PG&E | All | Electric & Gas | Packaged/Split Heat Pump (SEER2 16.0) | Efficient |  |  | 1 | Conventional | HVAC | Res - Multi Family | Res | ROB Only | 1 | Residential Households | Cap-Tons | 23 | DEER:HVAC_Eff_AC | 106 | 0 | -32 | SWHC045-04 | 1888.92 | 2024 | 398.63 | 2024 | 441.5223 | -18.59 | SWHC045-04 | Res Central HVAC System - Fuel Sub - Hot-Dry ¦ PG&E ¦ Hot-Dry | Res Central HVAC System - Fuel Sub - Hot-Dry | 0.2441 | 0.47 | 0 | RASS 2019 | 0 | 2012 | 1 | SWHC045
RES-HVAC-FS-13.5 | Res ¦ Packaged/Split Heat Pump (SEER2 16.0) - Fuel Sub - Cold ¦ PG&E ¦ Cold | Res ¦ Packaged/Split Heat Pump (SEER2 16.0) - Fuel Sub - Cold | PG&E ¦ Cold | PG&E | All | Electric & Gas | Packaged/Split Heat Pump (SEER2 16.0) | Efficient |  |  | 1 | Conventional | HVAC | Res - Single Family | Res | ROB Only | 1 | Residential Households | Cap-Tons | 23 | DEER:HVAC_Eff_AC | 346 | 0 | -53.4 | SWHC045-04 | 1888.92 | 2024 | 398.63 | 2024 | 302.0942 | -18.59 | SWHC045-04 | Res Central HVAC System - Fuel Sub - Cold ¦ PG&E ¦ Cold | Res Central HVAC System - Fuel Sub - Cold | 0.23165 | 0.47 | 0 | RASS 2019 | 350.0736 | 2032 | 1 | SWHC045
RES-HVAC-FS-13.6 | Res ¦ Packaged/Split Heat Pump (SEER2 16.0) - Fuel Sub - Cold ¦ PG&E ¦ Cold | Res ¦ Packaged/Split Heat Pump (SEER2 16.0) - Fuel Sub - Cold | PG&E ¦ Cold | PG&E | All | Electric & Gas | Packaged/Split Heat Pump (SEER2 16.0) | Efficient |  |  | 1 | Conventional | HVAC | Res - Multi Family | Res | ROB Only | 1 | Residential Households | Cap-Tons | 23 | DEER:HVAC_Eff_AC | 144 | 0 | -51.2 | SWHC045-04 | 1888.92 | 2024 | 398.63 | 2024 | 302.0942 | -18.59 | SWHC045-04 | Res Central HVAC System - Fuel Sub - Cold ¦ PG&E ¦ Cold | Res Central HVAC System - Fuel Sub - Cold | 0.060679 | 0.47 | 0 | RASS 2019 | 0 | 2012 | 1 | SWHC045
RES-HVAC-FS-13.7 | Res ¦ Packaged/Split Heat Pump (SEER2 16.0) - Fuel Sub - Marine ¦ SCG ¦ Marine | Res ¦ Packaged/Split Heat Pump (SEER2 16.0) - Fuel Sub - Marine | SCG ¦ Marine | SCG | All | Electric & Gas | Packaged/Split Heat Pump (SEER2 16.0) | Efficient |  |  | 1 | Conventional | HVAC | Res - Single Family | Res | ROB Only | 1 | Residential Households | Cap-Tons | 23 | DEER:HVAC_Eff_AC | 131 | 0 | -28.8 | SWHC045-04 | 1888.92 | 2024 | 398.63 | 2024 | 271.9601 | -18.59 | SWHC045-04 | Res Central HVAC System - Fuel Sub - Marine ¦ SCG ¦ Marine | Res Central HVAC System - Fuel Sub - Marine | 0.94772 | 0.47 | 0 | RASS 2019 | 350.0736 | 2032 | 1 | SWHC045
RES-HVAC-FS-13.8 | Res ¦ Packaged/Split Heat Pump (SEER2 16.0) - Fuel Sub - Marine ¦ SCG ¦ Marine | Res ¦ Packaged/Split Heat Pump (SEER2 16.0) - Fuel Sub - Marine | SCG ¦ Marine | SCG | All | Electric & Gas | Packaged/Split Heat Pump (SEER2 16.0) | Efficient |  |  | 1 | Conventional | HVAC | Res - Multi Family | Res | ROB Only | 1 | Residential Households | Cap-Tons | 23 | DEER:HVAC_Eff_AC | 46.3 | 0 | -26.9 | SWHC045-04 | 1888.92 | 2024 | 398.63 | 2024 | 271.9601 | -18.59 | SWHC045-04 | Res Central HVAC System - Fuel Sub - Marine ¦ SCG ¦ Marine | Res Central HVAC System - Fuel Sub - Marine | 0.19192 | 0.47 | 0 | RASS 2019 | 0 | 2012 | 1 | SWHC045
RES-HVAC-FS-13.9 | Res ¦ Packaged/Split Heat Pump (SEER2 16.0) - Fuel Sub - Hot-Dry ¦ SCG ¦ Hot-Dry | Res ¦ Packaged/Split Heat Pump (SEER2 16.0) - Fuel Sub - Hot-Dry | SCG ¦ Hot-Dry | SCG | All | Electric & Gas | Packaged/Split Heat Pump (SEER2 16.0) | Efficient |  |  | 1 | Conventional | HVAC | Res - Single Family | Res | ROB Only | 1 | Residential Households | Cap-Tons | 23 | DEER:HVAC_Eff_AC | 105 | 0 | -30 | SWHC045-04 | 1888.92 | 2024 | 398.63 | 2024 | 323.6083 | -18.59 | SWHC045-04 | Res Central HVAC System - Fuel Sub - Hot-Dry ¦ SCG ¦ Hot-Dry | Res Central HVAC System - Fuel Sub - Hot-Dry | 1.5905 | 0.47 | 0 | RASS 2019 | 350.0736 | 2032 | 1 | SWHC045
RES-HVAC-FS-13.10 | Res ¦ Packaged/Split Heat Pump (SEER2 16.0) - Fuel Sub - Hot-Dry ¦ SCG ¦ Hot-Dry | Res ¦ Packaged/Split Heat Pump (SEER2 16.0) - Fuel Sub - Hot-Dry | SCG ¦ Hot-Dry | SCG | All | Electric & Gas | Packaged/Split Heat Pump (SEER2 16.0) | Efficient |  |  | 1 | Conventional | HVAC | Res - Multi Family | Res | ROB Only | 1 | Residential Households | Cap-Tons | 23 | DEER:HVAC_Eff_AC | -26 | 0 | -26.6 | SWHC045-04 | 1888.92 | 2024 | 398.63 | 2024 | 323.6083 | -18.59 | SWHC045-04 | Res Central HVAC System - Fuel Sub - Hot-Dry ¦ SCG ¦ Hot-Dry | Res Central HVAC System - Fuel Sub - Hot-Dry | 0.22921 | 0.47 | 0 | RASS 2019 | 0 | 2012 | 1 | SWHC045
RES-HVAC-FS-13.11 | Res ¦ Packaged/Split Heat Pump (SEER2 16.0) - Fuel Sub - Cold ¦ SCG ¦ Cold | Res ¦ Packaged/Split Heat Pump (SEER2 16.0) - Fuel Sub - Cold | SCG ¦ Cold | SCG | All | Electric & Gas | Packaged/Split Heat Pump (SEER2 16.0) | Efficient |  |  | 1 | Conventional | HVAC | Res - Single Family | Res | ROB Only | 1 | Residential Households | Cap-Tons | 23 | DEER:HVAC_Eff_AC | 346 | 0 | -53.4 | SWHC045-04 | 1888.92 | 2024 | 398.63 | 2024 | 302.0942 | -18.59 | SWHC045-04 | Res Central HVAC System - Fuel Sub - Cold ¦ SCG ¦ Cold | Res Central HVAC System - Fuel Sub - Cold | 1.969 | 0.47 | 0 | RASS 2019 | 350.0736 | 2032 | 1 | SWHC045
RES-HVAC-FS-13.12 | Res ¦ Packaged/Split Heat Pump (SEER2 16.0) - Fuel Sub - Cold ¦ SCG ¦ Cold | Res ¦ Packaged/Split Heat Pump (SEER2 16.0) - Fuel Sub - Cold | SCG ¦ Cold | SCG | All | Electric & Gas | Packaged/Split Heat Pump (SEER2 16.0) | Efficient |  |  | 1 | Conventional | HVAC | Res - Multi Family | Res | ROB Only | 1 | Residential Households | Cap-Tons | 23 | DEER:HVAC_Eff_AC | 144 | 0 | -51.2 | SWHC045-04 | 1888.92 | 2024 | 398.63 | 2024 | 302.0942 | -18.59 | SWHC045-04 | Res Central HVAC System - Fuel Sub - Cold ¦ SCG ¦ Cold | Res Central HVAC System - Fuel Sub - Cold | 0.060679 | 0.47 | 0 | RASS 2019 | 0 | 2012 | 1 | SWHC045
RES-HVAC-FS-13.13 | Res ¦ Packaged/Split Heat Pump (SEER2 16.0) - Fuel Sub - Marine ¦ SDG&E ¦ Marine | Res ¦ Packaged/Split Heat Pump (SEER2 16.0) - Fuel Sub - Marine | SDG&E ¦ Marine | SDG&E | All | Electric & Gas | Packaged/Split Heat Pump (SEER2 16.0) | Efficient |  |  | 1 | Conventional | HVAC | Res - Single Family | Res | ROB Only | 1 | Residential Households | Cap-Tons | 23 | DEER:HVAC_Eff_AC | 131 | 0 | -28.8 | SWHC045-04 | 1888.92 | 2024 | 398.63 | 2024 | 271.9601 | -18.59 | SWHC045-04 | Res Central HVAC System - Fuel Sub - Marine ¦ SDG&E ¦ Marine | Res Central HVAC System - Fuel Sub - Marine | 1.9303 | 0.47 | 0 | RASS 2019 | 350.0736 | 2032 | 1 | SWHC045
RES-HVAC-FS-13.14 | Res ¦ Packaged/Split Heat Pump (SEER2 16.0) - Fuel Sub - Marine ¦ SDG&E ¦ Marine | Res ¦ Packaged/Split Heat Pump (SEER2 16.0) - Fuel Sub - Marine | SDG&E ¦ Marine | SDG&E | All | Electric & Gas | Packaged/Split Heat Pump (SEER2 16.0) | Efficient |  |  | 1 | Conventional | HVAC | Res - Multi Family | Res | ROB Only | 1 | Residential Households | Cap-Tons | 23 | DEER:HVAC_Eff_AC | 46.3 | 0 | -26.9 | SWHC045-04 | 1888.92 | 2024 | 398.63 | 2024 | 271.9601 | -18.59 | SWHC045-04 | Res Central HVAC System - Fuel Sub - Marine ¦ SDG&E ¦ Marine | Res Central HVAC System - Fuel Sub - Marine | 0.39508 | 0.47 | 0 | RASS 2019 | 0 | 2012 | 1 | SWHC045
RES-HVAC-FS-13.15 | Res ¦ Packaged/Split Heat Pump (SEER2 16.0) - Fuel Sub - Hot-Dry ¦ SDG&E ¦ Hot-Dry | Res ¦ Packaged/Split Heat Pump (SEER2 16.0) - Fuel Sub - Hot-Dry | SDG&E ¦ Hot-Dry | SDG&E | All | Electric & Gas | Packaged/Split Heat Pump (SEER2 16.0) | Efficient |  |  | 1 | Conventional | HVAC | Res - Single Family | Res | ROB Only | 1 | Residential Households | Cap-Tons | 23 | DEER:HVAC_Eff_AC | 166 | 0 | -35.5 | SWHC045-04 | 1888.92 | 2024 | 398.63 | 2024 | 339.7383 | -18.59 | SWHC045-04 | Res Central HVAC System - Fuel Sub - Hot-Dry ¦ SDG&E ¦ Hot-Dry | Res Central HVAC System - Fuel Sub - Hot-Dry | 1.1703 | 0.47 | 0 | RASS 2019 | 350.0736 | 2032 | 1 | SWHC045
RES-HVAC-FS-13.16 | Res ¦ Packaged/Split Heat Pump (SEER2 16.0) - Fuel Sub - Hot-Dry ¦ SDG&E ¦ Hot-Dry | Res ¦ Packaged/Split Heat Pump (SEER2 16.0) - Fuel Sub - Hot-Dry | SDG&E ¦ Hot-Dry | SDG&E | All | Electric & Gas | Packaged/Split Heat Pump (SEER2 16.0) | Efficient |  |  | 1 | Conventional | HVAC | Res - Multi Family | Res | ROB Only | 1 | Residential Households | Cap-Tons | 23 | DEER:HVAC_Eff_AC | 35.2 | 0 | -23.5 | SWHC045-04 | 1888.92 | 2024 | 398.63 | 2024 | 339.7383 | -18.59 | SWHC045-04 | Res Central HVAC System - Fuel Sub - Hot-Dry ¦ SDG&E ¦ Hot-Dry | Res Central HVAC System - Fuel Sub - Hot-Dry | 0.14814 | 0.47 | 0 | RASS 2019 | 0 | 2012 | 1 | SWHC045
RES-HVAC-FS-14.1 | Res ¦ Packaged/Split Heat Pump (SEER2 16.9) - Fuel Sub - Marine ¦ PG&E ¦ Marine | Res ¦ Packaged/Split Heat Pump (SEER2 16.9) - Fuel Sub - Marine | PG&E ¦ Marine | PG&E | All | Electric & Gas | Packaged/Split Heat Pump (SEER2 16.9) | Efficient |  |  | 1 | Conventional | HVAC | Res - Single Family | Res | ROB Only | 1 | Residential Households | Cap-Tons | 23 | DEER:HVAC_Eff_AC | 321 | 0 | -51.3 | SWHC045-04 | 2134.82 | 2024 | 398.63 | 2024 | 337.6347 | -18.59 | SWHC045-04 | Res Central HVAC System - Fuel Sub - Marine ¦ PG&E ¦ Marine | Res Central HVAC System - Fuel Sub - Marine | 0.58283 | 0.47 | 0 | RASS 2019 | 350.0736 | 2032 | 1 | SWHC045
RES-HVAC-FS-14.2 | Res ¦ Packaged/Split Heat Pump (SEER2 16.9) - Fuel Sub - Marine ¦ PG&E ¦ Marine | Res ¦ Packaged/Split Heat Pump (SEER2 16.9) - Fuel Sub - Marine | PG&E ¦ Marine | PG&E | All | Electric & Gas | Packaged/Split Heat Pump (SEER2 16.9) | Efficient |  |  | 1 | Conventional | HVAC | Res - Multi Family | Res | ROB Only | 1 | Residential Households | Cap-Tons | 23 | DEER:HVAC_Eff_AC | 168 | 0 | -37.7 | SWHC045-04 | 2134.82 | 2024 | 398.63 | 2024 | 337.6347 | -18.59 | SWHC045-04 | Res Central HVAC System - Fuel Sub - Marine ¦ PG&E ¦ Marine | Res Central HVAC System - Fuel Sub - Marine | 0.066794 | 0.47 | 0 | RASS 2019 | 0 | 2012 | 1 | SWHC045
RES-HVAC-FS-14.3 | Res ¦ Packaged/Split Heat Pump (SEER2 16.9) - Fuel Sub - Hot-Dry ¦ PG&E ¦ Hot-Dry | Res ¦ Packaged/Split Heat Pump (SEER2 16.9) - Fuel Sub - Hot-Dry | PG&E ¦ Hot-Dry | PG&E | All | Electric & Gas | Packaged/Split Heat Pump (SEER2 16.9) | Efficient |  |  | 1 | Conventional | HVAC | Res - Single Family | Res | ROB Only | 1 | Residential Households | Cap-Tons | 23 | DEER:HVAC_Eff_AC | 437 | 0 | -57 | SWHC045-04 | 2134.82 | 2024 | 398.63 | 2024 | 441.5223 | -18.59 | SWHC045-04 | Res Central HVAC System - Fuel Sub - Hot-Dry ¦ PG&E ¦ Hot-Dry | Res Central HVAC System - Fuel Sub - Hot-Dry | 1.0532 | 0.47 | 0 | RASS 2019 | 350.0736 | 2032 | 1 | SWHC045
RES-HVAC-FS-14.4 | Res ¦ Packaged/Split Heat Pump (SEER2 16.9) - Fuel Sub - Hot-Dry ¦ PG&E ¦ Hot-Dry | Res ¦ Packaged/Split Heat Pump (SEER2 16.9) - Fuel Sub - Hot-Dry | PG&E ¦ Hot-Dry | PG&E | All | Electric & Gas | Packaged/Split Heat Pump (SEER2 16.9) | Efficient |  |  | 1 | Conventional | HVAC | Res - Multi Family | Res | ROB Only | 1 | Residential Households | Cap-Tons | 23 | DEER:HVAC_Eff_AC | 106 | 0 | -32 | SWHC045-04 | 2134.82 | 2024 | 398.63 | 2024 | 441.5223 | -18.59 | SWHC045-04 | Res Central HVAC System - Fuel Sub - Hot-Dry ¦ PG&E ¦ Hot-Dry | Res Central HVAC System - Fuel Sub - Hot-Dry | 0.2441 | 0.47 | 0 | RASS 2019 | 0 | 2012 | 1 | SWHC045
RES-HVAC-FS-14.5 | Res ¦ Packaged/Split Heat Pump (SEER2 16.9) - Fuel Sub - Cold ¦ PG&E ¦ Cold | Res ¦ Packaged/Split Heat Pump (SEER2 16.9) - Fuel Sub - Cold | PG&E ¦ Cold | PG&E | All | Electric & Gas | Packaged/Split Heat Pump (SEER2 16.9) | Efficient |  |  | 1 | Conventional | HVAC | Res - Single Family | Res | ROB Only | 1 | Residential Households | Cap-Tons | 23 | DEER:HVAC_Eff_AC | 331 | 0 | -53.4 | SWHC045-04 | 2134.82 | 2024 | 398.63 | 2024 | 302.0942 | -18.59 | SWHC045-04 | Res Central HVAC System - Fuel Sub - Cold ¦ PG&E ¦ Cold | Res Central HVAC System - Fuel Sub - Cold | 0.23165 | 0.47 | 0 | RASS 2019 | 350.0736 | 2032 | 1 | SWHC045
RES-HVAC-FS-14.6 | Res ¦ Packaged/Split Heat Pump (SEER2 16.9) - Fuel Sub - Cold ¦ PG&E ¦ Cold | Res ¦ Packaged/Split Heat Pump (SEER2 16.9) - Fuel Sub - Cold | PG&E ¦ Cold | PG&E | All | Electric & Gas | Packaged/Split Heat Pump (SEER2 16.9) | Efficient |  |  | 1 | Conventional | HVAC | Res - Multi Family | Res | ROB Only | 1 | Residential Households | Cap-Tons | 23 | DEER:HVAC_Eff_AC | 137 | 0 | -51.2 | SWHC045-04 | 2134.82 | 2024 | 398.63 | 2024 | 302.0942 | -18.59 | SWHC045-04 | Res Central HVAC System - Fuel Sub - Cold ¦ PG&E ¦ Cold | Res Central HVAC System - Fuel Sub - Cold | 0.060679 | 0.47 | 0 | RASS 2019 | 0 | 2012 | 1 | SWHC045
RES-HVAC-FS-14.7 | Res ¦ Packaged/Split Heat Pump (SEER2 16.9) - Fuel Sub - Marine ¦ SCG ¦ Marine | Res ¦ Packaged/Split Heat Pump (SEER2 16.9) - Fuel Sub - Marine | SCG ¦ Marine | SCG | All | Electric & Gas | Packaged/Split Heat Pump (SEER2 16.9) | Efficient |  |  | 1 | Conventional | HVAC | Res - Single Family | Res | ROB Only | 1 | Residential Households | Cap-Tons | 23 | DEER:HVAC_Eff_AC | 131 | 0 | -28.8 | SWHC045-04 | 2134.82 | 2024 | 398.63 | 2024 | 271.9601 | -18.59 | SWHC045-04 | Res Central HVAC System - Fuel Sub - Marine ¦ SCG ¦ Marine | Res Central HVAC System - Fuel Sub - Marine | 0.94772 | 0.47 | 0 | RASS 2019 | 350.0736 | 2032 | 1 | SWHC045
RES-HVAC-FS-14.8 | Res ¦ Packaged/Split Heat Pump (SEER2 16.9) - Fuel Sub - Marine ¦ SCG ¦ Marine | Res ¦ Packaged/Split Heat Pump (SEER2 16.9) - Fuel Sub - Marine | SCG ¦ Marine | SCG | All | Electric & Gas | Packaged/Split Heat Pump (SEER2 16.9) | Efficient |  |  | 1 | Conventional | HVAC | Res - Multi Family | Res | ROB Only | 1 | Residential Households | Cap-Tons | 23 | DEER:HVAC_Eff_AC | 46.3 | 0 | -26.9 | SWHC045-04 | 2134.82 | 2024 | 398.63 | 2024 | 271.9601 | -18.59 | SWHC045-04 | Res Central HVAC System - Fuel Sub - Marine ¦ SCG ¦ Marine | Res Central HVAC System - Fuel Sub - Marine | 0.19192 | 0.47 | 0 | RASS 2019 | 0 | 2012 | 1 | SWHC045
RES-HVAC-FS-14.9 | Res ¦ Packaged/Split Heat Pump (SEER2 16.9) - Fuel Sub - Hot-Dry ¦ SCG ¦ Hot-Dry | Res ¦ Packaged/Split Heat Pump (SEER2 16.9) - Fuel Sub - Hot-Dry | SCG ¦ Hot-Dry | SCG | All | Electric & Gas | Packaged/Split Heat Pump (SEER2 16.9) | Efficient |  |  | 1 | Conventional | HVAC | Res - Single Family | Res | ROB Only | 1 | Residential Households | Cap-Tons | 23 | DEER:HVAC_Eff_AC | 100 | 0 | -30 | SWHC045-04 | 2134.82 | 2024 | 398.63 | 2024 | 323.6083 | -18.59 | SWHC045-04 | Res Central HVAC System - Fuel Sub - Hot-Dry ¦ SCG ¦ Hot-Dry | Res Central HVAC System - Fuel Sub - Hot-Dry | 1.5905 | 0.47 | 0 | RASS 2019 | 350.0736 | 2032 | 1 | SWHC045
RES-HVAC-FS-14.10 | Res ¦ Packaged/Split Heat Pump (SEER2 16.9) - Fuel Sub - Hot-Dry ¦ SCG ¦ Hot-Dry | Res ¦ Packaged/Split Heat Pump (SEER2 16.9) - Fuel Sub - Hot-Dry | SCG ¦ Hot-Dry | SCG | All | Electric & Gas | Packaged/Split Heat Pump (SEER2 16.9) | Efficient |  |  | 1 | Conventional | HVAC | Res - Multi Family | Res | ROB Only | 1 | Residential Households | Cap-Tons | 23 | DEER:HVAC_Eff_AC | -26 | 0 | -26.6 | SWHC045-04 | 2134.82 | 2024 | 398.63 | 2024 | 323.6083 | -18.59 | SWHC045-04 | Res Central HVAC System - Fuel Sub - Hot-Dry ¦ SCG ¦ Hot-Dry | Res Central HVAC System - Fuel Sub - Hot-Dry | 0.22921 | 0.47 | 0 | RASS 2019 | 0 | 2012 | 1 | SWHC045
RES-HVAC-FS-14.11 | Res ¦ Packaged/Split Heat Pump (SEER2 16.9) - Fuel Sub - Cold ¦ SCG ¦ Cold | Res ¦ Packaged/Split Heat Pump (SEER2 16.9) - Fuel Sub - Cold | SCG ¦ Cold | SCG | All | Electric & Gas | Packaged/Split Heat Pump (SEER2 16.9) | Efficient |  |  | 1 | Conventional | HVAC | Res - Single Family | Res | ROB Only | 1 | Residential Households | Cap-Tons | 23 | DEER:HVAC_Eff_AC | 331 | 0 | -53.4 | SWHC045-04 | 2134.82 | 2024 | 398.63 | 2024 | 302.0942 | -18.59 | SWHC045-04 | Res Central HVAC System - Fuel Sub - Cold ¦ SCG ¦ Cold | Res Central HVAC System - Fuel Sub - Cold | 1.969 | 0.47 | 0 | RASS 2019 | 350.0736 | 2032 | 1 | SWHC045
RES-HVAC-FS-14.12 | Res ¦ Packaged/Split Heat Pump (SEER2 16.9) - Fuel Sub - Cold ¦ SCG ¦ Cold | Res ¦ Packaged/Split Heat Pump (SEER2 16.9) - Fuel Sub - Cold | SCG ¦ Cold | SCG | All | Electric & Gas | Packaged/Split Heat Pump (SEER2 16.9) | Efficient |  |  | 1 | Conventional | HVAC | Res - Multi Family | Res | ROB Only | 1 | Residential Households | Cap-Tons | 23 | DEER:HVAC_Eff_AC | 137 | 0 | -51.2 | SWHC045-04 | 2134.82 | 2024 | 398.63 | 2024 | 302.0942 | -18.59 | SWHC045-04 | Res Central HVAC System - Fuel Sub - Cold ¦ SCG ¦ Cold | Res Central HVAC System - Fuel Sub - Cold | 0.060679 | 0.47 | 0 | RASS 2019 | 0 | 2012 | 1 | SWHC045
RES-HVAC-FS-14.13 | Res ¦ Packaged/Split Heat Pump (SEER2 16.9) - Fuel Sub - Marine ¦ SDG&E ¦ Marine | Res ¦ Packaged/Split Heat Pump (SEER2 16.9) - Fuel Sub - Marine | SDG&E ¦ Marine | SDG&E | All | Electric & Gas | Packaged/Split Heat Pump (SEER2 16.9) | Efficient |  |  | 1 | Conventional | HVAC | Res - Single Family | Res | ROB Only | 1 | Residential Households | Cap-Tons | 23 | DEER:HVAC_Eff_AC | 131 | 0 | -28.8 | SWHC045-04 | 2134.82 | 2024 | 398.63 | 2024 | 271.9601 | -18.59 | SWHC045-04 | Res Central HVAC System - Fuel Sub - Marine ¦ SDG&E ¦ Marine | Res Central HVAC System - Fuel Sub - Marine | 1.9303 | 0.47 | 0 | RASS 2019 | 350.0736 | 2032 | 1 | SWHC045
RES-HVAC-FS-14.14 | Res ¦ Packaged/Split Heat Pump (SEER2 16.9) - Fuel Sub - Marine ¦ SDG&E ¦ Marine | Res ¦ Packaged/Split Heat Pump (SEER2 16.9) - Fuel Sub - Marine | SDG&E ¦ Marine | SDG&E | All | Electric & Gas | Packaged/Split Heat Pump (SEER2 16.9) | Efficient |  |  | 1 | Conventional | HVAC | Res - Multi Family | Res | ROB Only | 1 | Residential Households | Cap-Tons | 23 | DEER:HVAC_Eff_AC | 46.3 | 0 | -26.9 | SWHC045-04 | 2134.82 | 2024 | 398.63 | 2024 | 271.9601 | -18.59 | SWHC045-04 | Res Central HVAC System - Fuel Sub - Marine ¦ SDG&E ¦ Marine | Res Central HVAC System - Fuel Sub - Marine | 0.39508 | 0.47 | 0 | RASS 2019 | 0 | 2012 | 1 | SWHC045
RES-HVAC-FS-14.15 | Res ¦ Packaged/Split Heat Pump (SEER2 16.9) - Fuel Sub - Hot-Dry ¦ SDG&E ¦ Hot-Dry | Res ¦ Packaged/Split Heat Pump (SEER2 16.9) - Fuel Sub - Hot-Dry | SDG&E ¦ Hot-Dry | SDG&E | All | Electric & Gas | Packaged/Split Heat Pump (SEER2 16.9) | Efficient |  |  | 1 | Conventional | HVAC | Res - Single Family | Res | ROB Only | 1 | Residential Households | Cap-Tons | 23 | DEER:HVAC_Eff_AC | 160 | 0 | -35.5 | SWHC045-04 | 2134.82 | 2024 | 398.63 | 2024 | 339.7383 | -18.59 | SWHC045-04 | Res Central HVAC System - Fuel Sub - Hot-Dry ¦ SDG&E ¦ Hot-Dry | Res Central HVAC System - Fuel Sub - Hot-Dry | 1.1703 | 0.47 | 0 | RASS 2019 | 350.0736 | 2032 | 1 | SWHC045
RES-HVAC-FS-14.16 | Res ¦ Packaged/Split Heat Pump (SEER2 16.9) - Fuel Sub - Hot-Dry ¦ SDG&E ¦ Hot-Dry | Res ¦ Packaged/Split Heat Pump (SEER2 16.9) - Fuel Sub - Hot-Dry | SDG&E ¦ Hot-Dry | SDG&E | All | Electric & Gas | Packaged/Split Heat Pump (SEER2 16.9) | Efficient |  |  | 1 | Conventional | HVAC | Res - Multi Family | Res | ROB Only | 1 | Residential Households | Cap-Tons | 23 | DEER:HVAC_Eff_AC | 26.8 | 0 | -23.5 | SWHC045-04 | 2134.82 | 2024 | 398.63 | 2024 | 339.7383 | -18.59 | SWHC045-04 | Res Central HVAC System - Fuel Sub - Hot-Dry ¦ SDG&E ¦ Hot-Dry | Res Central HVAC System - Fuel Sub - Hot-Dry | 0.14814 | 0.47 | 0 | RASS 2019 | 0 | 2012 | 1 | SWHC045
RES-HVAC-FS-15.1 | Res ¦ Packaged/Split Heat Pump (SEER2 17.8) - Fuel Sub - Marine ¦ PG&E ¦ Marine | Res ¦ Packaged/Split Heat Pump (SEER2 17.8) - Fuel Sub - Marine | PG&E ¦ Marine | PG&E | All | Electric & Gas | Packaged/Split Heat Pump (SEER2 17.8) | Efficient |  |  | 1 | Conventional | HVAC | Res - Single Family | Res | ROB Only | 1 | Residential Households | Cap-Tons | 23 | DEER:HVAC_Eff_AC | 316 | 0 | -51.3 | SWHC045-04 | 2380.73 | 2024 | 398.63 | 2024 | 337.6347 | -18.59 | SWHC045-04 | Res Central HVAC System - Fuel Sub - Marine ¦ PG&E ¦ Marine | Res Central HVAC System - Fuel Sub - Marine | 0.58283 | 0.47 | 0 | RASS 2019 | 350.0736 | 2032 | 1 | SWHC045
RES-HVAC-FS-15.2 | Res ¦ Packaged/Split Heat Pump (SEER2 17.8) - Fuel Sub - Marine ¦ PG&E ¦ Marine | Res ¦ Packaged/Split Heat Pump (SEER2 17.8) - Fuel Sub - Marine | PG&E ¦ Marine | PG&E | All | Electric & Gas | Packaged/Split Heat Pump (SEER2 17.8) | Efficient |  |  | 1 | Conventional | HVAC | Res - Multi Family | Res | ROB Only | 1 | Residential Households | Cap-Tons | 23 | DEER:HVAC_Eff_AC | 162 | 0 | -37.7 | SWHC045-04 | 2380.73 | 2024 | 398.63 | 2024 | 337.6347 | -18.59 | SWHC045-04 | Res Central HVAC System - Fuel Sub - Marine ¦ PG&E ¦ Marine | Res Central HVAC System - Fuel Sub - Marine | 0.066794 | 0.47 | 0 | RASS 2019 | 0 | 2012 | 1 | SWHC045
RES-HVAC-FS-15.3 | Res ¦ Packaged/Split Heat Pump (SEER2 17.8) - Fuel Sub - Hot-Dry ¦ PG&E ¦ Hot-Dry | Res ¦ Packaged/Split Heat Pump (SEER2 17.8) - Fuel Sub - Hot-Dry | PG&E ¦ Hot-Dry | PG&E | All | Electric & Gas | Packaged/Split Heat Pump (SEER2 17.8) | Efficient |  |  | 1 | Conventional | HVAC | Res - Single Family | Res | ROB Only | 1 | Residential Households | Cap-Tons | 23 | DEER:HVAC_Eff_AC | 422 | 0 | -57 | SWHC045-04 | 2380.73 | 2024 | 398.63 | 2024 | 441.5223 | -18.59 | SWHC045-04 | Res Central HVAC System - Fuel Sub - Hot-Dry ¦ PG&E ¦ Hot-Dry | Res Central HVAC System - Fuel Sub - Hot-Dry | 1.0532 | 0.47 | 0 | RASS 2019 | 350.0736 | 2032 | 1 | SWHC045
RES-HVAC-FS-15.4 | Res ¦ Packaged/Split Heat Pump (SEER2 17.8) - Fuel Sub - Hot-Dry ¦ PG&E ¦ Hot-Dry | Res ¦ Packaged/Split Heat Pump (SEER2 17.8) - Fuel Sub - Hot-Dry | PG&E ¦ Hot-Dry | PG&E | All | Electric & Gas | Packaged/Split Heat Pump (SEER2 17.8) | Efficient |  |  | 1 | Conventional | HVAC | Res - Multi Family | Res | ROB Only | 1 | Residential Households | Cap-Tons | 23 | DEER:HVAC_Eff_AC | 94.3 | 0 | -32 | SWHC045-04 | 2380.73 | 2024 | 398.63 | 2024 | 441.5223 | -18.59 | SWHC045-04 | Res Central HVAC System - Fuel Sub - Hot-Dry ¦ PG&E ¦ Hot-Dry | Res Central HVAC System - Fuel Sub - Hot-Dry | 0.2441 | 0.47 | 0 | RASS 2019 | 0 | 2012 | 1 | SWHC045
RES-HVAC-FS-15.5 | Res ¦ Packaged/Split Heat Pump (SEER2 17.8) - Fuel Sub - Cold ¦ PG&E ¦ Cold | Res ¦ Packaged/Split Heat Pump (SEER2 17.8) - Fuel Sub - Cold | PG&E ¦ Cold | PG&E | All | Electric & Gas | Packaged/Split Heat Pump (SEER2 17.8) | Efficient |  |  | 1 | Conventional | HVAC | Res - Single Family | Res | ROB Only | 1 | Residential Households | Cap-Tons | 23 | DEER:HVAC_Eff_AC | 309 | 0 | -53.4 | SWHC045-04 | 2380.73 | 2024 | 398.63 | 2024 | 302.0942 | -18.59 | SWHC045-04 | Res Central HVAC System - Fuel Sub - Cold ¦ PG&E ¦ Cold | Res Central HVAC System - Fuel Sub - Cold | 0.23165 | 0.47 | 0 | RASS 2019 | 350.0736 | 2032 | 1 | SWHC045
RES-HVAC-FS-15.6 | Res ¦ Packaged/Split Heat Pump (SEER2 17.8) - Fuel Sub - Cold ¦ PG&E ¦ Cold | Res ¦ Packaged/Split Heat Pump (SEER2 17.8) - Fuel Sub - Cold | PG&E ¦ Cold | PG&E | All | Electric & Gas | Packaged/Split Heat Pump (SEER2 17.8) | Efficient |  |  | 1 | Conventional | HVAC | Res - Multi Family | Res | ROB Only | 1 | Residential Households | Cap-Tons | 23 | DEER:HVAC_Eff_AC | 117 | 0 | -51.2 | SWHC045-04 | 2380.73 | 2024 | 398.63 | 2024 | 302.0942 | -18.59 | SWHC045-04 | Res Central HVAC System - Fuel Sub - Cold ¦ PG&E ¦ Cold | Res Central HVAC System - Fuel Sub - Cold | 0.060679 | 0.47 | 0 | RASS 2019 | 0 | 2012 | 1 | SWHC045
RES-HVAC-FS-15.7 | Res ¦ Packaged/Split Heat Pump (SEER2 17.8) - Fuel Sub - Marine ¦ SCG ¦ Marine | Res ¦ Packaged/Split Heat Pump (SEER2 17.8) - Fuel Sub - Marine | SCG ¦ Marine | SCG | All | Electric & Gas | Packaged/Split Heat Pump (SEER2 17.8) | Efficient |  |  | 1 | Conventional | HVAC | Res - Single Family | Res | ROB Only | 1 | Residential Households | Cap-Tons | 23 | DEER:HVAC_Eff_AC | 122 | 0 | -28.8 | SWHC045-04 | 2380.73 | 2024 | 398.63 | 2024 | 271.9601 | -18.59 | SWHC045-04 | Res Central HVAC System - Fuel Sub - Marine ¦ SCG ¦ Marine | Res Central HVAC System - Fuel Sub - Marine | 0.94772 | 0.47 | 0 | RASS 2019 | 350.0736 | 2032 | 1 | SWHC045
RES-HVAC-FS-15.8 | Res ¦ Packaged/Split Heat Pump (SEER2 17.8) - Fuel Sub - Marine ¦ SCG ¦ Marine | Res ¦ Packaged/Split Heat Pump (SEER2 17.8) - Fuel Sub - Marine | SCG ¦ Marine | SCG | All | Electric & Gas | Packaged/Split Heat Pump (SEER2 17.8) | Efficient |  |  | 1 | Conventional | HVAC | Res - Multi Family | Res | ROB Only | 1 | Residential Households | Cap-Tons | 23 | DEER:HVAC_Eff_AC | 39.1 | 0 | -26.9 | SWHC045-04 | 2380.73 | 2024 | 398.63 | 2024 | 271.9601 | -18.59 | SWHC045-04 | Res Central HVAC System - Fuel Sub - Marine ¦ SCG ¦ Marine | Res Central HVAC System - Fuel Sub - Marine | 0.19192 | 0.47 | 0 | RASS 2019 | 0 | 2012 | 1 | SWHC045
RES-HVAC-FS-15.9 | Res ¦ Packaged/Split Heat Pump (SEER2 17.8) - Fuel Sub - Hot-Dry ¦ SCG ¦ Hot-Dry | Res ¦ Packaged/Split Heat Pump (SEER2 17.8) - Fuel Sub - Hot-Dry | SCG ¦ Hot-Dry | SCG | All | Electric & Gas | Packaged/Split Heat Pump (SEER2 17.8) | Efficient |  |  | 1 | Conventional | HVAC | Res - Single Family | Res | ROB Only | 1 | Residential Households | Cap-Tons | 23 | DEER:HVAC_Eff_AC | 91 | 0 | -30 | SWHC045-04 | 2380.73 | 2024 | 398.63 | 2024 | 323.6083 | -18.59 | SWHC045-04 | Res Central HVAC System - Fuel Sub - Hot-Dry ¦ SCG ¦ Hot-Dry | Res Central HVAC System - Fuel Sub - Hot-Dry | 1.5905 | 0.47 | 0 | RASS 2019 | 350.0736 | 2032 | 1 | SWHC045
RES-HVAC-FS-15.10 | Res ¦ Packaged/Split Heat Pump (SEER2 17.8) - Fuel Sub - Hot-Dry ¦ SCG ¦ Hot-Dry | Res ¦ Packaged/Split Heat Pump (SEER2 17.8) - Fuel Sub - Hot-Dry | SCG ¦ Hot-Dry | SCG | All | Electric & Gas | Packaged/Split Heat Pump (SEER2 17.8) | Efficient |  |  | 1 | Conventional | HVAC | Res - Multi Family | Res | ROB Only | 1 | Residential Households | Cap-Tons | 23 | DEER:HVAC_Eff_AC | -45.6 | 0 | -26.6 | SWHC045-04 | 2380.73 | 2024 | 398.63 | 2024 | 323.6083 | -18.59 | SWHC045-04 | Res Central HVAC System - Fuel Sub - Hot-Dry ¦ SCG ¦ Hot-Dry | Res Central HVAC System - Fuel Sub - Hot-Dry | 0.22921 | 0.47 | 0 | RASS 2019 | 0 | 2012 | 1 | SWHC045
RES-HVAC-FS-15.11 | Res ¦ Packaged/Split Heat Pump (SEER2 17.8) - Fuel Sub - Cold ¦ SCG ¦ Cold | Res ¦ Packaged/Split Heat Pump (SEER2 17.8) - Fuel Sub - Cold | SCG ¦ Cold | SCG | All | Electric & Gas | Packaged/Split Heat Pump (SEER2 17.8) | Efficient |  |  | 1 | Conventional | HVAC | Res - Single Family | Res | ROB Only | 1 | Residential Households | Cap-Tons | 23 | DEER:HVAC_Eff_AC | 309 | 0 | -53.4 | SWHC045-04 | 2380.73 | 2024 | 398.63 | 2024 | 302.0942 | -18.59 | SWHC045-04 | Res Central HVAC System - Fuel Sub - Cold ¦ SCG ¦ Cold | Res Central HVAC System - Fuel Sub - Cold | 1.969 | 0.47 | 0 | RASS 2019 | 350.0736 | 2032 | 1 | SWHC045
RES-HVAC-FS-15.12 | Res ¦ Packaged/Split Heat Pump (SEER2 17.8) - Fuel Sub - Cold ¦ SCG ¦ Cold | Res ¦ Packaged/Split Heat Pump (SEER2 17.8) - Fuel Sub - Cold | SCG ¦ Cold | SCG | All | Electric & Gas | Packaged/Split Heat Pump (SEER2 17.8) | Efficient |  |  | 1 | Conventional | HVAC | Res - Multi Family | Res | ROB Only | 1 | Residential Households | Cap-Tons | 23 | DEER:HVAC_Eff_AC | 117 | 0 | -51.2 | SWHC045-04 | 2380.73 | 2024 | 398.63 | 2024 | 302.0942 | -18.59 | SWHC045-04 | Res Central HVAC System - Fuel Sub - Cold ¦ SCG ¦ Cold | Res Central HVAC System - Fuel Sub - Cold | 0.060679 | 0.47 | 0 | RASS 2019 | 0 | 2012 | 1 | SWHC045
RES-HVAC-FS-15.13 | Res ¦ Packaged/Split Heat Pump (SEER2 17.8) - Fuel Sub - Marine ¦ SDG&E ¦ Marine | Res ¦ Packaged/Split Heat Pump (SEER2 17.8) - Fuel Sub - Marine | SDG&E ¦ Marine | SDG&E | All | Electric & Gas | Packaged/Split Heat Pump (SEER2 17.8) | Efficient |  |  | 1 | Conventional | HVAC | Res - Single Family | Res | ROB Only | 1 | Residential Households | Cap-Tons | 23 | DEER:HVAC_Eff_AC | 122 | 0 | -28.8 | SWHC045-04 | 2380.73 | 2024 | 398.63 | 2024 | 271.9601 | -18.59 | SWHC045-04 | Res Central HVAC System - Fuel Sub - Marine ¦ SDG&E ¦ Marine | Res Central HVAC System - Fuel Sub - Marine | 1.9303 | 0.47 | 0 | RASS 2019 | 350.0736 | 2032 | 1 | SWHC045
RES-HVAC-FS-15.14 | Res ¦ Packaged/Split Heat Pump (SEER2 17.8) - Fuel Sub - Marine ¦ SDG&E ¦ Marine | Res ¦ Packaged/Split Heat Pump (SEER2 17.8) - Fuel Sub - Marine | SDG&E ¦ Marine | SDG&E | All | Electric & Gas | Packaged/Split Heat Pump (SEER2 17.8) | Efficient |  |  | 1 | Conventional | HVAC | Res - Multi Family | Res | ROB Only | 1 | Residential Households | Cap-Tons | 23 | DEER:HVAC_Eff_AC | 39.1 | 0 | -26.9 | SWHC045-04 | 2380.73 | 2024 | 398.63 | 2024 | 271.9601 | -18.59 | SWHC045-04 | Res Central HVAC System - Fuel Sub - Marine ¦ SDG&E ¦ Marine | Res Central HVAC System - Fuel Sub - Marine | 0.39508 | 0.47 | 0 | RASS 2019 | 0 | 2012 | 1 | SWHC045
RES-HVAC-FS-15.15 | Res ¦ Packaged/Split Heat Pump (SEER2 17.8) - Fuel Sub - Hot-Dry ¦ SDG&E ¦ Hot-Dry | Res ¦ Packaged/Split Heat Pump (SEER2 17.8) - Fuel Sub - Hot-Dry | SDG&E ¦ Hot-Dry | SDG&E | All | Electric & Gas | Packaged/Split Heat Pump (SEER2 17.8) | Efficient |  |  | 1 | Conventional | HVAC | Res - Single Family | Res | ROB Only | 1 | Residential Households | Cap-Tons | 23 | DEER:HVAC_Eff_AC | 154 | 0 | -35.5 | SWHC045-04 | 2380.73 | 2024 | 398.63 | 2024 | 339.7383 | -18.59 | SWHC045-04 | Res Central HVAC System - Fuel Sub - Hot-Dry ¦ SDG&E ¦ Hot-Dry | Res Central HVAC System - Fuel Sub - Hot-Dry | 1.1703 | 0.47 | 0 | RASS 2019 | 350.0736 | 2032 | 1 | SWHC045
RES-HVAC-FS-15.16 | Res ¦ Packaged/Split Heat Pump (SEER2 17.8) - Fuel Sub - Hot-Dry ¦ SDG&E ¦ Hot-Dry | Res ¦ Packaged/Split Heat Pump (SEER2 17.8) - Fuel Sub - Hot-Dry | SDG&E ¦ Hot-Dry | SDG&E | All | Electric & Gas | Packaged/Split Heat Pump (SEER2 17.8) | Efficient |  |  | 1 | Conventional | HVAC | Res - Multi Family | Res | ROB Only | 1 | Residential Households | Cap-Tons | 23 | DEER:HVAC_Eff_AC | 18.4 | 0 | -23.5 | SWHC045-04 | 2380.73 | 2024 | 398.63 | 2024 | 339.7383 | -18.59 | SWHC045-04 | Res Central HVAC System - Fuel Sub - Hot-Dry ¦ SDG&E ¦ Hot-Dry | Res Central HVAC System - Fuel Sub - Hot-Dry | 0.14814 | 0.47 | 0 | RASS 2019 | 0 | 2012 | 1 | SWHC045
RES-HVAC-FS-16.1 | Res ¦ Packaged/Split Heat Pump (SEER2 18.7) - Fuel Sub - Marine ¦ PG&E ¦ Marine | Res ¦ Packaged/Split Heat Pump (SEER2 18.7) - Fuel Sub - Marine | PG&E ¦ Marine | PG&E | All | Electric & Gas | Packaged/Split Heat Pump (SEER2 18.7) | Efficient |  |  | 1 | Conventional | HVAC | Res - Single Family | Res | ROB Only | 1 | Residential Households | Cap-Tons | 23 | DEER:HVAC_Eff_AC | 290 | 0 | -51.3 | SWHC045-04 | 2626.64 | 2024 | 398.63 | 2024 | 337.6347 | -18.59 | SWHC045-04 | Res Central HVAC System - Fuel Sub - Marine ¦ PG&E ¦ Marine | Res Central HVAC System - Fuel Sub - Marine | 0.58283 | 0.47 | 0 | RASS 2019 | 350.0736 | 2032 | 1 | SWHC045
RES-HVAC-FS-16.2 | Res ¦ Packaged/Split Heat Pump (SEER2 18.7) - Fuel Sub - Marine ¦ PG&E ¦ Marine | Res ¦ Packaged/Split Heat Pump (SEER2 18.7) - Fuel Sub - Marine | PG&E ¦ Marine | PG&E | All | Electric & Gas | Packaged/Split Heat Pump (SEER2 18.7) | Efficient |  |  | 1 | Conventional | HVAC | Res - Multi Family | Res | ROB Only | 1 | Residential Households | Cap-Tons | 23 | DEER:HVAC_Eff_AC | 142 | 0 | -37.7 | SWHC045-04 | 2626.64 | 2024 | 398.63 | 2024 | 337.6347 | -18.59 | SWHC045-04 | Res Central HVAC System - Fuel Sub - Marine ¦ PG&E ¦ Marine | Res Central HVAC System - Fuel Sub - Marine | 0.066794 | 0.47 | 0 | RASS 2019 | 0 | 2012 | 1 | SWHC045
RES-HVAC-FS-16.3 | Res ¦ Packaged/Split Heat Pump (SEER2 18.7) - Fuel Sub - Hot-Dry ¦ PG&E ¦ Hot-Dry | Res ¦ Packaged/Split Heat Pump (SEER2 18.7) - Fuel Sub - Hot-Dry | PG&E ¦ Hot-Dry | PG&E | All | Electric & Gas | Packaged/Split Heat Pump (SEER2 18.7) | Efficient |  |  | 1 | Conventional | HVAC | Res - Single Family | Res | ROB Only | 1 | Residential Households | Cap-Tons | 23 | DEER:HVAC_Eff_AC | 387 | 0 | -57 | SWHC045-04 | 2626.64 | 2024 | 398.63 | 2024 | 441.5223 | -18.59 | SWHC045-04 | Res Central HVAC System - Fuel Sub - Hot-Dry ¦ PG&E ¦ Hot-Dry | Res Central HVAC System - Fuel Sub - Hot-Dry | 1.0532 | 0.47 | 0 | RASS 2019 | 350.0736 | 2032 | 1 | SWHC045
RES-HVAC-FS-16.4 | Res ¦ Packaged/Split Heat Pump (SEER2 18.7) - Fuel Sub - Hot-Dry ¦ PG&E ¦ Hot-Dry | Res ¦ Packaged/Split Heat Pump (SEER2 18.7) - Fuel Sub - Hot-Dry | PG&E ¦ Hot-Dry | PG&E | All | Electric & Gas | Packaged/Split Heat Pump (SEER2 18.7) | Efficient |  |  | 1 | Conventional | HVAC | Res - Multi Family | Res | ROB Only | 1 | Residential Households | Cap-Tons | 23 | DEER:HVAC_Eff_AC | 70.7 | 0 | -32 | SWHC045-04 | 2626.64 | 2024 | 398.63 | 2024 | 441.5223 | -18.59 | SWHC045-04 | Res Central HVAC System - Fuel Sub - Hot-Dry ¦ PG&E ¦ Hot-Dry | Res Central HVAC System - Fuel Sub - Hot-Dry | 0.2441 | 0.47 | 0 | RASS 2019 | 0 | 2012 | 1 | SWHC045
RES-HVAC-FS-16.5 | Res ¦ Packaged/Split Heat Pump (SEER2 18.7) - Fuel Sub - Cold ¦ PG&E ¦ Cold | Res ¦ Packaged/Split Heat Pump (SEER2 18.7) - Fuel Sub - Cold | PG&E ¦ Cold | PG&E | All | Electric & Gas | Packaged/Split Heat Pump (SEER2 18.7) | Efficient |  |  | 1 | Conventional | HVAC | Res - Single Family | Res | ROB Only | 1 | Residential Households | Cap-Tons | 23 | DEER:HVAC_Eff_AC | 273 | 0 | -53.4 | SWHC045-04 | 2626.64 | 2024 | 398.63 | 2024 | 302.0942 | -18.59 | SWHC045-04 | Res Central HVAC System - Fuel Sub - Cold ¦ PG&E ¦ Cold | Res Central HVAC System - Fuel Sub - Cold | 0.23165 | 0.47 | 0 | RASS 2019 | 350.0736 | 2032 | 1 | SWHC045
RES-HVAC-FS-16.6 | Res ¦ Packaged/Split Heat Pump (SEER2 18.7) - Fuel Sub - Cold ¦ PG&E ¦ Cold | Res ¦ Packaged/Split Heat Pump (SEER2 18.7) - Fuel Sub - Cold | PG&E ¦ Cold | PG&E | All | Electric & Gas | Packaged/Split Heat Pump (SEER2 18.7) | Efficient |  |  | 1 | Conventional | HVAC | Res - Multi Family | Res | ROB Only | 1 | Residential Households | Cap-Tons | 23 | DEER:HVAC_Eff_AC | 84.8 | 0 | -51.2 | SWHC045-04 | 2626.64 | 2024 | 398.63 | 2024 | 302.0942 | -18.59 | SWHC045-04 | Res Central HVAC System - Fuel Sub - Cold ¦ PG&E ¦ Cold | Res Central HVAC System - Fuel Sub - Cold | 0.060679 | 0.47 | 0 | RASS 2019 | 0 | 2012 | 1 | SWHC045
RES-HVAC-FS-16.7 | Res ¦ Packaged/Split Heat Pump (SEER2 18.7) - Fuel Sub - Marine ¦ SCG ¦ Marine | Res ¦ Packaged/Split Heat Pump (SEER2 18.7) - Fuel Sub - Marine | SCG ¦ Marine | SCG | All | Electric & Gas | Packaged/Split Heat Pump (SEER2 18.7) | Efficient |  |  | 1 | Conventional | HVAC | Res - Single Family | Res | ROB Only | 1 | Residential Households | Cap-Tons | 23 | DEER:HVAC_Eff_AC | 108 | 0 | -28.8 | SWHC045-04 | 2626.64 | 2024 | 398.63 | 2024 | 271.9601 | -18.59 | SWHC045-04 | Res Central HVAC System - Fuel Sub - Marine ¦ SCG ¦ Marine | Res Central HVAC System - Fuel Sub - Marine | 0.94772 | 0.47 | 0 | RASS 2019 | 350.0736 | 2032 | 1 | SWHC045
RES-HVAC-FS-16.8 | Res ¦ Packaged/Split Heat Pump (SEER2 18.7) - Fuel Sub - Marine ¦ SCG ¦ Marine | Res ¦ Packaged/Split Heat Pump (SEER2 18.7) - Fuel Sub - Marine | SCG ¦ Marine | SCG | All | Electric & Gas | Packaged/Split Heat Pump (SEER2 18.7) | Efficient |  |  | 1 | Conventional | HVAC | Res - Multi Family | Res | ROB Only | 1 | Residential Households | Cap-Tons | 23 | DEER:HVAC_Eff_AC | 17.4 | 0 | -26.9 | SWHC045-04 | 2626.64 | 2024 | 398.63 | 2024 | 271.9601 | -18.59 | SWHC045-04 | Res Central HVAC System - Fuel Sub - Marine ¦ SCG ¦ Marine | Res Central HVAC System - Fuel Sub - Marine | 0.19192 | 0.47 | 0 | RASS 2019 | 0 | 2012 | 1 | SWHC045
RES-HVAC-FS-16.9 | Res ¦ Packaged/Split Heat Pump (SEER2 18.7) - Fuel Sub - Hot-Dry ¦ SCG ¦ Hot-Dry | Res ¦ Packaged/Split Heat Pump (SEER2 18.7) - Fuel Sub - Hot-Dry | SCG ¦ Hot-Dry | SCG | All | Electric & Gas | Packaged/Split Heat Pump (SEER2 18.7) | Efficient |  |  | 1 | Conventional | HVAC | Res - Single Family | Res | ROB Only | 1 | Residential Households | Cap-Tons | 23 | DEER:HVAC_Eff_AC | 67.6 | 0 | -30 | SWHC045-04 | 2626.64 | 2024 | 398.63 | 2024 | 323.6083 | -18.59 | SWHC045-04 | Res Central HVAC System - Fuel Sub - Hot-Dry ¦ SCG ¦ Hot-Dry | Res Central HVAC System - Fuel Sub - Hot-Dry | 1.5905 | 0.47 | 0 | RASS 2019 | 350.0736 | 2032 | 1 | SWHC045
RES-HVAC-FS-16.10 | Res ¦ Packaged/Split Heat Pump (SEER2 18.7) - Fuel Sub - Hot-Dry ¦ SCG ¦ Hot-Dry | Res ¦ Packaged/Split Heat Pump (SEER2 18.7) - Fuel Sub - Hot-Dry | SCG ¦ Hot-Dry | SCG | All | Electric & Gas | Packaged/Split Heat Pump (SEER2 18.7) | Efficient |  |  | 1 | Conventional | HVAC | Res - Multi Family | Res | ROB Only | 1 | Residential Households | Cap-Tons | 23 | DEER:HVAC_Eff_AC | -65.1 | 0 | -26.6 | SWHC045-04 | 2626.64 | 2024 | 398.63 | 2024 | 323.6083 | -18.59 | SWHC045-04 | Res Central HVAC System - Fuel Sub - Hot-Dry ¦ SCG ¦ Hot-Dry | Res Central HVAC System - Fuel Sub - Hot-Dry | 0.22921 | 0.47 | 0 | RASS 2019 | 0 | 2012 | 1 | SWHC045
RES-HVAC-FS-16.11 | Res ¦ Packaged/Split Heat Pump (SEER2 18.7) - Fuel Sub - Cold ¦ SCG ¦ Cold | Res ¦ Packaged/Split Heat Pump (SEER2 18.7) - Fuel Sub - Cold | SCG ¦ Cold | SCG | All | Electric & Gas | Packaged/Split Heat Pump (SEER2 18.7) | Efficient |  |  | 1 | Conventional | HVAC | Res - Single Family | Res | ROB Only | 1 | Residential Households | Cap-Tons | 23 | DEER:HVAC_Eff_AC | 273 | 0 | -53.4 | SWHC045-04 | 2626.64 | 2024 | 398.63 | 2024 | 302.0942 | -18.59 | SWHC045-04 | Res Central HVAC System - Fuel Sub - Cold ¦ SCG ¦ Cold | Res Central HVAC System - Fuel Sub - Cold | 1.969 | 0.47 | 0 | RASS 2019 | 350.0736 | 2032 | 1 | SWHC045
RES-HVAC-FS-16.12 | Res ¦ Packaged/Split Heat Pump (SEER2 18.7) - Fuel Sub - Cold ¦ SCG ¦ Cold | Res ¦ Packaged/Split Heat Pump (SEER2 18.7) - Fuel Sub - Cold | SCG ¦ Cold | SCG | All | Electric & Gas | Packaged/Split Heat Pump (SEER2 18.7) | Efficient |  |  | 1 | Conventional | HVAC | Res - Multi Family | Res | ROB Only | 1 | Residential Households | Cap-Tons | 23 | DEER:HVAC_Eff_AC | 84.8 | 0 | -51.2 | SWHC045-04 | 2626.64 | 2024 | 398.63 | 2024 | 302.0942 | -18.59 | SWHC045-04 | Res Central HVAC System - Fuel Sub - Cold ¦ SCG ¦ Cold | Res Central HVAC System - Fuel Sub - Cold | 0.060679 | 0.47 | 0 | RASS 2019 | 0 | 2012 | 1 | SWHC045
RES-HVAC-FS-16.13 | Res ¦ Packaged/Split Heat Pump (SEER2 18.7) - Fuel Sub - Marine ¦ SDG&E ¦ Marine | Res ¦ Packaged/Split Heat Pump (SEER2 18.7) - Fuel Sub - Marine | SDG&E ¦ Marine | SDG&E | All | Electric & Gas | Packaged/Split Heat Pump (SEER2 18.7) | Efficient |  |  | 1 | Conventional | HVAC | Res - Single Family | Res | ROB Only | 1 | Residential Households | Cap-Tons | 23 | DEER:HVAC_Eff_AC | 108 | 0 | -28.8 | SWHC045-04 | 2626.64 | 2024 | 398.63 | 2024 | 271.9601 | -18.59 | SWHC045-04 | Res Central HVAC System - Fuel Sub - Marine ¦ SDG&E ¦ Marine | Res Central HVAC System - Fuel Sub - Marine | 1.9303 | 0.47 | 0 | RASS 2019 | 350.0736 | 2032 | 1 | SWHC045
RES-HVAC-FS-16.14 | Res ¦ Packaged/Split Heat Pump (SEER2 18.7) - Fuel Sub - Marine ¦ SDG&E ¦ Marine | Res ¦ Packaged/Split Heat Pump (SEER2 18.7) - Fuel Sub - Marine | SDG&E ¦ Marine | SDG&E | All | Electric & Gas | Packaged/Split Heat Pump (SEER2 18.7) | Efficient |  |  | 1 | Conventional | HVAC | Res - Multi Family | Res | ROB Only | 1 | Residential Households | Cap-Tons | 23 | DEER:HVAC_Eff_AC | 17.4 | 0 | -26.9 | SWHC045-04 | 2626.64 | 2024 | 398.63 | 2024 | 271.9601 | -18.59 | SWHC045-04 | Res Central HVAC System - Fuel Sub - Marine ¦ SDG&E ¦ Marine | Res Central HVAC System - Fuel Sub - Marine | 0.39508 | 0.47 | 0 | RASS 2019 | 0 | 2012 | 1 | SWHC045
RES-HVAC-FS-16.15 | Res ¦ Packaged/Split Heat Pump (SEER2 18.7) - Fuel Sub - Hot-Dry ¦ SDG&E ¦ Hot-Dry | Res ¦ Packaged/Split Heat Pump (SEER2 18.7) - Fuel Sub - Hot-Dry | SDG&E ¦ Hot-Dry | SDG&E | All | Electric & Gas | Packaged/Split Heat Pump (SEER2 18.7) | Efficient |  |  | 1 | Conventional | HVAC | Res - Single Family | Res | ROB Only | 1 | Residential Households | Cap-Tons | 23 | DEER:HVAC_Eff_AC | 135 | 0 | -35.5 | SWHC045-04 | 2626.64 | 2024 | 398.63 | 2024 | 339.7383 | -18.59 | SWHC045-04 | Res Central HVAC System - Fuel Sub - Hot-Dry ¦ SDG&E ¦ Hot-Dry | Res Central HVAC System - Fuel Sub - Hot-Dry | 1.1703 | 0.47 | 0 | RASS 2019 | 350.0736 | 2032 | 1 | SWHC045
RES-HVAC-FS-16.16 | Res ¦ Packaged/Split Heat Pump (SEER2 18.7) - Fuel Sub - Hot-Dry ¦ SDG&E ¦ Hot-Dry | Res ¦ Packaged/Split Heat Pump (SEER2 18.7) - Fuel Sub - Hot-Dry | SDG&E ¦ Hot-Dry | SDG&E | All | Electric & Gas | Packaged/Split Heat Pump (SEER2 18.7) | Efficient |  |  | 1 | Conventional | HVAC | Res - Multi Family | Res | ROB Only | 1 | Residential Households | Cap-Tons | 23 | DEER:HVAC_Eff_AC | 10 | 0 | -23.5 | SWHC045-04 | 2626.64 | 2024 | 398.63 | 2024 | 339.7383 | -18.59 | SWHC045-04 | Res Central HVAC System - Fuel Sub - Hot-Dry ¦ SDG&E ¦ Hot-Dry | Res Central HVAC System - Fuel Sub - Hot-Dry | 0.14814 | 0.47 | 0 | RASS 2019 | 0 | 2012 | 1 | SWHC045
RES-HVAC-FS-17.1 | Res ¦ Packaged/Split Heat Pump (SEER2 19.6) - Fuel Sub - Marine ¦ PG&E ¦ Marine | Res ¦ Packaged/Split Heat Pump (SEER2 19.6) - Fuel Sub - Marine | PG&E ¦ Marine | PG&E | All | Electric & Gas | Packaged/Split Heat Pump (SEER2 19.6) | Efficient |  |  | 1 | Conventional | HVAC | Res - Single Family | Res | ROB Only | 1 | Residential Households | Cap-Tons | 23 | DEER:HVAC_Eff_AC | 263 | 0 | -51.3 | SWHC045-04 | 2872.55 | 2024 | 398.63 | 2024 | 337.6347 | -18.59 | SWHC045-04 | Res Central HVAC System - Fuel Sub - Marine ¦ PG&E ¦ Marine | Res Central HVAC System - Fuel Sub - Marine | 0.58283 | 0.47 | 0 | RASS 2019 | 350.0736 | 2032 | 1 | SWHC045
RES-HVAC-FS-17.2 | Res ¦ Packaged/Split Heat Pump (SEER2 19.6) - Fuel Sub - Marine ¦ PG&E ¦ Marine | Res ¦ Packaged/Split Heat Pump (SEER2 19.6) - Fuel Sub - Marine | PG&E ¦ Marine | PG&E | All | Electric & Gas | Packaged/Split Heat Pump (SEER2 19.6) | Efficient |  |  | 1 | Conventional | HVAC | Res - Multi Family | Res | ROB Only | 1 | Residential Households | Cap-Tons | 23 | DEER:HVAC_Eff_AC | 123 | 0 | -37.7 | SWHC045-04 | 2872.55 | 2024 | 398.63 | 2024 | 337.6347 | -18.59 | SWHC045-04 | Res Central HVAC System - Fuel Sub - Marine ¦ PG&E ¦ Marine | Res Central HVAC System - Fuel Sub - Marine | 0.066794 | 0.47 | 0 | RASS 2019 | 0 | 2012 | 1 | SWHC045
RES-HVAC-FS-17.3 | Res ¦ Packaged/Split Heat Pump (SEER2 19.6) - Fuel Sub - Hot-Dry ¦ PG&E ¦ Hot-Dry | Res ¦ Packaged/Split Heat Pump (SEER2 19.6) - Fuel Sub - Hot-Dry | PG&E ¦ Hot-Dry | PG&E | All | Electric & Gas | Packaged/Split Heat Pump (SEER2 19.6) | Efficient |  |  | 1 | Conventional | HVAC | Res - Single Family | Res | ROB Only | 1 | Residential Households | Cap-Tons | 23 | DEER:HVAC_Eff_AC | 347 | 0 | -57 | SWHC045-04 | 2872.55 | 2024 | 398.63 | 2024 | 441.5223 | -18.59 | SWHC045-04 | Res Central HVAC System - Fuel Sub - Hot-Dry ¦ PG&E ¦ Hot-Dry | Res Central HVAC System - Fuel Sub - Hot-Dry | 1.0532 | 0.47 | 0 | RASS 2019 | 350.0736 | 2032 | 1 | SWHC045
RES-HVAC-FS-17.4 | Res ¦ Packaged/Split Heat Pump (SEER2 19.6) - Fuel Sub - Hot-Dry ¦ PG&E ¦ Hot-Dry | Res ¦ Packaged/Split Heat Pump (SEER2 19.6) - Fuel Sub - Hot-Dry | PG&E ¦ Hot-Dry | PG&E | All | Electric & Gas | Packaged/Split Heat Pump (SEER2 19.6) | Efficient |  |  | 1 | Conventional | HVAC | Res - Multi Family | Res | ROB Only | 1 | Residential Households | Cap-Tons | 23 | DEER:HVAC_Eff_AC | 53 | 0 | -32 | SWHC045-04 | 2872.55 | 2024 | 398.63 | 2024 | 441.5223 | -18.59 | SWHC045-04 | Res Central HVAC System - Fuel Sub - Hot-Dry ¦ PG&E ¦ Hot-Dry | Res Central HVAC System - Fuel Sub - Hot-Dry | 0.2441 | 0.47 | 0 | RASS 2019 | 0 | 2012 | 1 | SWHC045
RES-HVAC-FS-17.5 | Res ¦ Packaged/Split Heat Pump (SEER2 19.6) - Fuel Sub - Cold ¦ PG&E ¦ Cold | Res ¦ Packaged/Split Heat Pump (SEER2 19.6) - Fuel Sub - Cold | PG&E ¦ Cold | PG&E | All | Electric & Gas | Packaged/Split Heat Pump (SEER2 19.6) | Efficient |  |  | 1 | Conventional | HVAC | Res - Single Family | Res | ROB Only | 1 | Residential Households | Cap-Tons | 23 | DEER:HVAC_Eff_AC | 222 | 0 | -53.4 | SWHC045-04 | 2872.55 | 2024 | 398.63 | 2024 | 302.0942 | -18.59 | SWHC045-04 | Res Central HVAC System - Fuel Sub - Cold ¦ PG&E ¦ Cold | Res Central HVAC System - Fuel Sub - Cold | 0.23165 | 0.47 | 0 | RASS 2019 | 350.0736 | 2032 | 1 | SWHC045
RES-HVAC-FS-17.6 | Res ¦ Packaged/Split Heat Pump (SEER2 19.6) - Fuel Sub - Cold ¦ PG&E ¦ Cold | Res ¦ Packaged/Split Heat Pump (SEER2 19.6) - Fuel Sub - Cold | PG&E ¦ Cold | PG&E | All | Electric & Gas | Packaged/Split Heat Pump (SEER2 19.6) | Efficient |  |  | 1 | Conventional | HVAC | Res - Multi Family | Res | ROB Only | 1 | Residential Households | Cap-Tons | 23 | DEER:HVAC_Eff_AC | 52.2 | 0 | -51.2 | SWHC045-04 | 2872.55 | 2024 | 398.63 | 2024 | 302.0942 | -18.59 | SWHC045-04 | Res Central HVAC System - Fuel Sub - Cold ¦ PG&E ¦ Cold | Res Central HVAC System - Fuel Sub - Cold | 0.060679 | 0.47 | 0 | RASS 2019 | 0 | 2012 | 1 | SWHC045
RES-HVAC-FS-17.7 | Res ¦ Packaged/Split Heat Pump (SEER2 19.6) - Fuel Sub - Marine ¦ SCG ¦ Marine | Res ¦ Packaged/Split Heat Pump (SEER2 19.6) - Fuel Sub - Marine | SCG ¦ Marine | SCG | All | Electric & Gas | Packaged/Split Heat Pump (SEER2 19.6) | Efficient |  |  | 1 | Conventional | HVAC | Res - Single Family | Res | ROB Only | 1 | Residential Households | Cap-Tons | 23 | DEER:HVAC_Eff_AC | 89 | 0 | -28.8 | SWHC045-04 | 2872.55 | 2024 | 398.63 | 2024 | 271.9601 | -18.59 | SWHC045-04 | Res Central HVAC System - Fuel Sub - Marine ¦ SCG ¦ Marine | Res Central HVAC System - Fuel Sub - Marine | 0.94772 | 0.47 | 0 | RASS 2019 | 350.0736 | 2032 | 1 | SWHC045
RES-HVAC-FS-17.8 | Res ¦ Packaged/Split Heat Pump (SEER2 19.6) - Fuel Sub - Marine ¦ SCG ¦ Marine | Res ¦ Packaged/Split Heat Pump (SEER2 19.6) - Fuel Sub - Marine | SCG ¦ Marine | SCG | All | Electric & Gas | Packaged/Split Heat Pump (SEER2 19.6) | Efficient |  |  | 1 | Conventional | HVAC | Res - Multi Family | Res | ROB Only | 1 | Residential Households | Cap-Tons | 23 | DEER:HVAC_Eff_AC | 2.89 | 0 | -26.9 | SWHC045-04 | 2872.55 | 2024 | 398.63 | 2024 | 271.9601 | -18.59 | SWHC045-04 | Res Central HVAC System - Fuel Sub - Marine ¦ SCG ¦ Marine | Res Central HVAC System - Fuel Sub - Marine | 0.19192 | 0.47 | 0 | RASS 2019 | 0 | 2012 | 1 | SWHC045
RES-HVAC-FS-17.9 | Res ¦ Packaged/Split Heat Pump (SEER2 19.6) - Fuel Sub - Hot-Dry ¦ SCG ¦ Hot-Dry | Res ¦ Packaged/Split Heat Pump (SEER2 19.6) - Fuel Sub - Hot-Dry | SCG ¦ Hot-Dry | SCG | All | Electric & Gas | Packaged/Split Heat Pump (SEER2 19.6) | Efficient |  |  | 1 | Conventional | HVAC | Res - Single Family | Res | ROB Only | 1 | Residential Households | Cap-Tons | 23 | DEER:HVAC_Eff_AC | 44.1 | 0 | -30 | SWHC045-04 | 2872.55 | 2024 | 398.63 | 2024 | 323.6083 | -18.59 | SWHC045-04 | Res Central HVAC System - Fuel Sub - Hot-Dry ¦ SCG ¦ Hot-Dry | Res Central HVAC System - Fuel Sub - Hot-Dry | 1.5905 | 0.47 | 0 | RASS 2019 | 350.0736 | 2032 | 1 | SWHC045
RES-HVAC-FS-17.10 | Res ¦ Packaged/Split Heat Pump (SEER2 19.6) - Fuel Sub - Hot-Dry ¦ SCG ¦ Hot-Dry | Res ¦ Packaged/Split Heat Pump (SEER2 19.6) - Fuel Sub - Hot-Dry | SCG ¦ Hot-Dry | SCG | All | Electric & Gas | Packaged/Split Heat Pump (SEER2 19.6) | Efficient |  |  | 1 | Conventional | HVAC | Res - Multi Family | Res | ROB Only | 1 | Residential Households | Cap-Tons | 23 | DEER:HVAC_Eff_AC | -91.2 | 0 | -26.6 | SWHC045-04 | 2872.55 | 2024 | 398.63 | 2024 | 323.6083 | -18.59 | SWHC045-04 | Res Central HVAC System - Fuel Sub - Hot-Dry ¦ SCG ¦ Hot-Dry | Res Central HVAC System - Fuel Sub - Hot-Dry | 0.22921 | 0.47 | 0 | RASS 2019 | 0 | 2012 | 1 | SWHC045
RES-HVAC-FS-17.11 | Res ¦ Packaged/Split Heat Pump (SEER2 19.6) - Fuel Sub - Cold ¦ SCG ¦ Cold | Res ¦ Packaged/Split Heat Pump (SEER2 19.6) - Fuel Sub - Cold | SCG ¦ Cold | SCG | All | Electric & Gas | Packaged/Split Heat Pump (SEER2 19.6) | Efficient |  |  | 1 | Conventional | HVAC | Res - Single Family | Res | ROB Only | 1 | Residential Households | Cap-Tons | 23 | DEER:HVAC_Eff_AC | 222 | 0 | -53.4 | SWHC045-04 | 2872.55 | 2024 | 398.63 | 2024 | 302.0942 | -18.59 | SWHC045-04 | Res Central HVAC System - Fuel Sub - Cold ¦ SCG ¦ Cold | Res Central HVAC System - Fuel Sub - Cold | 1.969 | 0.47 | 0 | RASS 2019 | 350.0736 | 2032 | 1 | SWHC045
RES-HVAC-FS-17.12 | Res ¦ Packaged/Split Heat Pump (SEER2 19.6) - Fuel Sub - Cold ¦ SCG ¦ Cold | Res ¦ Packaged/Split Heat Pump (SEER2 19.6) - Fuel Sub - Cold | SCG ¦ Cold | SCG | All | Electric & Gas | Packaged/Split Heat Pump (SEER2 19.6) | Efficient |  |  | 1 | Conventional | HVAC | Res - Multi Family | Res | ROB Only | 1 | Residential Households | Cap-Tons | 23 | DEER:HVAC_Eff_AC | 52.2 | 0 | -51.2 | SWHC045-04 | 2872.55 | 2024 | 398.63 | 2024 | 302.0942 | -18.59 | SWHC045-04 | Res Central HVAC System - Fuel Sub - Cold ¦ SCG ¦ Cold | Res Central HVAC System - Fuel Sub - Cold | 0.060679 | 0.47 | 0 | RASS 2019 | 0 | 2012 | 1 | SWHC045
RES-HVAC-FS-17.13 | Res ¦ Packaged/Split Heat Pump (SEER2 19.6) - Fuel Sub - Marine ¦ SDG&E ¦ Marine | Res ¦ Packaged/Split Heat Pump (SEER2 19.6) - Fuel Sub - Marine | SDG&E ¦ Marine | SDG&E | All | Electric & Gas | Packaged/Split Heat Pump (SEER2 19.6) | Efficient |  |  | 1 | Conventional | HVAC | Res - Single Family | Res | ROB Only | 1 | Residential Households | Cap-Tons | 23 | DEER:HVAC_Eff_AC | 89 | 0 | -28.8 | SWHC045-04 | 2872.55 | 2024 | 398.63 | 2024 | 271.9601 | -18.59 | SWHC045-04 | Res Central HVAC System - Fuel Sub - Marine ¦ SDG&E ¦ Marine | Res Central HVAC System - Fuel Sub - Marine | 1.9303 | 0.47 | 0 | RASS 2019 | 350.0736 | 2032 | 1 | SWHC045
RES-HVAC-FS-17.14 | Res ¦ Packaged/Split Heat Pump (SEER2 19.6) - Fuel Sub - Marine ¦ SDG&E ¦ Marine | Res ¦ Packaged/Split Heat Pump (SEER2 19.6) - Fuel Sub - Marine | SDG&E ¦ Marine | SDG&E | All | Electric & Gas | Packaged/Split Heat Pump (SEER2 19.6) | Efficient |  |  | 1 | Conventional | HVAC | Res - Multi Family | Res | ROB Only | 1 | Residential Households | Cap-Tons | 23 | DEER:HVAC_Eff_AC | 2.89 | 0 | -26.9 | SWHC045-04 | 2872.55 | 2024 | 398.63 | 2024 | 271.9601 | -18.59 | SWHC045-04 | Res Central HVAC System - Fuel Sub - Marine ¦ SDG&E ¦ Marine | Res Central HVAC System - Fuel Sub - Marine | 0.39508 | 0.47 | 0 | RASS 2019 | 0 | 2012 | 1 | SWHC045
RES-HVAC-FS-17.15 | Res ¦ Packaged/Split Heat Pump (SEER2 19.6) - Fuel Sub - Hot-Dry ¦ SDG&E ¦ Hot-Dry | Res ¦ Packaged/Split Heat Pump (SEER2 19.6) - Fuel Sub - Hot-Dry | SDG&E ¦ Hot-Dry | SDG&E | All | Electric & Gas | Packaged/Split Heat Pump (SEER2 19.6) | Efficient |  |  | 1 | Conventional | HVAC | Res - Single Family | Res | ROB Only | 1 | Residential Households | Cap-Tons | 23 | DEER:HVAC_Eff_AC | 111 | 0 | -35.5 | SWHC045-04 | 2872.55 | 2024 | 398.63 | 2024 | 339.7383 | -18.59 | SWHC045-04 | Res Central HVAC System - Fuel Sub - Hot-Dry ¦ SDG&E ¦ Hot-Dry | Res Central HVAC System - Fuel Sub - Hot-Dry | 1.1703 | 0.47 | 0 | RASS 2019 | 350.0736 | 2032 | 1 | SWHC045
RES-HVAC-FS-17.16 | Res ¦ Packaged/Split Heat Pump (SEER2 19.6) - Fuel Sub - Hot-Dry ¦ SDG&E ¦ Hot-Dry | Res ¦ Packaged/Split Heat Pump (SEER2 19.6) - Fuel Sub - Hot-Dry | SDG&E ¦ Hot-Dry | SDG&E | All | Electric & Gas | Packaged/Split Heat Pump (SEER2 19.6) | Efficient |  |  | 1 | Conventional | HVAC | Res - Multi Family | Res | ROB Only | 1 | Residential Households | Cap-Tons | 23 | DEER:HVAC_Eff_AC | -6.7 | 0 | -23.5 | SWHC045-04 | 2872.55 | 2024 | 398.63 | 2024 | 339.7383 | -18.59 | SWHC045-04 | Res Central HVAC System - Fuel Sub - Hot-Dry ¦ SDG&E ¦ Hot-Dry | Res Central HVAC System - Fuel Sub - Hot-Dry | 0.14814 | 0.47 | 0 | RASS 2019 | 0 | 2012 | 1 | SWHC045
RES-HVAC-FS-PU-10.1 | Res ¦ Code HVAC System Furnace (TE 80%) and AC (SEER2 14.3) - Panel Upgrade - Marine ¦ PG&E ¦ Marine | Res ¦ Code HVAC System Furnace (TE 80%) and AC (SEER2 14.3) - Panel Upgrade - Marine | PG&E ¦ Marine | PG&E | All | Electric & Gas | Code HVAC System Furnace (TE 80%) and AC (SEER2 14.3) | Average Existing and Code |  | 2029 | 1 | Conventional | HVAC | Res - Single Family | Res | ROB and NEW | 0 | Residential Households | Cap-Tons | 23 | DEER:HVAC_Eff_AC | 0 | 0 | 0 | SWHC045-04 | 1305.3 | 2024 | 499.52 | 2024 | 0 | 0 | SWHC045-04 | Res Central HVAC System - Fuel Sub - Panel Upgrade - Marine ¦ PG&E ¦ Marine | Res Central HVAC System - Fuel Sub - Panel Upgrade - Marine | 0.58283 | 0.53 | 1 | RASS 2019 | 0 | 2012 | 1 | SWHC045
RES-HVAC-FS-PU-10.2 | Res ¦ Code HVAC System Furnace (TE 80%) and AC (SEER2 14.3) - Panel Upgrade - Marine ¦ PG&E ¦ Marine | Res ¦ Code HVAC System Furnace (TE 80%) and AC (SEER2 14.3) - Panel Upgrade - Marine | PG&E ¦ Marine | PG&E | All | Electric & Gas | Code HVAC System Furnace (TE 80%) and AC (SEER2 14.3) | Average Existing and Code |  | 2029 | 1 | Conventional | HVAC | Res - Multi Family | Res | ROB and NEW | 0 | Residential Households | Cap-Tons | 23 | DEER:HVAC_Eff_AC | 0 | 0 | 0 | SWHC045-04 | 1305.3 | 2024 | 499.52 | 2024 | 0 | 0 | SWHC045-04 | Res Central HVAC System - Fuel Sub - Panel Upgrade - Marine ¦ PG&E ¦ Marine | Res Central HVAC System - Fuel Sub - Panel Upgrade - Marine | 0.066794 | 0.53 | 1 | RASS 2019 | 0 | 2012 | 1 | SWHC045
RES-HVAC-FS-PU-10.3 | Res ¦ Code HVAC System Furnace (TE 80%) and AC (SEER2 14.3) - Panel Upgrade - Hot-Dry ¦ PG&E ¦ Hot-Dry | Res ¦ Code HVAC System Furnace (TE 80%) and AC (SEER2 14.3) - Panel Upgrade - Hot-Dry | PG&E ¦ Hot-Dry | PG&E | All | Electric & Gas | Code HVAC System Furnace (TE 80%) and AC (SEER2 14.3) | Average Existing and Code |  | 2029 | 1 | Conventional | HVAC | Res - Single Family | Res | ROB and NEW | 0 | Residential Households | Cap-Tons | 23 | DEER:HVAC_Eff_AC | 0 | 0 | 0 | SWHC045-04 | 1305.3 | 2024 | 499.52 | 2024 | 0 | 0 | SWHC045-04 | Res Central HVAC System - Fuel Sub - Panel Upgrade - Hot-Dry ¦ PG&E ¦ Hot-Dry | Res Central HVAC System - Fuel Sub - Panel Upgrade - Hot-Dry | 1.0532 | 0.53 | 1 | RASS 2019 | 0 | 2012 | 1 | SWHC045
RES-HVAC-FS-PU-10.4 | Res ¦ Code HVAC System Furnace (TE 80%) and AC (SEER2 14.3) - Panel Upgrade - Hot-Dry ¦ PG&E ¦ Hot-Dry | Res ¦ Code HVAC System Furnace (TE 80%) and AC (SEER2 14.3) - Panel Upgrade - Hot-Dry | PG&E ¦ Hot-Dry | PG&E | All | Electric & Gas | Code HVAC System Furnace (TE 80%) and AC (SEER2 14.3) | Average Existing and Code |  | 2029 | 1 | Conventional | HVAC | Res - Multi Family | Res | ROB and NEW | 0 | Residential Households | Cap-Tons | 23 | DEER:HVAC_Eff_AC | 0 | 0 | 0 | SWHC045-04 | 1305.3 | 2024 | 499.52 | 2024 | 0 | 0 | SWHC045-04 | Res Central HVAC System - Fuel Sub - Panel Upgrade - Hot-Dry ¦ PG&E ¦ Hot-Dry | Res Central HVAC System - Fuel Sub - Panel Upgrade - Hot-Dry | 0.2441 | 0.53 | 1 | RASS 2019 | 0 | 2012 | 1 | SWHC045
RES-HVAC-FS-PU-10.5 | Res ¦ Code HVAC System Furnace (TE 80%) and AC (SEER2 14.3) - Panel Upgrade - Cold ¦ PG&E ¦ Cold | Res ¦ Code HVAC System Furnace (TE 80%) and AC (SEER2 14.3) - Panel Upgrade - Cold | PG&E ¦ Cold | PG&E | All | Electric & Gas | Code HVAC System Furnace (TE 80%) and AC (SEER2 14.3) | Average Existing and Code |  | 2029 | 1 | Conventional | HVAC | Res - Single Family | Res | ROB and NEW | 0 | Residential Households | Cap-Tons | 23 | DEER:HVAC_Eff_AC | 0 | 0 | 0 | SWHC045-04 | 1305.3 | 2024 | 499.52 | 2024 | 0 | 0 | SWHC045-04 | Res Central HVAC System - Fuel Sub - Panel Upgrade - Cold ¦ PG&E ¦ Cold | Res Central HVAC System - Fuel Sub - Panel Upgrade - Cold | 0.23165 | 0.53 | 1 | RASS 2019 | 0 | 2012 | 1 | SWHC045
RES-HVAC-FS-PU-10.6 | Res ¦ Code HVAC System Furnace (TE 80%) and AC (SEER2 14.3) - Panel Upgrade - Cold ¦ PG&E ¦ Cold | Res ¦ Code HVAC System Furnace (TE 80%) and AC (SEER2 14.3) - Panel Upgrade - Cold | PG&E ¦ Cold | PG&E | All | Electric & Gas | Code HVAC System Furnace (TE 80%) and AC (SEER2 14.3) | Average Existing and Code |  | 2029 | 1 | Conventional | HVAC | Res - Multi Family | Res | ROB and NEW | 0 | Residential Households | Cap-Tons | 23 | DEER:HVAC_Eff_AC | 0 | 0 | 0 | SWHC045-04 | 1305.3 | 2024 | 499.52 | 2024 | 0 | 0 | SWHC045-04 | Res Central HVAC System - Fuel Sub - Panel Upgrade - Cold ¦ PG&E ¦ Cold | Res Central HVAC System - Fuel Sub - Panel Upgrade - Cold | 0.060679 | 0.53 | 1 | RASS 2019 | 0 | 2012 | 1 | SWHC045
RES-HVAC-FS-PU-10.7 | Res ¦ Code HVAC System Furnace (TE 80%) and AC (SEER2 14.3) - Panel Upgrade - Marine ¦ SCG ¦ Marine | Res ¦ Code HVAC System Furnace (TE 80%) and AC (SEER2 14.3) - Panel Upgrade - Marine | SCG ¦ Marine | SCG | All | Electric & Gas | Code HVAC System Furnace (TE 80%) and AC (SEER2 14.3) | Average Existing and Code |  | 2029 | 1 | Conventional | HVAC | Res - Single Family | Res | ROB and NEW | 0 | Residential Households | Cap-Tons | 23 | DEER:HVAC_Eff_AC | 0 | 0 | 0 | SWHC045-04 | 1305.3 | 2024 | 499.52 | 2024 | 0 | 0 | SWHC045-04 | Res Central HVAC System - Fuel Sub - Panel Upgrade - Marine ¦ SCG ¦ Marine | Res Central HVAC System - Fuel Sub - Panel Upgrade - Marine | 0.94772 | 0.53 | 1 | RASS 2019 | 0 | 2012 | 1 | SWHC045
RES-HVAC-FS-PU-10.8 | Res ¦ Code HVAC System Furnace (TE 80%) and AC (SEER2 14.3) - Panel Upgrade - Marine ¦ SCG ¦ Marine | Res ¦ Code HVAC System Furnace (TE 80%) and AC (SEER2 14.3) - Panel Upgrade - Marine | SCG ¦ Marine | SCG | All | Electric & Gas | Code HVAC System Furnace (TE 80%) and AC (SEER2 14.3) | Average Existing and Code |  | 2029 | 1 | Conventional | HVAC | Res - Multi Family | Res | ROB and NEW | 0 | Residential Households | Cap-Tons | 23 | DEER:HVAC_Eff_AC | 0 | 0 | 0 | SWHC045-04 | 1305.3 | 2024 | 499.52 | 2024 | 0 | 0 | SWHC045-04 | Res Central HVAC System - Fuel Sub - Panel Upgrade - Marine ¦ SCG ¦ Marine | Res Central HVAC System - Fuel Sub - Panel Upgrade - Marine | 0.19192 | 0.53 | 1 | RASS 2019 | 0 | 2012 | 1 | SWHC045
RES-HVAC-FS-PU-10.9 | Res ¦ Code HVAC System Furnace (TE 80%) and AC (SEER2 14.3) - Panel Upgrade - Hot-Dry ¦ SCG ¦ Hot-Dry | Res ¦ Code HVAC System Furnace (TE 80%) and AC (SEER2 14.3) - Panel Upgrade - Hot-Dry | SCG ¦ Hot-Dry | SCG | All | Electric & Gas | Code HVAC System Furnace (TE 80%) and AC (SEER2 14.3) | Average Existing and Code |  | 2029 | 1 | Conventional | HVAC | Res - Single Family | Res | ROB and NEW | 0 | Residential Households | Cap-Tons | 23 | DEER:HVAC_Eff_AC | 0 | 0 | 0 | SWHC045-04 | 1305.3 | 2024 | 499.52 | 2024 | 0 | 0 | SWHC045-04 | Res Central HVAC System - Fuel Sub - Panel Upgrade - Hot-Dry ¦ SCG ¦ Hot-Dry | Res Central HVAC System - Fuel Sub - Panel Upgrade - Hot-Dry | 1.5905 | 0.53 | 1 | RASS 2019 | 0 | 2012 | 1 | SWHC045
RES-HVAC-FS-PU-10.10 | Res ¦ Code HVAC System Furnace (TE 80%) and AC (SEER2 14.3) - Panel Upgrade - Hot-Dry ¦ SCG ¦ Hot-Dry | Res ¦ Code HVAC System Furnace (TE 80%) and AC (SEER2 14.3) - Panel Upgrade - Hot-Dry | SCG ¦ Hot-Dry | SCG | All | Electric & Gas | Code HVAC System Furnace (TE 80%) and AC (SEER2 14.3) | Average Existing and Code |  | 2029 | 1 | Conventional | HVAC | Res - Multi Family | Res | ROB and NEW | 0 | Residential Households | Cap-Tons | 23 | DEER:HVAC_Eff_AC | 0 | 0 | 0 | SWHC045-04 | 1305.3 | 2024 | 499.52 | 2024 | 0 | 0 | SWHC045-04 | Res Central HVAC System - Fuel Sub - Panel Upgrade - Hot-Dry ¦ SCG ¦ Hot-Dry | Res Central HVAC System - Fuel Sub - Panel Upgrade - Hot-Dry | 0.22921 | 0.53 | 1 | RASS 2019 | 0 | 2012 | 1 | SWHC045
RES-HVAC-FS-PU-10.11 | Res ¦ Code HVAC System Furnace (TE 80%) and AC (SEER2 14.3) - Panel Upgrade - Cold ¦ SCG ¦ Cold | Res ¦ Code HVAC System Furnace (TE 80%) and AC (SEER2 14.3) - Panel Upgrade - Cold | SCG ¦ Cold | SCG | All | Electric & Gas | Code HVAC System Furnace (TE 80%) and AC (SEER2 14.3) | Average Existing and Code |  | 2029 | 1 | Conventional | HVAC | Res - Single Family | Res | ROB and NEW | 0 | Residential Households | Cap-Tons | 23 | DEER:HVAC_Eff_AC | 0 | 0 | 0 | SWHC045-04 | 1305.3 | 2024 | 499.52 | 2024 | 0 | 0 | SWHC045-04 | Res Central HVAC System - Fuel Sub - Panel Upgrade - Cold ¦ SCG ¦ Cold | Res Central HVAC System - Fuel Sub - Panel Upgrade - Cold | 1.969 | 0.53 | 1 | RASS 2019 | 0 | 2012 | 1 | SWHC045
RES-HVAC-FS-PU-10.12 | Res ¦ Code HVAC System Furnace (TE 80%) and AC (SEER2 14.3) - Panel Upgrade - Cold ¦ SCG ¦ Cold | Res ¦ Code HVAC System Furnace (TE 80%) and AC (SEER2 14.3) - Panel Upgrade - Cold | SCG ¦ Cold | SCG | All | Electric & Gas | Code HVAC System Furnace (TE 80%) and AC (SEER2 14.3) | Average Existing and Code |  | 2029 | 1 | Conventional | HVAC | Res - Multi Family | Res | ROB and NEW | 0 | Residential Households | Cap-Tons | 23 | DEER:HVAC_Eff_AC | 0 | 0 | 0 | SWHC045-04 | 1305.3 | 2024 | 499.52 | 2024 | 0 | 0 | SWHC045-04 | Res Central HVAC System - Fuel Sub - Panel Upgrade - Cold ¦ SCG ¦ Cold | Res Central HVAC System - Fuel Sub - Panel Upgrade - Cold | 0.060679 | 0.53 | 1 | RASS 2019 | 0 | 2012 | 1 | SWHC045
RES-HVAC-FS-PU-10.13 | Res ¦ Code HVAC System Furnace (TE 80%) and AC (SEER2 14.3) - Panel Upgrade - Marine ¦ SDG&E ¦ Marine | Res ¦ Code HVAC System Furnace (TE 80%) and AC (SEER2 14.3) - Panel Upgrade - Marine | SDG&E ¦ Marine | SDG&E | All | Electric & Gas | Code HVAC System Furnace (TE 80%) and AC (SEER2 14.3) | Average Existing and Code |  | 2029 | 1 | Conventional | HVAC | Res - Single Family | Res | ROB and NEW | 0 | Residential Households | Cap-Tons | 23 | DEER:HVAC_Eff_AC | 0 | 0 | 0 | SWHC045-04 | 1305.3 | 2024 | 499.52 | 2024 | 0 | 0 | SWHC045-04 | Res Central HVAC System - Fuel Sub - Panel Upgrade - Marine ¦ SDG&E ¦ Marine | Res Central HVAC System - Fuel Sub - Panel Upgrade - Marine | 1.9303 | 0.53 | 1 | RASS 2019 | 0 | 2012 | 1 | SWHC045
RES-HVAC-FS-PU-10.14 | Res ¦ Code HVAC System Furnace (TE 80%) and AC (SEER2 14.3) - Panel Upgrade - Marine ¦ SDG&E ¦ Marine | Res ¦ Code HVAC System Furnace (TE 80%) and AC (SEER2 14.3) - Panel Upgrade - Marine | SDG&E ¦ Marine | SDG&E | All | Electric & Gas | Code HVAC System Furnace (TE 80%) and AC (SEER2 14.3) | Average Existing and Code |  | 2029 | 1 | Conventional | HVAC | Res - Multi Family | Res | ROB and NEW | 0 | Residential Households | Cap-Tons | 23 | DEER:HVAC_Eff_AC | 0 | 0 | 0 | SWHC045-04 | 1305.3 | 2024 | 499.52 | 2024 | 0 | 0 | SWHC045-04 | Res Central HVAC System - Fuel Sub - Panel Upgrade - Marine ¦ SDG&E ¦ Marine | Res Central HVAC System - Fuel Sub - Panel Upgrade - Marine | 0.39508 | 0.53 | 1 | RASS 2019 | 0 | 2012 | 1 | SWHC045
RES-HVAC-FS-PU-10.15 | Res ¦ Code HVAC System Furnace (TE 80%) and AC (SEER2 14.3) - Panel Upgrade - Hot-Dry ¦ SDG&E ¦ Hot-Dry | Res ¦ Code HVAC System Furnace (TE 80%) and AC (SEER2 14.3) - Panel Upgrade - Hot-Dry | SDG&E ¦ Hot-Dry | SDG&E | All | Electric & Gas | Code HVAC System Furnace (TE 80%) and AC (SEER2 14.3) | Average Existing and Code |  | 2029 | 1 | Conventional | HVAC | Res - Single Family | Res | ROB and NEW | 0 | Residential Households | Cap-Tons | 23 | DEER:HVAC_Eff_AC | 0 | 0 | 0 | SWHC045-04 | 1305.3 | 2024 | 499.52 | 2024 | 0 | 0 | SWHC045-04 | Res Central HVAC System - Fuel Sub - Panel Upgrade - Hot-Dry ¦ SDG&E ¦ Hot-Dry | Res Central HVAC System - Fuel Sub - Panel Upgrade - Hot-Dry | 1.1703 | 0.53 | 1 | RASS 2019 | 0 | 2012 | 1 | SWHC045
RES-HVAC-FS-PU-10.16 | Res ¦ Code HVAC System Furnace (TE 80%) and AC (SEER2 14.3) - Panel Upgrade - Hot-Dry ¦ SDG&E ¦ Hot-Dry | Res ¦ Code HVAC System Furnace (TE 80%) and AC (SEER2 14.3) - Panel Upgrade - Hot-Dry | SDG&E ¦ Hot-Dry | SDG&E | All | Electric & Gas | Code HVAC System Furnace (TE 80%) and AC (SEER2 14.3) | Average Existing and Code |  | 2029 | 1 | Conventional | HVAC | Res - Multi Family | Res | ROB and NEW | 0 | Residential Households | Cap-Tons | 23 | DEER:HVAC_Eff_AC | 0 | 0 | 0 | SWHC045-04 | 1305.3 | 2024 | 499.52 | 2024 | 0 | 0 | SWHC045-04 | Res Central HVAC System - Fuel Sub - Panel Upgrade - Hot-Dry ¦ SDG&E ¦ Hot-Dry | Res Central HVAC System - Fuel Sub - Panel Upgrade - Hot-Dry | 0.14814 | 0.53 | 1 | RASS 2019 | 0 | 2012 | 1 | SWHC045
RES-HVAC-FS-PU-11.1 | Res ¦ Efficient HVAC System Furnace (AFUE 95) and AC (SEER2 15.2) - Panel Upgrade - Marine ¦ PG&E ¦ Marine | Res ¦ Efficient HVAC System Furnace (AFUE 95) and AC (SEER2 15.2) - Panel Upgrade - Marine | PG&E ¦ Marine | PG&E | All | Electric & Gas | Efficient HVAC System Furnace (AFUE 95) and AC (SEER2 15.2) | Efficient |  | 2029 | 1 | Conventional | HVAC | Res - Single Family | Res | ROB and NEW | 0 | Residential Households | Cap-Tons | 23 | DEER:HVAC_Eff_AC | -49.8488 | -0.07269 | -1.3947 | SWHC031-04, SWHC049-06 | 1848.8625 | 2022 | 499.52 | 2022 | 0 | 0 | SWHC031-04, SWHC049-06 | Res Central HVAC System - Fuel Sub - Panel Upgrade - Marine ¦ PG&E ¦ Marine | Res Central HVAC System - Fuel Sub - Panel Upgrade - Marine | 0.58283 | 0.53 | 0 | RASS 2019 | 507.1129 | 2032 | 1 | SWHC031 (furnace), SWHC049 (AC)
RES-HVAC-FS-PU-11.2 | Res ¦ Efficient HVAC System Furnace (AFUE 95) and AC (SEER2 15.2) - Panel Upgrade - Marine ¦ PG&E ¦ Marine | Res ¦ Efficient HVAC System Furnace (AFUE 95) and AC (SEER2 15.2) - Panel Upgrade - Marine | PG&E ¦ Marine | PG&E | All | Electric & Gas | Efficient HVAC System Furnace (AFUE 95) and AC (SEER2 15.2) | Efficient |  | 2029 | 1 | Conventional | HVAC | Res - Multi Family | Res | ROB and NEW | 0 | Residential Households | Cap-Tons | 23 | DEER:HVAC_Eff_AC | -64.7738 | -0.070125 | -0.72847 | SWHC031-04, SWHC049-06 | 1848.8625 | 2022 | 499.52 | 2022 | 0 | 0 | SWHC031-04, SWHC049-06 | Res Central HVAC System - Fuel Sub - Panel Upgrade - Marine ¦ PG&E ¦ Marine | Res Central HVAC System - Fuel Sub - Panel Upgrade - Marine | 0.066794 | 0.53 | 0 | RASS 2019 | 0 | 2012 | 1 | SWHC031 (furnace), SWHC049 (AC)
RES-HVAC-FS-PU-11.3 | Res ¦ Efficient HVAC System Furnace (AFUE 95) and AC (SEER2 15.2) - Panel Upgrade - Hot-Dry ¦ PG&E ¦ Hot-Dry | Res ¦ Efficient HVAC System Furnace (AFUE 95) and AC (SEER2 15.2) - Panel Upgrade - Hot-Dry | PG&E ¦ Hot-Dry | PG&E | All | Electric & Gas | Efficient HVAC System Furnace (AFUE 95) and AC (SEER2 15.2) | Efficient |  | 2029 | 1 | Conventional | HVAC | Res - Single Family | Res | ROB and NEW | 0 | Residential Households | Cap-Tons | 23 | DEER:HVAC_Eff_AC | -70.2525 | -0.076995 | -2.1297 | SWHC031-04, SWHC049-06 | 1848.8625 | 2022 | 499.52 | 2022 | 0 | 0 | SWHC031-04, SWHC049-06 | Res Central HVAC System - Fuel Sub - Panel Upgrade - Hot-Dry ¦ PG&E ¦ Hot-Dry | Res Central HVAC System - Fuel Sub - Panel Upgrade - Hot-Dry | 1.0532 | 0.53 | 0 | RASS 2019 | 507.1129 | 2032 | 1 | SWHC031 (furnace), SWHC049 (AC)
RES-HVAC-FS-PU-11.4 | Res ¦ Efficient HVAC System Furnace (AFUE 95) and AC (SEER2 15.2) - Panel Upgrade - Hot-Dry ¦ PG&E ¦ Hot-Dry | Res ¦ Efficient HVAC System Furnace (AFUE 95) and AC (SEER2 15.2) - Panel Upgrade - Hot-Dry | PG&E ¦ Hot-Dry | PG&E | All | Electric & Gas | Efficient HVAC System Furnace (AFUE 95) and AC (SEER2 15.2) | Efficient |  | 2029 | 1 | Conventional | HVAC | Res - Multi Family | Res | ROB and NEW | 0 | Residential Households | Cap-Tons | 23 | DEER:HVAC_Eff_AC | -60.8137 | -0.072896 | -0.71209 | SWHC031-04, SWHC049-06 | 1848.8625 | 2022 | 499.52 | 2022 | 0 | 0 | SWHC031-04, SWHC049-06 | Res Central HVAC System - Fuel Sub - Panel Upgrade - Hot-Dry ¦ PG&E ¦ Hot-Dry | Res Central HVAC System - Fuel Sub - Panel Upgrade - Hot-Dry | 0.2441 | 0.53 | 0 | RASS 2019 | 0 | 2012 | 1 | SWHC031 (furnace), SWHC049 (AC)
RES-HVAC-FS-PU-11.5 | Res ¦ Efficient HVAC System Furnace (AFUE 95) and AC (SEER2 15.2) - Panel Upgrade - Cold ¦ PG&E ¦ Cold | Res ¦ Efficient HVAC System Furnace (AFUE 95) and AC (SEER2 15.2) - Panel Upgrade - Cold | PG&E ¦ Cold | PG&E | All | Electric & Gas | Efficient HVAC System Furnace (AFUE 95) and AC (SEER2 15.2) | Efficient |  | 2029 | 1 | Conventional | HVAC | Res - Single Family | Res | ROB and NEW | 0 | Residential Households | Cap-Tons | 23 | DEER:HVAC_Eff_AC | -133.4062 | -0.10671 | -1.2715 | SWHC031-04, SWHC049-06 | 1848.8625 | 2022 | 499.52 | 2022 | 0 | 0 | SWHC031-04, SWHC049-06 | Res Central HVAC System - Fuel Sub - Panel Upgrade - Cold ¦ PG&E ¦ Cold | Res Central HVAC System - Fuel Sub - Panel Upgrade - Cold | 0.23165 | 0.53 | 0 | RASS 2019 | 507.1129 | 2032 | 1 | SWHC031 (furnace), SWHC049 (AC)
RES-HVAC-FS-PU-11.6 | Res ¦ Efficient HVAC System Furnace (AFUE 95) and AC (SEER2 15.2) - Panel Upgrade - Cold ¦ PG&E ¦ Cold | Res ¦ Efficient HVAC System Furnace (AFUE 95) and AC (SEER2 15.2) - Panel Upgrade - Cold | PG&E ¦ Cold | PG&E | All | Electric & Gas | Efficient HVAC System Furnace (AFUE 95) and AC (SEER2 15.2) | Efficient |  | 2029 | 1 | Conventional | HVAC | Res - Multi Family | Res | ROB and NEW | 0 | Residential Households | Cap-Tons | 23 | DEER:HVAC_Eff_AC | -144.0562 | -0.12396 | -0.97076 | SWHC031-04, SWHC049-06 | 1848.8625 | 2022 | 499.52 | 2022 | 0 | 0 | SWHC031-04, SWHC049-06 | Res Central HVAC System - Fuel Sub - Panel Upgrade - Cold ¦ PG&E ¦ Cold | Res Central HVAC System - Fuel Sub - Panel Upgrade - Cold | 0.060679 | 0.53 | 0 | RASS 2019 | 0 | 2012 | 1 | SWHC031 (furnace), SWHC049 (AC)
RES-HVAC-FS-PU-11.7 | Res ¦ Efficient HVAC System Furnace (AFUE 95) and AC (SEER2 15.2) - Panel Upgrade - Marine ¦ SCG ¦ Marine | Res ¦ Efficient HVAC System Furnace (AFUE 95) and AC (SEER2 15.2) - Panel Upgrade - Marine | SCG ¦ Marine | SCG | All | Electric & Gas | Efficient HVAC System Furnace (AFUE 95) and AC (SEER2 15.2) | Efficient |  | 2029 | 1 | Conventional | HVAC | Res - Single Family | Res | ROB and NEW | 0 | Residential Households | Cap-Tons | 23 | DEER:HVAC_Eff_AC | -50.2238 | -0.039502 | -0.74261 | SWHC031-04, SWHC049-06 | 1848.8625 | 2022 | 499.52 | 2022 | 0 | 0 | SWHC031-04, SWHC049-06 | Res Central HVAC System - Fuel Sub - Panel Upgrade - Marine ¦ SCG ¦ Marine | Res Central HVAC System - Fuel Sub - Panel Upgrade - Marine | 0.94772 | 0.53 | 0 | RASS 2019 | 507.1129 | 2032 | 1 | SWHC031 (furnace), SWHC049 (AC)
RES-HVAC-FS-PU-11.8 | Res ¦ Efficient HVAC System Furnace (AFUE 95) and AC (SEER2 15.2) - Panel Upgrade - Marine ¦ SCG ¦ Marine | Res ¦ Efficient HVAC System Furnace (AFUE 95) and AC (SEER2 15.2) - Panel Upgrade - Marine | SCG ¦ Marine | SCG | All | Electric & Gas | Efficient HVAC System Furnace (AFUE 95) and AC (SEER2 15.2) | Efficient |  | 2029 | 1 | Conventional | HVAC | Res - Multi Family | Res | ROB and NEW | 0 | Residential Households | Cap-Tons | 23 | DEER:HVAC_Eff_AC | -50.8612 | -0.041876 | -0.31588 | SWHC031-04, SWHC049-06 | 1848.8625 | 2022 | 499.52 | 2022 | 0 | 0 | SWHC031-04, SWHC049-06 | Res Central HVAC System - Fuel Sub - Panel Upgrade - Marine ¦ SCG ¦ Marine | Res Central HVAC System - Fuel Sub - Panel Upgrade - Marine | 0.19192 | 0.53 | 0 | RASS 2019 | 0 | 2012 | 1 | SWHC031 (furnace), SWHC049 (AC)
RES-HVAC-FS-PU-11.9 | Res ¦ Efficient HVAC System Furnace (AFUE 95) and AC (SEER2 15.2) - Panel Upgrade - Hot-Dry ¦ SCG ¦ Hot-Dry | Res ¦ Efficient HVAC System Furnace (AFUE 95) and AC (SEER2 15.2) - Panel Upgrade - Hot-Dry | SCG ¦ Hot-Dry | SCG | All | Electric & Gas | Efficient HVAC System Furnace (AFUE 95) and AC (SEER2 15.2) | Efficient |  | 2029 | 1 | Conventional | HVAC | Res - Single Family | Res | ROB and NEW | 0 | Residential Households | Cap-Tons | 23 | DEER:HVAC_Eff_AC | -89.6775 | -0.090285 | -0.804 | SWHC031-04, SWHC049-06 | 1848.8625 | 2022 | 499.52 | 2022 | 0 | 0 | SWHC031-04, SWHC049-06 | Res Central HVAC System - Fuel Sub - Panel Upgrade - Hot-Dry ¦ SCG ¦ Hot-Dry | Res Central HVAC System - Fuel Sub - Panel Upgrade - Hot-Dry | 1.5905 | 0.53 | 0 | RASS 2019 | 507.1129 | 2032 | 1 | SWHC031 (furnace), SWHC049 (AC)
RES-HVAC-FS-PU-11.10 | Res ¦ Efficient HVAC System Furnace (AFUE 95) and AC (SEER2 15.2) - Panel Upgrade - Hot-Dry ¦ SCG ¦ Hot-Dry | Res ¦ Efficient HVAC System Furnace (AFUE 95) and AC (SEER2 15.2) - Panel Upgrade - Hot-Dry | SCG ¦ Hot-Dry | SCG | All | Electric & Gas | Efficient HVAC System Furnace (AFUE 95) and AC (SEER2 15.2) | Efficient |  | 2029 | 1 | Conventional | HVAC | Res - Multi Family | Res | ROB and NEW | 0 | Residential Households | Cap-Tons | 23 | DEER:HVAC_Eff_AC | -87.7687 | -0.06795 | -0.31598 | SWHC031-04, SWHC049-06 | 1848.8625 | 2022 | 499.52 | 2022 | 0 | 0 | SWHC031-04, SWHC049-06 | Res Central HVAC System - Fuel Sub - Panel Upgrade - Hot-Dry ¦ SCG ¦ Hot-Dry | Res Central HVAC System - Fuel Sub - Panel Upgrade - Hot-Dry | 0.22921 | 0.53 | 0 | RASS 2019 | 0 | 2012 | 1 | SWHC031 (furnace), SWHC049 (AC)
RES-HVAC-FS-PU-11.11 | Res ¦ Efficient HVAC System Furnace (AFUE 95) and AC (SEER2 15.2) - Panel Upgrade - Cold ¦ SCG ¦ Cold | Res ¦ Efficient HVAC System Furnace (AFUE 95) and AC (SEER2 15.2) - Panel Upgrade - Cold | SCG ¦ Cold | SCG | All | Electric & Gas | Efficient HVAC System Furnace (AFUE 95) and AC (SEER2 15.2) | Efficient |  | 2029 | 1 | Conventional | HVAC | Res - Single Family | Res | ROB and NEW | 0 | Residential Households | Cap-Tons | 23 | DEER:HVAC_Eff_AC | -133.4062 | -0.10671 | -1.2715 | SWHC031-04, SWHC049-06 | 1848.8625 | 2022 | 499.52 | 2022 | 0 | 0 | SWHC031-04, SWHC049-06 | Res Central HVAC System - Fuel Sub - Panel Upgrade - Cold ¦ SCG ¦ Cold | Res Central HVAC System - Fuel Sub - Panel Upgrade - Cold | 1.969 | 0.53 | 0 | RASS 2019 | 507.1129 | 2032 | 1 | SWHC031 (furnace), SWHC049 (AC)
RES-HVAC-FS-PU-11.12 | Res ¦ Efficient HVAC System Furnace (AFUE 95) and AC (SEER2 15.2) - Panel Upgrade - Cold ¦ SCG ¦ Cold | Res ¦ Efficient HVAC System Furnace (AFUE 95) and AC (SEER2 15.2) - Panel Upgrade - Cold | SCG ¦ Cold | SCG | All | Electric & Gas | Efficient HVAC System Furnace (AFUE 95) and AC (SEER2 15.2) | Efficient |  | 2029 | 1 | Conventional | HVAC | Res - Multi Family | Res | ROB and NEW | 0 | Residential Households | Cap-Tons | 23 | DEER:HVAC_Eff_AC | -144.0562 | -0.12396 | -0.97076 | SWHC031-04, SWHC049-06 | 1848.8625 | 2022 | 499.52 | 2022 | 0 | 0 | SWHC031-04, SWHC049-06 | Res Central HVAC System - Fuel Sub - Panel Upgrade - Cold ¦ SCG ¦ Cold | Res Central HVAC System - Fuel Sub - Panel Upgrade - Cold | 0.060679 | 0.53 | 0 | RASS 2019 | 0 | 2012 | 1 | SWHC031 (furnace), SWHC049 (AC)
RES-HVAC-FS-PU-11.13 | Res ¦ Efficient HVAC System Furnace (AFUE 95) and AC (SEER2 15.2) - Panel Upgrade - Marine ¦ SDG&E ¦ Marine | Res ¦ Efficient HVAC System Furnace (AFUE 95) and AC (SEER2 15.2) - Panel Upgrade - Marine | SDG&E ¦ Marine | SDG&E | All | Electric & Gas | Efficient HVAC System Furnace (AFUE 95) and AC (SEER2 15.2) | Efficient |  | 2029 | 1 | Conventional | HVAC | Res - Single Family | Res | ROB and NEW | 0 | Residential Households | Cap-Tons | 23 | DEER:HVAC_Eff_AC | -50.2238 | -0.039502 | -0.74261 | SWHC031-04, SWHC049-06 | 1848.8625 | 2022 | 499.52 | 2022 | 0 | 0 | SWHC031-04, SWHC049-06 | Res Central HVAC System - Fuel Sub - Panel Upgrade - Marine ¦ SDG&E ¦ Marine | Res Central HVAC System - Fuel Sub - Panel Upgrade - Marine | 1.9303 | 0.53 | 0 | RASS 2019 | 507.1129 | 2032 | 1 | SWHC031 (furnace), SWHC049 (AC)
RES-HVAC-FS-PU-11.14 | Res ¦ Efficient HVAC System Furnace (AFUE 95) and AC (SEER2 15.2) - Panel Upgrade - Marine ¦ SDG&E ¦ Marine | Res ¦ Efficient HVAC System Furnace (AFUE 95) and AC (SEER2 15.2) - Panel Upgrade - Marine | SDG&E ¦ Marine | SDG&E | All | Electric & Gas | Efficient HVAC System Furnace (AFUE 95) and AC (SEER2 15.2) | Efficient |  | 2029 | 1 | Conventional | HVAC | Res - Multi Family | Res | ROB and NEW | 0 | Residential Households | Cap-Tons | 23 | DEER:HVAC_Eff_AC | -50.8612 | -0.041876 | -0.31588 | SWHC031-04, SWHC049-06 | 1848.8625 | 2022 | 499.52 | 2022 | 0 | 0 | SWHC031-04, SWHC049-06 | Res Central HVAC System - Fuel Sub - Panel Upgrade - Marine ¦ SDG&E ¦ Marine | Res Central HVAC System - Fuel Sub - Panel Upgrade - Marine | 0.39508 | 0.53 | 0 | RASS 2019 | 0 | 2012 | 1 | SWHC031 (furnace), SWHC049 (AC)
RES-HVAC-FS-PU-11.15 | Res ¦ Efficient HVAC System Furnace (AFUE 95) and AC (SEER2 15.2) - Panel Upgrade - Hot-Dry ¦ SDG&E ¦ Hot-Dry | Res ¦ Efficient HVAC System Furnace (AFUE 95) and AC (SEER2 15.2) - Panel Upgrade - Hot-Dry | SDG&E ¦ Hot-Dry | SDG&E | All | Electric & Gas | Efficient HVAC System Furnace (AFUE 95) and AC (SEER2 15.2) | Efficient |  | 2029 | 1 | Conventional | HVAC | Res - Single Family | Res | ROB and NEW | 0 | Residential Households | Cap-Tons | 23 | DEER:HVAC_Eff_AC | -49.9875 | -0.06528 | -0.57825 | SWHC031-04, SWHC049-06 | 1848.8625 | 2022 | 499.52 | 2022 | 0 | 0 | SWHC031-04, SWHC049-06 | Res Central HVAC System - Fuel Sub - Panel Upgrade - Hot-Dry ¦ SDG&E ¦ Hot-Dry | Res Central HVAC System - Fuel Sub - Panel Upgrade - Hot-Dry | 1.1703 | 0.53 | 0 | RASS 2019 | 507.1129 | 2032 | 1 | SWHC031 (furnace), SWHC049 (AC)
RES-HVAC-FS-PU-11.16 | Res ¦ Efficient HVAC System Furnace (AFUE 95) and AC (SEER2 15.2) - Panel Upgrade - Hot-Dry ¦ SDG&E ¦ Hot-Dry | Res ¦ Efficient HVAC System Furnace (AFUE 95) and AC (SEER2 15.2) - Panel Upgrade - Hot-Dry | SDG&E ¦ Hot-Dry | SDG&E | All | Electric & Gas | Efficient HVAC System Furnace (AFUE 95) and AC (SEER2 15.2) | Efficient |  | 2029 | 1 | Conventional | HVAC | Res - Multi Family | Res | ROB and NEW | 0 | Residential Households | Cap-Tons | 23 | DEER:HVAC_Eff_AC | -45.7088 | -0.057322 | -0.20669 | SWHC031-04, SWHC049-06 | 1848.8625 | 2022 | 499.52 | 2022 | 0 | 0 | SWHC031-04, SWHC049-06 | Res Central HVAC System - Fuel Sub - Panel Upgrade - Hot-Dry ¦ SDG&E ¦ Hot-Dry | Res Central HVAC System - Fuel Sub - Panel Upgrade - Hot-Dry | 0.14814 | 0.53 | 0 | RASS 2019 | 0 | 2012 | 1 | SWHC031 (furnace), SWHC049 (AC)
RES-HVAC-FS-PU-10B.1 | Res ¦ Packaged/Split Heat Pump (SEER2 14.3) - Fuel Sub Future Baseline - Panel Upgrade - Marine ¦ PG&E ¦ Marine | Res ¦ Packaged/Split Heat Pump (SEER2 14.3) - Fuel Sub Future Baseline - Panel Upgrade - Marine | PG&E ¦ Marine | PG&E | All | Electric & Gas | Packaged/Split Heat Pump (SEER2 14.3) - Fuel Sub Future Baseline | Efficient | 2029 |  | 1 | Conventional | HVAC | Res - Single Family | Res | ROB Only | 0 | Residential Households | Cap-Tons | 23 | DEER:HVAC_Eff_AC | 435.6 | 0.0414 | -51.3 | SWHC049-06 | 664.4105 | 2022 | 398.63 | 2022 | 465.4706 | -18.59 | SWHC049-06 | Res Central HVAC System - Fuel Sub - Panel Upgrade - Marine ¦ PG&E ¦ Marine | Res Central HVAC System - Fuel Sub - Panel Upgrade - Marine | 0.58283 | 0.53 | 0 | RASS 2019 | 0 | 2012 | 1 | SWHC049
RES-HVAC-FS-PU-10B.2 | Res ¦ Packaged/Split Heat Pump (SEER2 14.3) - Fuel Sub Future Baseline - Panel Upgrade - Marine ¦ PG&E ¦ Marine | Res ¦ Packaged/Split Heat Pump (SEER2 14.3) - Fuel Sub Future Baseline - Panel Upgrade - Marine | PG&E ¦ Marine | PG&E | All | Electric & Gas | Packaged/Split Heat Pump (SEER2 14.3) - Fuel Sub Future Baseline | Efficient | 2029 |  | 1 | Conventional | HVAC | Res - Multi Family | Res | ROB Only | 0 | Residential Households | Cap-Tons | 23 | DEER:HVAC_Eff_AC | 393.8 | 0.04341 | -37.7 | SWHC049-06 | 664.4105 | 2022 | 398.63 | 2022 | 465.4706 | -18.59 | SWHC049-06 | Res Central HVAC System - Fuel Sub - Panel Upgrade - Marine ¦ PG&E ¦ Marine | Res Central HVAC System - Fuel Sub - Panel Upgrade - Marine | 0.066794 | 0.53 | 0 | RASS 2019 | 0 | 2012 | 1 | SWHC049
RES-HVAC-FS-PU-10B.3 | Res ¦ Packaged/Split Heat Pump (SEER2 14.3) - Fuel Sub Future Baseline - Panel Upgrade - Hot-Dry ¦ PG&E ¦ Hot-Dry | Res ¦ Packaged/Split Heat Pump (SEER2 14.3) - Fuel Sub Future Baseline - Panel Upgrade - Hot-Dry | PG&E ¦ Hot-Dry | PG&E | All | Electric & Gas | Packaged/Split Heat Pump (SEER2 14.3) - Fuel Sub Future Baseline | Efficient | 2029 |  | 1 | Conventional | HVAC | Res - Single Family | Res | ROB Only | 0 | Residential Households | Cap-Tons | 23 | DEER:HVAC_Eff_AC | 743.6 | 0.05709 | -57 | SWHC049-06 | 664.4105 | 2022 | 398.63 | 2022 | 608.6924 | -18.59 | SWHC049-06 | Res Central HVAC System - Fuel Sub - Panel Upgrade - Hot-Dry ¦ PG&E ¦ Hot-Dry | Res Central HVAC System - Fuel Sub - Panel Upgrade - Hot-Dry | 1.0532 | 0.53 | 0 | RASS 2019 | 0 | 2012 | 1 | SWHC049
RES-HVAC-FS-PU-10B.4 | Res ¦ Packaged/Split Heat Pump (SEER2 14.3) - Fuel Sub Future Baseline - Panel Upgrade - Hot-Dry ¦ PG&E ¦ Hot-Dry | Res ¦ Packaged/Split Heat Pump (SEER2 14.3) - Fuel Sub Future Baseline - Panel Upgrade - Hot-Dry | PG&E ¦ Hot-Dry | PG&E | All | Electric & Gas | Packaged/Split Heat Pump (SEER2 14.3) - Fuel Sub Future Baseline | Efficient | 2029 |  | 1 | Conventional | HVAC | Res - Multi Family | Res | ROB Only | 0 | Residential Households | Cap-Tons | 23 | DEER:HVAC_Eff_AC | 530.8 | 0.05499 | -32 | SWHC049-06 | 664.4105 | 2022 | 398.63 | 2022 | 608.6924 | -18.59 | SWHC049-06 | Res Central HVAC System - Fuel Sub - Panel Upgrade - Hot-Dry ¦ PG&E ¦ Hot-Dry | Res Central HVAC System - Fuel Sub - Panel Upgrade - Hot-Dry | 0.2441 | 0.53 | 0 | RASS 2019 | 0 | 2012 | 1 | SWHC049
RES-HVAC-FS-PU-10B.5 | Res ¦ Packaged/Split Heat Pump (SEER2 14.3) - Fuel Sub Future Baseline - Panel Upgrade - Cold ¦ PG&E ¦ Cold | Res ¦ Packaged/Split Heat Pump (SEER2 14.3) - Fuel Sub Future Baseline - Panel Upgrade - Cold | PG&E ¦ Cold | PG&E | All | Electric & Gas | Packaged/Split Heat Pump (SEER2 14.3) - Fuel Sub Future Baseline | Efficient | 2029 |  | 1 | Conventional | HVAC | Res - Single Family | Res | ROB Only | 0 | Residential Households | Cap-Tons | 23 | DEER:HVAC_Eff_AC | 766.8 | 0.05898 | -53.4 | SWHC049-06 | 664.4105 | 2022 | 398.63 | 2022 | 416.4737 | -18.59 | SWHC049-06 | Res Central HVAC System - Fuel Sub - Panel Upgrade - Cold ¦ PG&E ¦ Cold | Res Central HVAC System - Fuel Sub - Panel Upgrade - Cold | 0.23165 | 0.53 | 0 | RASS 2019 | 0 | 2012 | 1 | SWHC049
RES-HVAC-FS-PU-10B.6 | Res ¦ Packaged/Split Heat Pump (SEER2 14.3) - Fuel Sub Future Baseline - Panel Upgrade - Cold ¦ PG&E ¦ Cold | Res ¦ Packaged/Split Heat Pump (SEER2 14.3) - Fuel Sub Future Baseline - Panel Upgrade - Cold | PG&E ¦ Cold | PG&E | All | Electric & Gas | Packaged/Split Heat Pump (SEER2 14.3) - Fuel Sub Future Baseline | Efficient | 2029 |  | 1 | Conventional | HVAC | Res - Multi Family | Res | ROB Only | 0 | Residential Households | Cap-Tons | 23 | DEER:HVAC_Eff_AC | 847 | 0.0747 | -51.2 | SWHC049-06 | 664.4105 | 2022 | 398.63 | 2022 | 416.4737 | -18.59 | SWHC049-06 | Res Central HVAC System - Fuel Sub - Panel Upgrade - Cold ¦ PG&E ¦ Cold | Res Central HVAC System - Fuel Sub - Panel Upgrade - Cold | 0.060679 | 0.53 | 0 | RASS 2019 | 0 | 2012 | 1 | SWHC049
RES-HVAC-FS-PU-10B.7 | Res ¦ Packaged/Split Heat Pump (SEER2 14.3) - Fuel Sub Future Baseline - Panel Upgrade - Marine ¦ SCG ¦ Marine | Res ¦ Packaged/Split Heat Pump (SEER2 14.3) - Fuel Sub Future Baseline - Panel Upgrade - Marine | SCG ¦ Marine | SCG | All | Electric & Gas | Packaged/Split Heat Pump (SEER2 14.3) - Fuel Sub Future Baseline | Efficient | 2029 |  | 1 | Conventional | HVAC | Res - Single Family | Res | ROB Only | 0 | Residential Households | Cap-Tons | 23 | DEER:HVAC_Eff_AC | 170.2 | 0.02415 | -28.8 | SWHC049-06 | 664.4105 | 2022 | 398.63 | 2022 | 374.9302 | -18.59 | SWHC049-06 | Res Central HVAC System - Fuel Sub - Panel Upgrade - Marine ¦ SCG ¦ Marine | Res Central HVAC System - Fuel Sub - Panel Upgrade - Marine | 0.94772 | 0.53 | 0 | RASS 2019 | 0 | 2012 | 1 | SWHC049
RES-HVAC-FS-PU-10B.8 | Res ¦ Packaged/Split Heat Pump (SEER2 14.3) - Fuel Sub Future Baseline - Panel Upgrade - Marine ¦ SCG ¦ Marine | Res ¦ Packaged/Split Heat Pump (SEER2 14.3) - Fuel Sub Future Baseline - Panel Upgrade - Marine | SCG ¦ Marine | SCG | All | Electric & Gas | Packaged/Split Heat Pump (SEER2 14.3) - Fuel Sub Future Baseline | Efficient | 2029 |  | 1 | Conventional | HVAC | Res - Multi Family | Res | ROB Only | 0 | Residential Households | Cap-Tons | 23 | DEER:HVAC_Eff_AC | 93.32 | 0.02562 | -26.9 | SWHC049-06 | 664.4105 | 2022 | 398.63 | 2022 | 374.9302 | -18.59 | SWHC049-06 | Res Central HVAC System - Fuel Sub - Panel Upgrade - Marine ¦ SCG ¦ Marine | Res Central HVAC System - Fuel Sub - Panel Upgrade - Marine | 0.19192 | 0.53 | 0 | RASS 2019 | 0 | 2012 | 1 | SWHC049
RES-HVAC-FS-PU-10B.9 | Res ¦ Packaged/Split Heat Pump (SEER2 14.3) - Fuel Sub Future Baseline - Panel Upgrade - Hot-Dry ¦ SCG ¦ Hot-Dry | Res ¦ Packaged/Split Heat Pump (SEER2 14.3) - Fuel Sub Future Baseline - Panel Upgrade - Hot-Dry | SCG ¦ Hot-Dry | SCG | All | Electric & Gas | Packaged/Split Heat Pump (SEER2 14.3) - Fuel Sub Future Baseline | Efficient | 2029 |  | 1 | Conventional | HVAC | Res - Single Family | Res | ROB Only | 0 | Residential Households | Cap-Tons | 23 | DEER:HVAC_Eff_AC | 182.36 | 0.05562 | -30 | SWHC049-06 | 664.4105 | 2022 | 398.63 | 2022 | 446.1336 | -18.59 | SWHC049-06 | Res Central HVAC System - Fuel Sub - Panel Upgrade - Hot-Dry ¦ SCG ¦ Hot-Dry | Res Central HVAC System - Fuel Sub - Panel Upgrade - Hot-Dry | 1.5905 | 0.53 | 0 | RASS 2019 | 0 | 2012 | 1 | SWHC049
RES-HVAC-FS-PU-10B.10 | Res ¦ Packaged/Split Heat Pump (SEER2 14.3) - Fuel Sub Future Baseline - Panel Upgrade - Hot-Dry ¦ SCG ¦ Hot-Dry | Res ¦ Packaged/Split Heat Pump (SEER2 14.3) - Fuel Sub Future Baseline - Panel Upgrade - Hot-Dry | SCG ¦ Hot-Dry | SCG | All | Electric & Gas | Packaged/Split Heat Pump (SEER2 14.3) - Fuel Sub Future Baseline | Efficient | 2029 |  | 1 | Conventional | HVAC | Res - Multi Family | Res | ROB Only | 0 | Residential Households | Cap-Tons | 23 | DEER:HVAC_Eff_AC | 64.5 | 0.0474 | -26.6 | SWHC049-06 | 664.4105 | 2022 | 398.63 | 2022 | 446.1336 | -18.59 | SWHC049-06 | Res Central HVAC System - Fuel Sub - Panel Upgrade - Hot-Dry ¦ SCG ¦ Hot-Dry | Res Central HVAC System - Fuel Sub - Panel Upgrade - Hot-Dry | 0.22921 | 0.53 | 0 | RASS 2019 | 0 | 2012 | 1 | SWHC049
RES-HVAC-FS-PU-10B.11 | Res ¦ Packaged/Split Heat Pump (SEER2 14.3) - Fuel Sub Future Baseline - Panel Upgrade - Cold ¦ SCG ¦ Cold | Res ¦ Packaged/Split Heat Pump (SEER2 14.3) - Fuel Sub Future Baseline - Panel Upgrade - Cold | SCG ¦ Cold | SCG | All | Electric & Gas | Packaged/Split Heat Pump (SEER2 14.3) - Fuel Sub Future Baseline | Efficient | 2029 |  | 1 | Conventional | HVAC | Res - Single Family | Res | ROB Only | 0 | Residential Households | Cap-Tons | 23 | DEER:HVAC_Eff_AC | 766.8 | 0.05898 | -53.4 | SWHC049-06 | 664.4105 | 2022 | 398.63 | 2022 | 416.4737 | -18.59 | SWHC049-06 | Res Central HVAC System - Fuel Sub - Panel Upgrade - Cold ¦ SCG ¦ Cold | Res Central HVAC System - Fuel Sub - Panel Upgrade - Cold | 1.969 | 0.53 | 0 | RASS 2019 | 0 | 2012 | 1 | SWHC049
RES-HVAC-FS-PU-10B.12 | Res ¦ Packaged/Split Heat Pump (SEER2 14.3) - Fuel Sub Future Baseline - Panel Upgrade - Cold ¦ SCG ¦ Cold | Res ¦ Packaged/Split Heat Pump (SEER2 14.3) - Fuel Sub Future Baseline - Panel Upgrade - Cold | SCG ¦ Cold | SCG | All | Electric & Gas | Packaged/Split Heat Pump (SEER2 14.3) - Fuel Sub Future Baseline | Efficient | 2029 |  | 1 | Conventional | HVAC | Res - Multi Family | Res | ROB Only | 0 | Residential Households | Cap-Tons | 23 | DEER:HVAC_Eff_AC | 847 | 0.0747 | -51.2 | SWHC049-06 | 664.4105 | 2022 | 398.63 | 2022 | 416.4737 | -18.59 | SWHC049-06 | Res Central HVAC System - Fuel Sub - Panel Upgrade - Cold ¦ SCG ¦ Cold | Res Central HVAC System - Fuel Sub - Panel Upgrade - Cold | 0.060679 | 0.53 | 0 | RASS 2019 | 0 | 2012 | 1 | SWHC049
RES-HVAC-FS-PU-10B.13 | Res ¦ Packaged/Split Heat Pump (SEER2 14.3) - Fuel Sub Future Baseline - Panel Upgrade - Marine ¦ SDG&E ¦ Marine | Res ¦ Packaged/Split Heat Pump (SEER2 14.3) - Fuel Sub Future Baseline - Panel Upgrade - Marine | SDG&E ¦ Marine | SDG&E | All | Electric & Gas | Packaged/Split Heat Pump (SEER2 14.3) - Fuel Sub Future Baseline | Efficient | 2029 |  | 1 | Conventional | HVAC | Res - Single Family | Res | ROB Only | 0 | Residential Households | Cap-Tons | 23 | DEER:HVAC_Eff_AC | 170.2 | 0.02415 | -28.8 | SWHC049-06 | 664.4105 | 2022 | 398.63 | 2022 | 374.9302 | -18.59 | SWHC049-06 | Res Central HVAC System - Fuel Sub - Panel Upgrade - Marine ¦ SDG&E ¦ Marine | Res Central HVAC System - Fuel Sub - Panel Upgrade - Marine | 1.9303 | 0.53 | 0 | RASS 2019 | 0 | 2012 | 1 | SWHC049
RES-HVAC-FS-PU-10B.14 | Res ¦ Packaged/Split Heat Pump (SEER2 14.3) - Fuel Sub Future Baseline - Panel Upgrade - Marine ¦ SDG&E ¦ Marine | Res ¦ Packaged/Split Heat Pump (SEER2 14.3) - Fuel Sub Future Baseline - Panel Upgrade - Marine | SDG&E ¦ Marine | SDG&E | All | Electric & Gas | Packaged/Split Heat Pump (SEER2 14.3) - Fuel Sub Future Baseline | Efficient | 2029 |  | 1 | Conventional | HVAC | Res - Multi Family | Res | ROB Only | 0 | Residential Households | Cap-Tons | 23 | DEER:HVAC_Eff_AC | 93.32 | 0.02562 | -26.9 | SWHC049-06 | 664.4105 | 2022 | 398.63 | 2022 | 374.9302 | -18.59 | SWHC049-06 | Res Central HVAC System - Fuel Sub - Panel Upgrade - Marine ¦ SDG&E ¦ Marine | Res Central HVAC System - Fuel Sub - Panel Upgrade - Marine | 0.39508 | 0.53 | 0 | RASS 2019 | 0 | 2012 | 1 | SWHC049
RES-HVAC-FS-PU-10B.15 | Res ¦ Packaged/Split Heat Pump (SEER2 14.3) - Fuel Sub Future Baseline - Panel Upgrade - Hot-Dry ¦ SDG&E ¦ Hot-Dry | Res ¦ Packaged/Split Heat Pump (SEER2 14.3) - Fuel Sub Future Baseline - Panel Upgrade - Hot-Dry | SDG&E ¦ Hot-Dry | SDG&E | All | Electric & Gas | Packaged/Split Heat Pump (SEER2 14.3) - Fuel Sub Future Baseline | Efficient | 2029 |  | 1 | Conventional | HVAC | Res - Single Family | Res | ROB Only | 0 | Residential Households | Cap-Tons | 23 | DEER:HVAC_Eff_AC | 209.48 | 0.04761 | -35.5 | SWHC049-06 | 664.4105 | 2022 | 398.63 | 2022 | 468.3708 | -18.59 | SWHC049-06 | Res Central HVAC System - Fuel Sub - Panel Upgrade - Hot-Dry ¦ SDG&E ¦ Hot-Dry | Res Central HVAC System - Fuel Sub - Panel Upgrade - Hot-Dry | 1.1703 | 0.53 | 0 | RASS 2019 | 0 | 2012 | 1 | SWHC049
RES-HVAC-FS-PU-10B.16 | Res ¦ Packaged/Split Heat Pump (SEER2 14.3) - Fuel Sub Future Baseline - Panel Upgrade - Hot-Dry ¦ SDG&E ¦ Hot-Dry | Res ¦ Packaged/Split Heat Pump (SEER2 14.3) - Fuel Sub Future Baseline - Panel Upgrade - Hot-Dry | SDG&E ¦ Hot-Dry | SDG&E | All | Electric & Gas | Packaged/Split Heat Pump (SEER2 14.3) - Fuel Sub Future Baseline | Efficient | 2029 |  | 1 | Conventional | HVAC | Res - Multi Family | Res | ROB Only | 0 | Residential Households | Cap-Tons | 23 | DEER:HVAC_Eff_AC | 92.25 | 0.03756 | -23.5 | SWHC049-06 | 664.4105 | 2022 | 398.63 | 2022 | 468.3708 | -18.59 | SWHC049-06 | Res Central HVAC System - Fuel Sub - Panel Upgrade - Hot-Dry ¦ SDG&E ¦ Hot-Dry | Res Central HVAC System - Fuel Sub - Panel Upgrade - Hot-Dry | 0.14814 | 0.53 | 0 | RASS 2019 | 0 | 2012 | 1 | SWHC049
RES-HVAC-FS-PU-12.1 | Res ¦ Packaged/Split Heat Pump (SEER2 15.2) - Fuel Sub - Panel Upgrade - Marine ¦ PG&E ¦ Marine | Res ¦ Packaged/Split Heat Pump (SEER2 15.2) - Fuel Sub - Panel Upgrade - Marine | PG&E ¦ Marine | PG&E | All | Electric & Gas | Packaged/Split Heat Pump (SEER2 15.2) | Efficient |  |  | 1 | Conventional | HVAC | Res - Single Family | Res | ROB Only | 1 | Residential Households | Cap-Tons | 23 | DEER:HVAC_Eff_AC | 348 | 0 | -51.3 | SWHC045-04 | 1491.0405 | 2024 | 444.0305 | 2024 | 465.4706 | -18.59 | SWHC045-04 | Res Central HVAC System - Fuel Sub - Panel Upgrade - Marine ¦ PG&E ¦ Marine | Res Central HVAC System - Fuel Sub - Panel Upgrade - Marine | 0.58283 | 0.53 | 0 | RASS 2019 | 514.9917 | 2032 | 1 | SWHC045
RES-HVAC-FS-PU-12.2 | Res ¦ Packaged/Split Heat Pump (SEER2 15.2) - Fuel Sub - Panel Upgrade - Marine ¦ PG&E ¦ Marine | Res ¦ Packaged/Split Heat Pump (SEER2 15.2) - Fuel Sub - Panel Upgrade - Marine | PG&E ¦ Marine | PG&E | All | Electric & Gas | Packaged/Split Heat Pump (SEER2 15.2) | Efficient |  |  | 1 | Conventional | HVAC | Res - Multi Family | Res | ROB Only | 1 | Residential Households | Cap-Tons | 23 | DEER:HVAC_Eff_AC | 188 | 0 | -37.7 | SWHC045-04 | 1491.0405 | 2024 | 444.0305 | 2024 | 465.4706 | -18.59 | SWHC045-04 | Res Central HVAC System - Fuel Sub - Panel Upgrade - Marine ¦ PG&E ¦ Marine | Res Central HVAC System - Fuel Sub - Panel Upgrade - Marine | 0.066794 | 0.53 | 0 | RASS 2019 | 0 | 2012 | 1 | SWHC045
RES-HVAC-FS-PU-12.3 | Res ¦ Packaged/Split Heat Pump (SEER2 15.2) - Fuel Sub - Panel Upgrade - Hot-Dry ¦ PG&E ¦ Hot-Dry | Res ¦ Packaged/Split Heat Pump (SEER2 15.2) - Fuel Sub - Panel Upgrade - Hot-Dry | PG&E ¦ Hot-Dry | PG&E | All | Electric & Gas | Packaged/Split Heat Pump (SEER2 15.2) | Efficient |  |  | 1 | Conventional | HVAC | Res - Single Family | Res | ROB Only | 1 | Residential Households | Cap-Tons | 23 | DEER:HVAC_Eff_AC | 476 | 0 | -57 | SWHC045-04 | 1491.0405 | 2024 | 444.0305 | 2024 | 608.6924 | -18.59 | SWHC045-04 | Res Central HVAC System - Fuel Sub - Panel Upgrade - Hot-Dry ¦ PG&E ¦ Hot-Dry | Res Central HVAC System - Fuel Sub - Panel Upgrade - Hot-Dry | 1.0532 | 0.53 | 0 | RASS 2019 | 514.9917 | 2032 | 1 | SWHC045
RES-HVAC-FS-PU-12.4 | Res ¦ Packaged/Split Heat Pump (SEER2 15.2) - Fuel Sub - Panel Upgrade - Hot-Dry ¦ PG&E ¦ Hot-Dry | Res ¦ Packaged/Split Heat Pump (SEER2 15.2) - Fuel Sub - Panel Upgrade - Hot-Dry | PG&E ¦ Hot-Dry | PG&E | All | Electric & Gas | Packaged/Split Heat Pump (SEER2 15.2) | Efficient |  |  | 1 | Conventional | HVAC | Res - Multi Family | Res | ROB Only | 1 | Residential Households | Cap-Tons | 23 | DEER:HVAC_Eff_AC | 118 | 0 | -32 | SWHC045-04 | 1491.0405 | 2024 | 444.0305 | 2024 | 608.6924 | -18.59 | SWHC045-04 | Res Central HVAC System - Fuel Sub - Panel Upgrade - Hot-Dry ¦ PG&E ¦ Hot-Dry | Res Central HVAC System - Fuel Sub - Panel Upgrade - Hot-Dry | 0.2441 | 0.53 | 0 | RASS 2019 | 0 | 2012 | 1 | SWHC045
RES-HVAC-FS-PU-12.5 | Res ¦ Packaged/Split Heat Pump (SEER2 15.2) - Fuel Sub - Panel Upgrade - Cold ¦ PG&E ¦ Cold | Res ¦ Packaged/Split Heat Pump (SEER2 15.2) - Fuel Sub - Panel Upgrade - Cold | PG&E ¦ Cold | PG&E | All | Electric & Gas | Packaged/Split Heat Pump (SEER2 15.2) | Efficient |  |  | 1 | Conventional | HVAC | Res - Single Family | Res | ROB Only | 1 | Residential Households | Cap-Tons | 23 | DEER:HVAC_Eff_AC | 375 | 0 | -53.4 | SWHC045-04 | 1491.0405 | 2024 | 444.0305 | 2024 | 416.4737 | -18.59 | SWHC045-04 | Res Central HVAC System - Fuel Sub - Panel Upgrade - Cold ¦ PG&E ¦ Cold | Res Central HVAC System - Fuel Sub - Panel Upgrade - Cold | 0.23165 | 0.53 | 0 | RASS 2019 | 514.9917 | 2032 | 1 | SWHC045
RES-HVAC-FS-PU-12.6 | Res ¦ Packaged/Split Heat Pump (SEER2 15.2) - Fuel Sub - Panel Upgrade - Cold ¦ PG&E ¦ Cold | Res ¦ Packaged/Split Heat Pump (SEER2 15.2) - Fuel Sub - Panel Upgrade - Cold | PG&E ¦ Cold | PG&E | All | Electric & Gas | Packaged/Split Heat Pump (SEER2 15.2) | Efficient |  |  | 1 | Conventional | HVAC | Res - Multi Family | Res | ROB Only | 1 | Residential Households | Cap-Tons | 23 | DEER:HVAC_Eff_AC | 157 | 0 | -51.2 | SWHC045-04 | 1491.0405 | 2024 | 444.0305 | 2024 | 416.4737 | -18.59 | SWHC045-04 | Res Central HVAC System - Fuel Sub - Panel Upgrade - Cold ¦ PG&E ¦ Cold | Res Central HVAC System - Fuel Sub - Panel Upgrade - Cold | 0.060679 | 0.53 | 0 | RASS 2019 | 0 | 2012 | 1 | SWHC045
RES-HVAC-FS-PU-12.7 | Res ¦ Packaged/Split Heat Pump (SEER2 15.2) - Fuel Sub - Panel Upgrade - Marine ¦ SCG ¦ Marine | Res ¦ Packaged/Split Heat Pump (SEER2 15.2) - Fuel Sub - Panel Upgrade - Marine | SCG ¦ Marine | SCG | All | Electric & Gas | Packaged/Split Heat Pump (SEER2 15.2) | Efficient |  |  | 1 | Conventional | HVAC | Res - Single Family | Res | ROB Only | 1 | Residential Households | Cap-Tons | 23 | DEER:HVAC_Eff_AC | 145 | 0 | -28.8 | SWHC045-04 | 1491.0405 | 2024 | 444.0305 | 2024 | 374.9302 | -18.59 | SWHC045-04 | Res Central HVAC System - Fuel Sub - Panel Upgrade - Marine ¦ SCG ¦ Marine | Res Central HVAC System - Fuel Sub - Panel Upgrade - Marine | 0.94772 | 0.53 | 0 | RASS 2019 | 514.9917 | 2032 | 1 | SWHC045
RES-HVAC-FS-PU-12.8 | Res ¦ Packaged/Split Heat Pump (SEER2 15.2) - Fuel Sub - Panel Upgrade - Marine ¦ SCG ¦ Marine | Res ¦ Packaged/Split Heat Pump (SEER2 15.2) - Fuel Sub - Panel Upgrade - Marine | SCG ¦ Marine | SCG | All | Electric & Gas | Packaged/Split Heat Pump (SEER2 15.2) | Efficient |  |  | 1 | Conventional | HVAC | Res - Multi Family | Res | ROB Only | 1 | Residential Households | Cap-Tons | 23 | DEER:HVAC_Eff_AC | 53.6 | 0 | -26.9 | SWHC045-04 | 1491.0405 | 2024 | 444.0305 | 2024 | 374.9302 | -18.59 | SWHC045-04 | Res Central HVAC System - Fuel Sub - Panel Upgrade - Marine ¦ SCG ¦ Marine | Res Central HVAC System - Fuel Sub - Panel Upgrade - Marine | 0.19192 | 0.53 | 0 | RASS 2019 | 0 | 2012 | 1 | SWHC045
RES-HVAC-FS-PU-12.9 | Res ¦ Packaged/Split Heat Pump (SEER2 15.2) - Fuel Sub - Panel Upgrade - Hot-Dry ¦ SCG ¦ Hot-Dry | Res ¦ Packaged/Split Heat Pump (SEER2 15.2) - Fuel Sub - Panel Upgrade - Hot-Dry | SCG ¦ Hot-Dry | SCG | All | Electric & Gas | Packaged/Split Heat Pump (SEER2 15.2) | Efficient |  |  | 1 | Conventional | HVAC | Res - Single Family | Res | ROB Only | 1 | Residential Households | Cap-Tons | 23 | DEER:HVAC_Eff_AC | 119 | 0 | -30 | SWHC045-04 | 1491.0405 | 2024 | 444.0305 | 2024 | 446.1336 | -18.59 | SWHC045-04 | Res Central HVAC System - Fuel Sub - Panel Upgrade - Hot-Dry ¦ SCG ¦ Hot-Dry | Res Central HVAC System - Fuel Sub - Panel Upgrade - Hot-Dry | 1.5905 | 0.53 | 0 | RASS 2019 | 514.9917 | 2032 | 1 | SWHC045
RES-HVAC-FS-PU-12.10 | Res ¦ Packaged/Split Heat Pump (SEER2 15.2) - Fuel Sub - Panel Upgrade - Hot-Dry ¦ SCG ¦ Hot-Dry | Res ¦ Packaged/Split Heat Pump (SEER2 15.2) - Fuel Sub - Panel Upgrade - Hot-Dry | SCG ¦ Hot-Dry | SCG | All | Electric & Gas | Packaged/Split Heat Pump (SEER2 15.2) | Efficient |  |  | 1 | Conventional | HVAC | Res - Multi Family | Res | ROB Only | 1 | Residential Households | Cap-Tons | 23 | DEER:HVAC_Eff_AC | -19.5 | 0 | -26.6 | SWHC045-04 | 1491.0405 | 2024 | 444.0305 | 2024 | 446.1336 | -18.59 | SWHC045-04 | Res Central HVAC System - Fuel Sub - Panel Upgrade - Hot-Dry ¦ SCG ¦ Hot-Dry | Res Central HVAC System - Fuel Sub - Panel Upgrade - Hot-Dry | 0.22921 | 0.53 | 0 | RASS 2019 | 0 | 2012 | 1 | SWHC045
RES-HVAC-FS-PU-12.11 | Res ¦ Packaged/Split Heat Pump (SEER2 15.2) - Fuel Sub - Panel Upgrade - Cold ¦ SCG ¦ Cold | Res ¦ Packaged/Split Heat Pump (SEER2 15.2) - Fuel Sub - Panel Upgrade - Cold | SCG ¦ Cold | SCG | All | Electric & Gas | Packaged/Split Heat Pump (SEER2 15.2) | Efficient |  |  | 1 | Conventional | HVAC | Res - Single Family | Res | ROB Only | 1 | Residential Households | Cap-Tons | 23 | DEER:HVAC_Eff_AC | 375 | 0 | -53.4 | SWHC045-04 | 1491.0405 | 2024 | 444.0305 | 2024 | 416.4737 | -18.59 | SWHC045-04 | Res Central HVAC System - Fuel Sub - Panel Upgrade - Cold ¦ SCG ¦ Cold | Res Central HVAC System - Fuel Sub - Panel Upgrade - Cold | 1.969 | 0.53 | 0 | RASS 2019 | 514.9917 | 2032 | 1 | SWHC045
RES-HVAC-FS-PU-12.12 | Res ¦ Packaged/Split Heat Pump (SEER2 15.2) - Fuel Sub - Panel Upgrade - Cold ¦ SCG ¦ Cold | Res ¦ Packaged/Split Heat Pump (SEER2 15.2) - Fuel Sub - Panel Upgrade - Cold | SCG ¦ Cold | SCG | All | Electric & Gas | Packaged/Split Heat Pump (SEER2 15.2) | Efficient |  |  | 1 | Conventional | HVAC | Res - Multi Family | Res | ROB Only | 1 | Residential Households | Cap-Tons | 23 | DEER:HVAC_Eff_AC | 157 | 0 | -51.2 | SWHC045-04 | 1491.0405 | 2024 | 444.0305 | 2024 | 416.4737 | -18.59 | SWHC045-04 | Res Central HVAC System - Fuel Sub - Panel Upgrade - Cold ¦ SCG ¦ Cold | Res Central HVAC System - Fuel Sub - Panel Upgrade - Cold | 0.060679 | 0.53 | 0 | RASS 2019 | 0 | 2012 | 1 | SWHC045
RES-HVAC-FS-PU-12.13 | Res ¦ Packaged/Split Heat Pump (SEER2 15.2) - Fuel Sub - Panel Upgrade - Marine ¦ SDG&E ¦ Marine | Res ¦ Packaged/Split Heat Pump (SEER2 15.2) - Fuel Sub - Panel Upgrade - Marine | SDG&E ¦ Marine | SDG&E | All | Electric & Gas | Packaged/Split Heat Pump (SEER2 15.2) | Efficient |  |  | 1 | Conventional | HVAC | Res - Single Family | Res | ROB Only | 1 | Residential Households | Cap-Tons | 23 | DEER:HVAC_Eff_AC | 145 | 0 | -28.8 | SWHC045-04 | 1491.0405 | 2024 | 444.0305 | 2024 | 374.9302 | -18.59 | SWHC045-04 | Res Central HVAC System - Fuel Sub - Panel Upgrade - Marine ¦ SDG&E ¦ Marine | Res Central HVAC System - Fuel Sub - Panel Upgrade - Marine | 1.9303 | 0.53 | 0 | RASS 2019 | 514.9917 | 2032 | 1 | SWHC045
RES-HVAC-FS-PU-12.14 | Res ¦ Packaged/Split Heat Pump (SEER2 15.2) - Fuel Sub - Panel Upgrade - Marine ¦ SDG&E ¦ Marine | Res ¦ Packaged/Split Heat Pump (SEER2 15.2) - Fuel Sub - Panel Upgrade - Marine | SDG&E ¦ Marine | SDG&E | All | Electric & Gas | Packaged/Split Heat Pump (SEER2 15.2) | Efficient |  |  | 1 | Conventional | HVAC | Res - Multi Family | Res | ROB Only | 1 | Residential Households | Cap-Tons | 23 | DEER:HVAC_Eff_AC | 53.6 | 0 | -26.9 | SWHC045-04 | 1491.0405 | 2024 | 444.0305 | 2024 | 374.9302 | -18.59 | SWHC045-04 | Res Central HVAC System - Fuel Sub - Panel Upgrade - Marine ¦ SDG&E ¦ Marine | Res Central HVAC System - Fuel Sub - Panel Upgrade - Marine | 0.39508 | 0.53 | 0 | RASS 2019 | 0 | 2012 | 1 | SWHC045
RES-HVAC-FS-PU-12.15 | Res ¦ Packaged/Split Heat Pump (SEER2 15.2) - Fuel Sub - Panel Upgrade - Hot-Dry ¦ SDG&E ¦ Hot-Dry | Res ¦ Packaged/Split Heat Pump (SEER2 15.2) - Fuel Sub - Panel Upgrade - Hot-Dry | SDG&E ¦ Hot-Dry | SDG&E | All | Electric & Gas | Packaged/Split Heat Pump (SEER2 15.2) | Efficient |  |  | 1 | Conventional | HVAC | Res - Single Family | Res | ROB Only | 1 | Residential Households | Cap-Tons | 23 | DEER:HVAC_Eff_AC | 179 | 0 | -35.5 | SWHC045-04 | 1491.0405 | 2024 | 444.0305 | 2024 | 468.3708 | -18.59 | SWHC045-04 | Res Central HVAC System - Fuel Sub - Panel Upgrade - Hot-Dry ¦ SDG&E ¦ Hot-Dry | Res Central HVAC System - Fuel Sub - Panel Upgrade - Hot-Dry | 1.1703 | 0.53 | 0 | RASS 2019 | 514.9917 | 2032 | 1 | SWHC045
RES-HVAC-FS-PU-12.16 | Res ¦ Packaged/Split Heat Pump (SEER2 15.2) - Fuel Sub - Panel Upgrade - Hot-Dry ¦ SDG&E ¦ Hot-Dry | Res ¦ Packaged/Split Heat Pump (SEER2 15.2) - Fuel Sub - Panel Upgrade - Hot-Dry | SDG&E ¦ Hot-Dry | SDG&E | All | Electric & Gas | Packaged/Split Heat Pump (SEER2 15.2) | Efficient |  |  | 1 | Conventional | HVAC | Res - Multi Family | Res | ROB Only | 1 | Residential Households | Cap-Tons | 23 | DEER:HVAC_Eff_AC | 43.5 | 0 | -23.5 | SWHC045-04 | 1491.0405 | 2024 | 444.0305 | 2024 | 468.3708 | -18.59 | SWHC045-04 | Res Central HVAC System - Fuel Sub - Panel Upgrade - Hot-Dry ¦ SDG&E ¦ Hot-Dry | Res Central HVAC System - Fuel Sub - Panel Upgrade - Hot-Dry | 0.14814 | 0.53 | 0 | RASS 2019 | 0 | 2012 | 1 | SWHC045
RES-HVAC-FS-PU-13.1 | Res ¦ Packaged/Split Heat Pump (SEER2 16.0) - Fuel Sub - Panel Upgrade - Marine ¦ PG&E ¦ Marine | Res ¦ Packaged/Split Heat Pump (SEER2 16.0) - Fuel Sub - Panel Upgrade - Marine | PG&E ¦ Marine | PG&E | All | Electric & Gas | Packaged/Split Heat Pump (SEER2 16.0) | Efficient |  |  | 1 | Conventional | HVAC | Res - Single Family | Res | ROB Only | 1 | Residential Households | Cap-Tons | 23 | DEER:HVAC_Eff_AC | 327 | 0 | -51.3 | SWHC045-04 | 1888.92 | 2024 | 398.63 | 2024 | 465.4706 | -18.59 | SWHC045-04 | Res Central HVAC System - Fuel Sub - Panel Upgrade - Marine ¦ PG&E ¦ Marine | Res Central HVAC System - Fuel Sub - Panel Upgrade - Marine | 0.58283 | 0.53 | 0 | RASS 2019 | 514.9917 | 2032 | 1 | SWHC045
RES-HVAC-FS-PU-13.2 | Res ¦ Packaged/Split Heat Pump (SEER2 16.0) - Fuel Sub - Panel Upgrade - Marine ¦ PG&E ¦ Marine | Res ¦ Packaged/Split Heat Pump (SEER2 16.0) - Fuel Sub - Panel Upgrade - Marine | PG&E ¦ Marine | PG&E | All | Electric & Gas | Packaged/Split Heat Pump (SEER2 16.0) | Efficient |  |  | 1 | Conventional | HVAC | Res - Multi Family | Res | ROB Only | 1 | Residential Households | Cap-Tons | 23 | DEER:HVAC_Eff_AC | 175 | 0 | -37.7 | SWHC045-04 | 1888.92 | 2024 | 398.63 | 2024 | 465.4706 | -18.59 | SWHC045-04 | Res Central HVAC System - Fuel Sub - Panel Upgrade - Marine ¦ PG&E ¦ Marine | Res Central HVAC System - Fuel Sub - Panel Upgrade - Marine | 0.066794 | 0.53 | 0 | RASS 2019 | 0 | 2012 | 1 | SWHC045
RES-HVAC-FS-PU-13.3 | Res ¦ Packaged/Split Heat Pump (SEER2 16.0) - Fuel Sub - Panel Upgrade - Hot-Dry ¦ PG&E ¦ Hot-Dry | Res ¦ Packaged/Split Heat Pump (SEER2 16.0) - Fuel Sub - Panel Upgrade - Hot-Dry | PG&E ¦ Hot-Dry | PG&E | All | Electric & Gas | Packaged/Split Heat Pump (SEER2 16.0) | Efficient |  |  | 1 | Conventional | HVAC | Res - Single Family | Res | ROB Only | 1 | Residential Households | Cap-Tons | 23 | DEER:HVAC_Eff_AC | 447 | 0 | -57 | SWHC045-04 | 1888.92 | 2024 | 398.63 | 2024 | 608.6924 | -18.59 | SWHC045-04 | Res Central HVAC System - Fuel Sub - Panel Upgrade - Hot-Dry ¦ PG&E ¦ Hot-Dry | Res Central HVAC System - Fuel Sub - Panel Upgrade - Hot-Dry | 1.0532 | 0.53 | 0 | RASS 2019 | 514.9917 | 2032 | 1 | SWHC045
RES-HVAC-FS-PU-13.4 | Res ¦ Packaged/Split Heat Pump (SEER2 16.0) - Fuel Sub - Panel Upgrade - Hot-Dry ¦ PG&E ¦ Hot-Dry | Res ¦ Packaged/Split Heat Pump (SEER2 16.0) - Fuel Sub - Panel Upgrade - Hot-Dry | PG&E ¦ Hot-Dry | PG&E | All | Electric & Gas | Packaged/Split Heat Pump (SEER2 16.0) | Efficient |  |  | 1 | Conventional | HVAC | Res - Multi Family | Res | ROB Only | 1 | Residential Households | Cap-Tons | 23 | DEER:HVAC_Eff_AC | 106 | 0 | -32 | SWHC045-04 | 1888.92 | 2024 | 398.63 | 2024 | 608.6924 | -18.59 | SWHC045-04 | Res Central HVAC System - Fuel Sub - Panel Upgrade - Hot-Dry ¦ PG&E ¦ Hot-Dry | Res Central HVAC System - Fuel Sub - Panel Upgrade - Hot-Dry | 0.2441 | 0.53 | 0 | RASS 2019 | 0 | 2012 | 1 | SWHC045
RES-HVAC-FS-PU-13.5 | Res ¦ Packaged/Split Heat Pump (SEER2 16.0) - Fuel Sub - Panel Upgrade - Cold ¦ PG&E ¦ Cold | Res ¦ Packaged/Split Heat Pump (SEER2 16.0) - Fuel Sub - Panel Upgrade - Cold | PG&E ¦ Cold | PG&E | All | Electric & Gas | Packaged/Split Heat Pump (SEER2 16.0) | Efficient |  |  | 1 | Conventional | HVAC | Res - Single Family | Res | ROB Only | 1 | Residential Households | Cap-Tons | 23 | DEER:HVAC_Eff_AC | 346 | 0 | -53.4 | SWHC045-04 | 1888.92 | 2024 | 398.63 | 2024 | 416.4737 | -18.59 | SWHC045-04 | Res Central HVAC System - Fuel Sub - Panel Upgrade - Cold ¦ PG&E ¦ Cold | Res Central HVAC System - Fuel Sub - Panel Upgrade - Cold | 0.23165 | 0.53 | 0 | RASS 2019 | 514.9917 | 2032 | 1 | SWHC045
RES-HVAC-FS-PU-13.6 | Res ¦ Packaged/Split Heat Pump (SEER2 16.0) - Fuel Sub - Panel Upgrade - Cold ¦ PG&E ¦ Cold | Res ¦ Packaged/Split Heat Pump (SEER2 16.0) - Fuel Sub - Panel Upgrade - Cold | PG&E ¦ Cold | PG&E | All | Electric & Gas | Packaged/Split Heat Pump (SEER2 16.0) | Efficient |  |  | 1 | Conventional | HVAC | Res - Multi Family | Res | ROB Only | 1 | Residential Households | Cap-Tons | 23 | DEER:HVAC_Eff_AC | 144 | 0 | -51.2 | SWHC045-04 | 1888.92 | 2024 | 398.63 | 2024 | 416.4737 | -18.59 | SWHC045-04 | Res Central HVAC System - Fuel Sub - Panel Upgrade - Cold ¦ PG&E ¦ Cold | Res Central HVAC System - Fuel Sub - Panel Upgrade - Cold | 0.060679 | 0.53 | 0 | RASS 2019 | 0 | 2012 | 1 | SWHC045
RES-HVAC-FS-PU-13.7 | Res ¦ Packaged/Split Heat Pump (SEER2 16.0) - Fuel Sub - Panel Upgrade - Marine ¦ SCG ¦ Marine | Res ¦ Packaged/Split Heat Pump (SEER2 16.0) - Fuel Sub - Panel Upgrade - Marine | SCG ¦ Marine | SCG | All | Electric & Gas | Packaged/Split Heat Pump (SEER2 16.0) | Efficient |  |  | 1 | Conventional | HVAC | Res - Single Family | Res | ROB Only | 1 | Residential Households | Cap-Tons | 23 | DEER:HVAC_Eff_AC | 131 | 0 | -28.8 | SWHC045-04 | 1888.92 | 2024 | 398.63 | 2024 | 374.9302 | -18.59 | SWHC045-04 | Res Central HVAC System - Fuel Sub - Panel Upgrade - Marine ¦ SCG ¦ Marine | Res Central HVAC System - Fuel Sub - Panel Upgrade - Marine | 0.94772 | 0.53 | 0 | RASS 2019 | 514.9917 | 2032 | 1 | SWHC045
RES-HVAC-FS-PU-13.8 | Res ¦ Packaged/Split Heat Pump (SEER2 16.0) - Fuel Sub - Panel Upgrade - Marine ¦ SCG ¦ Marine | Res ¦ Packaged/Split Heat Pump (SEER2 16.0) - Fuel Sub - Panel Upgrade - Marine | SCG ¦ Marine | SCG | All | Electric & Gas | Packaged/Split Heat Pump (SEER2 16.0) | Efficient |  |  | 1 | Conventional | HVAC | Res - Multi Family | Res | ROB Only | 1 | Residential Households | Cap-Tons | 23 | DEER:HVAC_Eff_AC | 46.3 | 0 | -26.9 | SWHC045-04 | 1888.92 | 2024 | 398.63 | 2024 | 374.9302 | -18.59 | SWHC045-04 | Res Central HVAC System - Fuel Sub - Panel Upgrade - Marine ¦ SCG ¦ Marine | Res Central HVAC System - Fuel Sub - Panel Upgrade - Marine | 0.19192 | 0.53 | 0 | RASS 2019 | 0 | 2012 | 1 | SWHC045
RES-HVAC-FS-PU-13.9 | Res ¦ Packaged/Split Heat Pump (SEER2 16.0) - Fuel Sub - Panel Upgrade - Hot-Dry ¦ SCG ¦ Hot-Dry | Res ¦ Packaged/Split Heat Pump (SEER2 16.0) - Fuel Sub - Panel Upgrade - Hot-Dry | SCG ¦ Hot-Dry | SCG | All | Electric & Gas | Packaged/Split Heat Pump (SEER2 16.0) | Efficient |  |  | 1 | Conventional | HVAC | Res - Single Family | Res | ROB Only | 1 | Residential Households | Cap-Tons | 23 | DEER:HVAC_Eff_AC | 105 | 0 | -30 | SWHC045-04 | 1888.92 | 2024 | 398.63 | 2024 | 446.1336 | -18.59 | SWHC045-04 | Res Central HVAC System - Fuel Sub - Panel Upgrade - Hot-Dry ¦ SCG ¦ Hot-Dry | Res Central HVAC System - Fuel Sub - Panel Upgrade - Hot-Dry | 1.5905 | 0.53 | 0 | RASS 2019 | 514.9917 | 2032 | 1 | SWHC045
RES-HVAC-FS-PU-13.10 | Res ¦ Packaged/Split Heat Pump (SEER2 16.0) - Fuel Sub - Panel Upgrade - Hot-Dry ¦ SCG ¦ Hot-Dry | Res ¦ Packaged/Split Heat Pump (SEER2 16.0) - Fuel Sub - Panel Upgrade - Hot-Dry | SCG ¦ Hot-Dry | SCG | All | Electric & Gas | Packaged/Split Heat Pump (SEER2 16.0) | Efficient |  |  | 1 | Conventional | HVAC | Res - Multi Family | Res | ROB Only | 1 | Residential Households | Cap-Tons | 23 | DEER:HVAC_Eff_AC | -26 | 0 | -26.6 | SWHC045-04 | 1888.92 | 2024 | 398.63 | 2024 | 446.1336 | -18.59 | SWHC045-04 | Res Central HVAC System - Fuel Sub - Panel Upgrade - Hot-Dry ¦ SCG ¦ Hot-Dry | Res Central HVAC System - Fuel Sub - Panel Upgrade - Hot-Dry | 0.22921 | 0.53 | 0 | RASS 2019 | 0 | 2012 | 1 | SWHC045
RES-HVAC-FS-PU-13.11 | Res ¦ Packaged/Split Heat Pump (SEER2 16.0) - Fuel Sub - Panel Upgrade - Cold ¦ SCG ¦ Cold | Res ¦ Packaged/Split Heat Pump (SEER2 16.0) - Fuel Sub - Panel Upgrade - Cold | SCG ¦ Cold | SCG | All | Electric & Gas | Packaged/Split Heat Pump (SEER2 16.0) | Efficient |  |  | 1 | Conventional | HVAC | Res - Single Family | Res | ROB Only | 1 | Residential Households | Cap-Tons | 23 | DEER:HVAC_Eff_AC | 346 | 0 | -53.4 | SWHC045-04 | 1888.92 | 2024 | 398.63 | 2024 | 416.4737 | -18.59 | SWHC045-04 | Res Central HVAC System - Fuel Sub - Panel Upgrade - Cold ¦ SCG ¦ Cold | Res Central HVAC System - Fuel Sub - Panel Upgrade - Cold | 1.969 | 0.53 | 0 | RASS 2019 | 514.9917 | 2032 | 1 | SWHC045
RES-HVAC-FS-PU-13.12 | Res ¦ Packaged/Split Heat Pump (SEER2 16.0) - Fuel Sub - Panel Upgrade - Cold ¦ SCG ¦ Cold | Res ¦ Packaged/Split Heat Pump (SEER2 16.0) - Fuel Sub - Panel Upgrade - Cold | SCG ¦ Cold | SCG | All | Electric & Gas | Packaged/Split Heat Pump (SEER2 16.0) | Efficient |  |  | 1 | Conventional | HVAC | Res - Multi Family | Res | ROB Only | 1 | Residential Households | Cap-Tons | 23 | DEER:HVAC_Eff_AC | 144 | 0 | -51.2 | SWHC045-04 | 1888.92 | 2024 | 398.63 | 2024 | 416.4737 | -18.59 | SWHC045-04 | Res Central HVAC System - Fuel Sub - Panel Upgrade - Cold ¦ SCG ¦ Cold | Res Central HVAC System - Fuel Sub - Panel Upgrade - Cold | 0.060679 | 0.53 | 0 | RASS 2019 | 0 | 2012 | 1 | SWHC045
RES-HVAC-FS-PU-13.13 | Res ¦ Packaged/Split Heat Pump (SEER2 16.0) - Fuel Sub - Panel Upgrade - Marine ¦ SDG&E ¦ Marine | Res ¦ Packaged/Split Heat Pump (SEER2 16.0) - Fuel Sub - Panel Upgrade - Marine | SDG&E ¦ Marine | SDG&E | All | Electric & Gas | Packaged/Split Heat Pump (SEER2 16.0) | Efficient |  |  | 1 | Conventional | HVAC | Res - Single Family | Res | ROB Only | 1 | Residential Households | Cap-Tons | 23 | DEER:HVAC_Eff_AC | 131 | 0 | -28.8 | SWHC045-04 | 1888.92 | 2024 | 398.63 | 2024 | 374.9302 | -18.59 | SWHC045-04 | Res Central HVAC System - Fuel Sub - Panel Upgrade - Marine ¦ SDG&E ¦ Marine | Res Central HVAC System - Fuel Sub - Panel Upgrade - Marine | 1.9303 | 0.53 | 0 | RASS 2019 | 514.9917 | 2032 | 1 | SWHC045
RES-HVAC-FS-PU-13.14 | Res ¦ Packaged/Split Heat Pump (SEER2 16.0) - Fuel Sub - Panel Upgrade - Marine ¦ SDG&E ¦ Marine | Res ¦ Packaged/Split Heat Pump (SEER2 16.0) - Fuel Sub - Panel Upgrade - Marine | SDG&E ¦ Marine | SDG&E | All | Electric & Gas | Packaged/Split Heat Pump (SEER2 16.0) | Efficient |  |  | 1 | Conventional | HVAC | Res - Multi Family | Res | ROB Only | 1 | Residential Households | Cap-Tons | 23 | DEER:HVAC_Eff_AC | 46.3 | 0 | -26.9 | SWHC045-04 | 1888.92 | 2024 | 398.63 | 2024 | 374.9302 | -18.59 | SWHC045-04 | Res Central HVAC System - Fuel Sub - Panel Upgrade - Marine ¦ SDG&E ¦ Marine | Res Central HVAC System - Fuel Sub - Panel Upgrade - Marine | 0.39508 | 0.53 | 0 | RASS 2019 | 0 | 2012 | 1 | SWHC045
RES-HVAC-FS-PU-13.15 | Res ¦ Packaged/Split Heat Pump (SEER2 16.0) - Fuel Sub - Panel Upgrade - Hot-Dry ¦ SDG&E ¦ Hot-Dry | Res ¦ Packaged/Split Heat Pump (SEER2 16.0) - Fuel Sub - Panel Upgrade - Hot-Dry | SDG&E ¦ Hot-Dry | SDG&E | All | Electric & Gas | Packaged/Split Heat Pump (SEER2 16.0) | Efficient |  |  | 1 | Conventional | HVAC | Res - Single Family | Res | ROB Only | 1 | Residential Households | Cap-Tons | 23 | DEER:HVAC_Eff_AC | 166 | 0 | -35.5 | SWHC045-04 | 1888.92 | 2024 | 398.63 | 2024 | 468.3708 | -18.59 | SWHC045-04 | Res Central HVAC System - Fuel Sub - Panel Upgrade - Hot-Dry ¦ SDG&E ¦ Hot-Dry | Res Central HVAC System - Fuel Sub - Panel Upgrade - Hot-Dry | 1.1703 | 0.53 | 0 | RASS 2019 | 514.9917 | 2032 | 1 | SWHC045
RES-HVAC-FS-PU-13.16 | Res ¦ Packaged/Split Heat Pump (SEER2 16.0) - Fuel Sub - Panel Upgrade - Hot-Dry ¦ SDG&E ¦ Hot-Dry | Res ¦ Packaged/Split Heat Pump (SEER2 16.0) - Fuel Sub - Panel Upgrade - Hot-Dry | SDG&E ¦ Hot-Dry | SDG&E | All | Electric & Gas | Packaged/Split Heat Pump (SEER2 16.0) | Efficient |  |  | 1 | Conventional | HVAC | Res - Multi Family | Res | ROB Only | 1 | Residential Households | Cap-Tons | 23 | DEER:HVAC_Eff_AC | 35.2 | 0 | -23.5 | SWHC045-04 | 1888.92 | 2024 | 398.63 | 2024 | 468.3708 | -18.59 | SWHC045-04 | Res Central HVAC System - Fuel Sub - Panel Upgrade - Hot-Dry ¦ SDG&E ¦ Hot-Dry | Res Central HVAC System - Fuel Sub - Panel Upgrade - Hot-Dry | 0.14814 | 0.53 | 0 | RASS 2019 | 0 | 2012 | 1 | SWHC045
RES-HVAC-FS-PU-14.1 | Res ¦ Packaged/Split Heat Pump (SEER2 16.9) - Fuel Sub - Panel Upgrade - Marine ¦ PG&E ¦ Marine | Res ¦ Packaged/Split Heat Pump (SEER2 16.9) - Fuel Sub - Panel Upgrade - Marine | PG&E ¦ Marine | PG&E | All | Electric & Gas | Packaged/Split Heat Pump (SEER2 16.9) | Efficient |  |  | 1 | Conventional | HVAC | Res - Single Family | Res | ROB Only | 1 | Residential Households | Cap-Tons | 23 | DEER:HVAC_Eff_AC | 321 | 0 | -51.3 | SWHC045-04 | 2134.82 | 2024 | 398.63 | 2024 | 465.4706 | -18.59 | SWHC045-04 | Res Central HVAC System - Fuel Sub - Panel Upgrade - Marine ¦ PG&E ¦ Marine | Res Central HVAC System - Fuel Sub - Panel Upgrade - Marine | 0.58283 | 0.53 | 0 | RASS 2019 | 514.9917 | 2032 | 1 | SWHC045
RES-HVAC-FS-PU-14.2 | Res ¦ Packaged/Split Heat Pump (SEER2 16.9) - Fuel Sub - Panel Upgrade - Marine ¦ PG&E ¦ Marine | Res ¦ Packaged/Split Heat Pump (SEER2 16.9) - Fuel Sub - Panel Upgrade - Marine | PG&E ¦ Marine | PG&E | All | Electric & Gas | Packaged/Split Heat Pump (SEER2 16.9) | Efficient |  |  | 1 | Conventional | HVAC | Res - Multi Family | Res | ROB Only | 1 | Residential Households | Cap-Tons | 23 | DEER:HVAC_Eff_AC | 168 | 0 | -37.7 | SWHC045-04 | 2134.82 | 2024 | 398.63 | 2024 | 465.4706 | -18.59 | SWHC045-04 | Res Central HVAC System - Fuel Sub - Panel Upgrade - Marine ¦ PG&E ¦ Marine | Res Central HVAC System - Fuel Sub - Panel Upgrade - Marine | 0.066794 | 0.53 | 0 | RASS 2019 | 0 | 2012 | 1 | SWHC045
RES-HVAC-FS-PU-14.3 | Res ¦ Packaged/Split Heat Pump (SEER2 16.9) - Fuel Sub - Panel Upgrade - Hot-Dry ¦ PG&E ¦ Hot-Dry | Res ¦ Packaged/Split Heat Pump (SEER2 16.9) - Fuel Sub - Panel Upgrade - Hot-Dry | PG&E ¦ Hot-Dry | PG&E | All | Electric & Gas | Packaged/Split Heat Pump (SEER2 16.9) | Efficient |  |  | 1 | Conventional | HVAC | Res - Single Family | Res | ROB Only | 1 | Residential Households | Cap-Tons | 23 | DEER:HVAC_Eff_AC | 437 | 0 | -57 | SWHC045-04 | 2134.82 | 2024 | 398.63 | 2024 | 608.6924 | -18.59 | SWHC045-04 | Res Central HVAC System - Fuel Sub - Panel Upgrade - Hot-Dry ¦ PG&E ¦ Hot-Dry | Res Central HVAC System - Fuel Sub - Panel Upgrade - Hot-Dry | 1.0532 | 0.53 | 0 | RASS 2019 | 514.9917 | 2032 | 1 | SWHC045
RES-HVAC-FS-PU-14.4 | Res ¦ Packaged/Split Heat Pump (SEER2 16.9) - Fuel Sub - Panel Upgrade - Hot-Dry ¦ PG&E ¦ Hot-Dry | Res ¦ Packaged/Split Heat Pump (SEER2 16.9) - Fuel Sub - Panel Upgrade - Hot-Dry | PG&E ¦ Hot-Dry | PG&E | All | Electric & Gas | Packaged/Split Heat Pump (SEER2 16.9) | Efficient |  |  | 1 | Conventional | HVAC | Res - Multi Family | Res | ROB Only | 1 | Residential Households | Cap-Tons | 23 | DEER:HVAC_Eff_AC | 106 | 0 | -32 | SWHC045-04 | 2134.82 | 2024 | 398.63 | 2024 | 608.6924 | -18.59 | SWHC045-04 | Res Central HVAC System - Fuel Sub - Panel Upgrade - Hot-Dry ¦ PG&E ¦ Hot-Dry | Res Central HVAC System - Fuel Sub - Panel Upgrade - Hot-Dry | 0.2441 | 0.53 | 0 | RASS 2019 | 0 | 2012 | 1 | SWHC045
RES-HVAC-FS-PU-14.5 | Res ¦ Packaged/Split Heat Pump (SEER2 16.9) - Fuel Sub - Panel Upgrade - Cold ¦ PG&E ¦ Cold | Res ¦ Packaged/Split Heat Pump (SEER2 16.9) - Fuel Sub - Panel Upgrade - Cold | PG&E ¦ Cold | PG&E | All | Electric & Gas | Packaged/Split Heat Pump (SEER2 16.9) | Efficient |  |  | 1 | Conventional | HVAC | Res - Single Family | Res | ROB Only | 1 | Residential Households | Cap-Tons | 23 | DEER:HVAC_Eff_AC | 331 | 0 | -53.4 | SWHC045-04 | 2134.82 | 2024 | 398.63 | 2024 | 416.4737 | -18.59 | SWHC045-04 | Res Central HVAC System - Fuel Sub - Panel Upgrade - Cold ¦ PG&E ¦ Cold | Res Central HVAC System - Fuel Sub - Panel Upgrade - Cold | 0.23165 | 0.53 | 0 | RASS 2019 | 514.9917 | 2032 | 1 | SWHC045
RES-HVAC-FS-PU-14.6 | Res ¦ Packaged/Split Heat Pump (SEER2 16.9) - Fuel Sub - Panel Upgrade - Cold ¦ PG&E ¦ Cold | Res ¦ Packaged/Split Heat Pump (SEER2 16.9) - Fuel Sub - Panel Upgrade - Cold | PG&E ¦ Cold | PG&E | All | Electric & Gas | Packaged/Split Heat Pump (SEER2 16.9) | Efficient |  |  | 1 | Conventional | HVAC | Res - Multi Family | Res | ROB Only | 1 | Residential Households | Cap-Tons | 23 | DEER:HVAC_Eff_AC | 137 | 0 | -51.2 | SWHC045-04 | 2134.82 | 2024 | 398.63 | 2024 | 416.4737 | -18.59 | SWHC045-04 | Res Central HVAC System - Fuel Sub - Panel Upgrade - Cold ¦ PG&E ¦ Cold | Res Central HVAC System - Fuel Sub - Panel Upgrade - Cold | 0.060679 | 0.53 | 0 | RASS 2019 | 0 | 2012 | 1 | SWHC045
RES-HVAC-FS-PU-14.7 | Res ¦ Packaged/Split Heat Pump (SEER2 16.9) - Fuel Sub - Panel Upgrade - Marine ¦ SCG ¦ Marine | Res ¦ Packaged/Split Heat Pump (SEER2 16.9) - Fuel Sub - Panel Upgrade - Marine | SCG ¦ Marine | SCG | All | Electric & Gas | Packaged/Split Heat Pump (SEER2 16.9) | Efficient |  |  | 1 | Conventional | HVAC | Res - Single Family | Res | ROB Only | 1 | Residential Households | Cap-Tons | 23 | DEER:HVAC_Eff_AC | 131 | 0 | -28.8 | SWHC045-04 | 2134.82 | 2024 | 398.63 | 2024 | 374.9302 | -18.59 | SWHC045-04 | Res Central HVAC System - Fuel Sub - Panel Upgrade - Marine ¦ SCG ¦ Marine | Res Central HVAC System - Fuel Sub - Panel Upgrade - Marine | 0.94772 | 0.53 | 0 | RASS 2019 | 514.9917 | 2032 | 1 | SWHC045
RES-HVAC-FS-PU-14.8 | Res ¦ Packaged/Split Heat Pump (SEER2 16.9) - Fuel Sub - Panel Upgrade - Marine ¦ SCG ¦ Marine | Res ¦ Packaged/Split Heat Pump (SEER2 16.9) - Fuel Sub - Panel Upgrade - Marine | SCG ¦ Marine | SCG | All | Electric & Gas | Packaged/Split Heat Pump (SEER2 16.9) | Efficient |  |  | 1 | Conventional | HVAC | Res - Multi Family | Res | ROB Only | 1 | Residential Households | Cap-Tons | 23 | DEER:HVAC_Eff_AC | 46.3 | 0 | -26.9 | SWHC045-04 | 2134.82 | 2024 | 398.63 | 2024 | 374.9302 | -18.59 | SWHC045-04 | Res Central HVAC System - Fuel Sub - Panel Upgrade - Marine ¦ SCG ¦ Marine | Res Central HVAC System - Fuel Sub - Panel Upgrade - Marine | 0.19192 | 0.53 | 0 | RASS 2019 | 0 | 2012 | 1 | SWHC045
RES-HVAC-FS-PU-14.9 | Res ¦ Packaged/Split Heat Pump (SEER2 16.9) - Fuel Sub - Panel Upgrade - Hot-Dry ¦ SCG ¦ Hot-Dry | Res ¦ Packaged/Split Heat Pump (SEER2 16.9) - Fuel Sub - Panel Upgrade - Hot-Dry | SCG ¦ Hot-Dry | SCG | All | Electric & Gas | Packaged/Split Heat Pump (SEER2 16.9) | Efficient |  |  | 1 | Conventional | HVAC | Res - Single Family | Res | ROB Only | 1 | Residential Households | Cap-Tons | 23 | DEER:HVAC_Eff_AC | 100 | 0 | -30 | SWHC045-04 | 2134.82 | 2024 | 398.63 | 2024 | 446.1336 | -18.59 | SWHC045-04 | Res Central HVAC System - Fuel Sub - Panel Upgrade - Hot-Dry ¦ SCG ¦ Hot-Dry | Res Central HVAC System - Fuel Sub - Panel Upgrade - Hot-Dry | 1.5905 | 0.53 | 0 | RASS 2019 | 514.9917 | 2032 | 1 | SWHC045
RES-HVAC-FS-PU-14.10 | Res ¦ Packaged/Split Heat Pump (SEER2 16.9) - Fuel Sub - Panel Upgrade - Hot-Dry ¦ SCG ¦ Hot-Dry | Res ¦ Packaged/Split Heat Pump (SEER2 16.9) - Fuel Sub - Panel Upgrade - Hot-Dry | SCG ¦ Hot-Dry | SCG | All | Electric & Gas | Packaged/Split Heat Pump (SEER2 16.9) | Efficient |  |  | 1 | Conventional | HVAC | Res - Multi Family | Res | ROB Only | 1 | Residential Households | Cap-Tons | 23 | DEER:HVAC_Eff_AC | -26 | 0 | -26.6 | SWHC045-04 | 2134.82 | 2024 | 398.63 | 2024 | 446.1336 | -18.59 | SWHC045-04 | Res Central HVAC System - Fuel Sub - Panel Upgrade - Hot-Dry ¦ SCG ¦ Hot-Dry | Res Central HVAC System - Fuel Sub - Panel Upgrade - Hot-Dry | 0.22921 | 0.53 | 0 | RASS 2019 | 0 | 2012 | 1 | SWHC045
RES-HVAC-FS-PU-14.11 | Res ¦ Packaged/Split Heat Pump (SEER2 16.9) - Fuel Sub - Panel Upgrade - Cold ¦ SCG ¦ Cold | Res ¦ Packaged/Split Heat Pump (SEER2 16.9) - Fuel Sub - Panel Upgrade - Cold | SCG ¦ Cold | SCG | All | Electric & Gas | Packaged/Split Heat Pump (SEER2 16.9) | Efficient |  |  | 1 | Conventional | HVAC | Res - Single Family | Res | ROB Only | 1 | Residential Households | Cap-Tons | 23 | DEER:HVAC_Eff_AC | 331 | 0 | -53.4 | SWHC045-04 | 2134.82 | 2024 | 398.63 | 2024 | 416.4737 | -18.59 | SWHC045-04 | Res Central HVAC System - Fuel Sub - Panel Upgrade - Cold ¦ SCG ¦ Cold | Res Central HVAC System - Fuel Sub - Panel Upgrade - Cold | 1.969 | 0.53 | 0 | RASS 2019 | 514.9917 | 2032 | 1 | SWHC045
RES-HVAC-FS-PU-14.12 | Res ¦ Packaged/Split Heat Pump (SEER2 16.9) - Fuel Sub - Panel Upgrade - Cold ¦ SCG ¦ Cold | Res ¦ Packaged/Split Heat Pump (SEER2 16.9) - Fuel Sub - Panel Upgrade - Cold | SCG ¦ Cold | SCG | All | Electric & Gas | Packaged/Split Heat Pump (SEER2 16.9) | Efficient |  |  | 1 | Conventional | HVAC | Res - Multi Family | Res | ROB Only | 1 | Residential Households | Cap-Tons | 23 | DEER:HVAC_Eff_AC | 137 | 0 | -51.2 | SWHC045-04 | 2134.82 | 2024 | 398.63 | 2024 | 416.4737 | -18.59 | SWHC045-04 | Res Central HVAC System - Fuel Sub - Panel Upgrade - Cold ¦ SCG ¦ Cold | Res Central HVAC System - Fuel Sub - Panel Upgrade - Cold | 0.060679 | 0.53 | 0 | RASS 2019 | 0 | 2012 | 1 | SWHC045
RES-HVAC-FS-PU-14.13 | Res ¦ Packaged/Split Heat Pump (SEER2 16.9) - Fuel Sub - Panel Upgrade - Marine ¦ SDG&E ¦ Marine | Res ¦ Packaged/Split Heat Pump (SEER2 16.9) - Fuel Sub - Panel Upgrade - Marine | SDG&E ¦ Marine | SDG&E | All | Electric & Gas | Packaged/Split Heat Pump (SEER2 16.9) | Efficient |  |  | 1 | Conventional | HVAC | Res - Single Family | Res | ROB Only | 1 | Residential Households | Cap-Tons | 23 | DEER:HVAC_Eff_AC | 131 | 0 | -28.8 | SWHC045-04 | 2134.82 | 2024 | 398.63 | 2024 | 374.9302 | -18.59 | SWHC045-04 | Res Central HVAC System - Fuel Sub - Panel Upgrade - Marine ¦ SDG&E ¦ Marine | Res Central HVAC System - Fuel Sub - Panel Upgrade - Marine | 1.9303 | 0.53 | 0 | RASS 2019 | 514.9917 | 2032 | 1 | SWHC045
RES-HVAC-FS-PU-14.14 | Res ¦ Packaged/Split Heat Pump (SEER2 16.9) - Fuel Sub - Panel Upgrade - Marine ¦ SDG&E ¦ Marine | Res ¦ Packaged/Split Heat Pump (SEER2 16.9) - Fuel Sub - Panel Upgrade - Marine | SDG&E ¦ Marine | SDG&E | All | Electric & Gas | Packaged/Split Heat Pump (SEER2 16.9) | Efficient |  |  | 1 | Conventional | HVAC | Res - Multi Family | Res | ROB Only | 1 | Residential Households | Cap-Tons | 23 | DEER:HVAC_Eff_AC | 46.3 | 0 | -26.9 | SWHC045-04 | 2134.82 | 2024 | 398.63 | 2024 | 374.9302 | -18.59 | SWHC045-04 | Res Central HVAC System - Fuel Sub - Panel Upgrade - Marine ¦ SDG&E ¦ Marine | Res Central HVAC System - Fuel Sub - Panel Upgrade - Marine | 0.39508 | 0.53 | 0 | RASS 2019 | 0 | 2012 | 1 | SWHC045
RES-HVAC-FS-PU-14.15 | Res ¦ Packaged/Split Heat Pump (SEER2 16.9) - Fuel Sub - Panel Upgrade - Hot-Dry ¦ SDG&E ¦ Hot-Dry | Res ¦ Packaged/Split Heat Pump (SEER2 16.9) - Fuel Sub - Panel Upgrade - Hot-Dry | SDG&E ¦ Hot-Dry | SDG&E | All | Electric & Gas | Packaged/Split Heat Pump (SEER2 16.9) | Efficient |  |  | 1 | Conventional | HVAC | Res - Single Family | Res | ROB Only | 1 | Residential Households | Cap-Tons | 23 | DEER:HVAC_Eff_AC | 160 | 0 | -35.5 | SWHC045-04 | 2134.82 | 2024 | 398.63 | 2024 | 468.3708 | -18.59 | SWHC045-04 | Res Central HVAC System - Fuel Sub - Panel Upgrade - Hot-Dry ¦ SDG&E ¦ Hot-Dry | Res Central HVAC System - Fuel Sub - Panel Upgrade - Hot-Dry | 1.1703 | 0.53 | 0 | RASS 2019 | 514.9917 | 2032 | 1 | SWHC045
RES-HVAC-FS-PU-14.16 | Res ¦ Packaged/Split Heat Pump (SEER2 16.9) - Fuel Sub - Panel Upgrade - Hot-Dry ¦ SDG&E ¦ Hot-Dry | Res ¦ Packaged/Split Heat Pump (SEER2 16.9) - Fuel Sub - Panel Upgrade - Hot-Dry | SDG&E ¦ Hot-Dry | SDG&E | All | Electric & Gas | Packaged/Split Heat Pump (SEER2 16.9) | Efficient |  |  | 1 | Conventional | HVAC | Res - Multi Family | Res | ROB Only | 1 | Residential Households | Cap-Tons | 23 | DEER:HVAC_Eff_AC | 26.8 | 0 | -23.5 | SWHC045-04 | 2134.82 | 2024 | 398.63 | 2024 | 468.3708 | -18.59 | SWHC045-04 | Res Central HVAC System - Fuel Sub - Panel Upgrade - Hot-Dry ¦ SDG&E ¦ Hot-Dry | Res Central HVAC System - Fuel Sub - Panel Upgrade - Hot-Dry | 0.14814 | 0.53 | 0 | RASS 2019 | 0 | 2012 | 1 | SWHC045
RES-HVAC-FS-PU-15.1 | Res ¦ Packaged/Split Heat Pump (SEER2 17.8) - Fuel Sub - Panel Upgrade - Marine ¦ PG&E ¦ Marine | Res ¦ Packaged/Split Heat Pump (SEER2 17.8) - Fuel Sub - Panel Upgrade - Marine | PG&E ¦ Marine | PG&E | All | Electric & Gas | Packaged/Split Heat Pump (SEER2 17.8) | Efficient |  |  | 1 | Conventional | HVAC | Res - Single Family | Res | ROB Only | 1 | Residential Households | Cap-Tons | 23 | DEER:HVAC_Eff_AC | 316 | 0 | -51.3 | SWHC045-04 | 2380.73 | 2024 | 398.63 | 2024 | 465.4706 | -18.59 | SWHC045-04 | Res Central HVAC System - Fuel Sub - Panel Upgrade - Marine ¦ PG&E ¦ Marine | Res Central HVAC System - Fuel Sub - Panel Upgrade - Marine | 0.58283 | 0.53 | 0 | RASS 2019 | 514.9917 | 2032 | 1 | SWHC045
RES-HVAC-FS-PU-15.2 | Res ¦ Packaged/Split Heat Pump (SEER2 17.8) - Fuel Sub - Panel Upgrade - Marine ¦ PG&E ¦ Marine | Res ¦ Packaged/Split Heat Pump (SEER2 17.8) - Fuel Sub - Panel Upgrade - Marine | PG&E ¦ Marine | PG&E | All | Electric & Gas | Packaged/Split Heat Pump (SEER2 17.8) | Efficient |  |  | 1 | Conventional | HVAC | Res - Multi Family | Res | ROB Only | 1 | Residential Households | Cap-Tons | 23 | DEER:HVAC_Eff_AC | 162 | 0 | -37.7 | SWHC045-04 | 2380.73 | 2024 | 398.63 | 2024 | 465.4706 | -18.59 | SWHC045-04 | Res Central HVAC System - Fuel Sub - Panel Upgrade - Marine ¦ PG&E ¦ Marine | Res Central HVAC System - Fuel Sub - Panel Upgrade - Marine | 0.066794 | 0.53 | 0 | RASS 2019 | 0 | 2012 | 1 | SWHC045
RES-HVAC-FS-PU-15.3 | Res ¦ Packaged/Split Heat Pump (SEER2 17.8) - Fuel Sub - Panel Upgrade - Hot-Dry ¦ PG&E ¦ Hot-Dry | Res ¦ Packaged/Split Heat Pump (SEER2 17.8) - Fuel Sub - Panel Upgrade - Hot-Dry | PG&E ¦ Hot-Dry | PG&E | All | Electric & Gas | Packaged/Split Heat Pump (SEER2 17.8) | Efficient |  |  | 1 | Conventional | HVAC | Res - Single Family | Res | ROB Only | 1 | Residential Households | Cap-Tons | 23 | DEER:HVAC_Eff_AC | 422 | 0 | -57 | SWHC045-04 | 2380.73 | 2024 | 398.63 | 2024 | 608.6924 | -18.59 | SWHC045-04 | Res Central HVAC System - Fuel Sub - Panel Upgrade - Hot-Dry ¦ PG&E ¦ Hot-Dry | Res Central HVAC System - Fuel Sub - Panel Upgrade - Hot-Dry | 1.0532 | 0.53 | 0 | RASS 2019 | 514.9917 | 2032 | 1 | SWHC045
RES-HVAC-FS-PU-15.4 | Res ¦ Packaged/Split Heat Pump (SEER2 17.8) - Fuel Sub - Panel Upgrade - Hot-Dry ¦ PG&E ¦ Hot-Dry | Res ¦ Packaged/Split Heat Pump (SEER2 17.8) - Fuel Sub - Panel Upgrade - Hot-Dry | PG&E ¦ Hot-Dry | PG&E | All | Electric & Gas | Packaged/Split Heat Pump (SEER2 17.8) | Efficient |  |  | 1 | Conventional | HVAC | Res - Multi Family | Res | ROB Only | 1 | Residential Households | Cap-Tons | 23 | DEER:HVAC_Eff_AC | 94.3 | 0 | -32 | SWHC045-04 | 2380.73 | 2024 | 398.63 | 2024 | 608.6924 | -18.59 | SWHC045-04 | Res Central HVAC System - Fuel Sub - Panel Upgrade - Hot-Dry ¦ PG&E ¦ Hot-Dry | Res Central HVAC System - Fuel Sub - Panel Upgrade - Hot-Dry | 0.2441 | 0.53 | 0 | RASS 2019 | 0 | 2012 | 1 | SWHC045
RES-HVAC-FS-PU-15.5 | Res ¦ Packaged/Split Heat Pump (SEER2 17.8) - Fuel Sub - Panel Upgrade - Cold ¦ PG&E ¦ Cold | Res ¦ Packaged/Split Heat Pump (SEER2 17.8) - Fuel Sub - Panel Upgrade - Cold | PG&E ¦ Cold | PG&E | All | Electric & Gas | Packaged/Split Heat Pump (SEER2 17.8) | Efficient |  |  | 1 | Conventional | HVAC | Res - Single Family | Res | ROB Only | 1 | Residential Households | Cap-Tons | 23 | DEER:HVAC_Eff_AC | 309 | 0 | -53.4 | SWHC045-04 | 2380.73 | 2024 | 398.63 | 2024 | 416.4737 | -18.59 | SWHC045-04 | Res Central HVAC System - Fuel Sub - Panel Upgrade - Cold ¦ PG&E ¦ Cold | Res Central HVAC System - Fuel Sub - Panel Upgrade - Cold | 0.23165 | 0.53 | 0 | RASS 2019 | 514.9917 | 2032 | 1 | SWHC045
RES-HVAC-FS-PU-15.6 | Res ¦ Packaged/Split Heat Pump (SEER2 17.8) - Fuel Sub - Panel Upgrade - Cold ¦ PG&E ¦ Cold | Res ¦ Packaged/Split Heat Pump (SEER2 17.8) - Fuel Sub - Panel Upgrade - Cold | PG&E ¦ Cold | PG&E | All | Electric & Gas | Packaged/Split Heat Pump (SEER2 17.8) | Efficient |  |  | 1 | Conventional | HVAC | Res - Multi Family | Res | ROB Only | 1 | Residential Households | Cap-Tons | 23 | DEER:HVAC_Eff_AC | 117 | 0 | -51.2 | SWHC045-04 | 2380.73 | 2024 | 398.63 | 2024 | 416.4737 | -18.59 | SWHC045-04 | Res Central HVAC System - Fuel Sub - Panel Upgrade - Cold ¦ PG&E ¦ Cold | Res Central HVAC System - Fuel Sub - Panel Upgrade - Cold | 0.060679 | 0.53 | 0 | RASS 2019 | 0 | 2012 | 1 | SWHC045
RES-HVAC-FS-PU-15.7 | Res ¦ Packaged/Split Heat Pump (SEER2 17.8) - Fuel Sub - Panel Upgrade - Marine ¦ SCG ¦ Marine | Res ¦ Packaged/Split Heat Pump (SEER2 17.8) - Fuel Sub - Panel Upgrade - Marine | SCG ¦ Marine | SCG | All | Electric & Gas | Packaged/Split Heat Pump (SEER2 17.8) | Efficient |  |  | 1 | Conventional | HVAC | Res - Single Family | Res | ROB Only | 1 | Residential Households | Cap-Tons | 23 | DEER:HVAC_Eff_AC | 122 | 0 | -28.8 | SWHC045-04 | 2380.73 | 2024 | 398.63 | 2024 | 374.9302 | -18.59 | SWHC045-04 | Res Central HVAC System - Fuel Sub - Panel Upgrade - Marine ¦ SCG ¦ Marine | Res Central HVAC System - Fuel Sub - Panel Upgrade - Marine | 0.94772 | 0.53 | 0 | RASS 2019 | 514.9917 | 2032 | 1 | SWHC045
RES-HVAC-FS-PU-15.8 | Res ¦ Packaged/Split Heat Pump (SEER2 17.8) - Fuel Sub - Panel Upgrade - Marine ¦ SCG ¦ Marine | Res ¦ Packaged/Split Heat Pump (SEER2 17.8) - Fuel Sub - Panel Upgrade - Marine | SCG ¦ Marine | SCG | All | Electric & Gas | Packaged/Split Heat Pump (SEER2 17.8) | Efficient |  |  | 1 | Conventional | HVAC | Res - Multi Family | Res | ROB Only | 1 | Residential Households | Cap-Tons | 23 | DEER:HVAC_Eff_AC | 39.1 | 0 | -26.9 | SWHC045-04 | 2380.73 | 2024 | 398.63 | 2024 | 374.9302 | -18.59 | SWHC045-04 | Res Central HVAC System - Fuel Sub - Panel Upgrade - Marine ¦ SCG ¦ Marine | Res Central HVAC System - Fuel Sub - Panel Upgrade - Marine | 0.19192 | 0.53 | 0 | RASS 2019 | 0 | 2012 | 1 | SWHC045
RES-HVAC-FS-PU-15.9 | Res ¦ Packaged/Split Heat Pump (SEER2 17.8) - Fuel Sub - Panel Upgrade - Hot-Dry ¦ SCG ¦ Hot-Dry | Res ¦ Packaged/Split Heat Pump (SEER2 17.8) - Fuel Sub - Panel Upgrade - Hot-Dry | SCG ¦ Hot-Dry | SCG | All | Electric & Gas | Packaged/Split Heat Pump (SEER2 17.8) | Efficient |  |  | 1 | Conventional | HVAC | Res - Single Family | Res | ROB Only | 1 | Residential Households | Cap-Tons | 23 | DEER:HVAC_Eff_AC | 91 | 0 | -30 | SWHC045-04 | 2380.73 | 2024 | 398.63 | 2024 | 446.1336 | -18.59 | SWHC045-04 | Res Central HVAC System - Fuel Sub - Panel Upgrade - Hot-Dry ¦ SCG ¦ Hot-Dry | Res Central HVAC System - Fuel Sub - Panel Upgrade - Hot-Dry | 1.5905 | 0.53 | 0 | RASS 2019 | 514.9917 | 2032 | 1 | SWHC045
RES-HVAC-FS-PU-15.10 | Res ¦ Packaged/Split Heat Pump (SEER2 17.8) - Fuel Sub - Panel Upgrade - Hot-Dry ¦ SCG ¦ Hot-Dry | Res ¦ Packaged/Split Heat Pump (SEER2 17.8) - Fuel Sub - Panel Upgrade - Hot-Dry | SCG ¦ Hot-Dry | SCG | All | Electric & Gas | Packaged/Split Heat Pump (SEER2 17.8) | Efficient |  |  | 1 | Conventional | HVAC | Res - Multi Family | Res | ROB Only | 1 | Residential Households | Cap-Tons | 23 | DEER:HVAC_Eff_AC | -45.6 | 0 | -26.6 | SWHC045-04 | 2380.73 | 2024 | 398.63 | 2024 | 446.1336 | -18.59 | SWHC045-04 | Res Central HVAC System - Fuel Sub - Panel Upgrade - Hot-Dry ¦ SCG ¦ Hot-Dry | Res Central HVAC System - Fuel Sub - Panel Upgrade - Hot-Dry | 0.22921 | 0.53 | 0 | RASS 2019 | 0 | 2012 | 1 | SWHC045
RES-HVAC-FS-PU-15.11 | Res ¦ Packaged/Split Heat Pump (SEER2 17.8) - Fuel Sub - Panel Upgrade - Cold ¦ SCG ¦ Cold | Res ¦ Packaged/Split Heat Pump (SEER2 17.8) - Fuel Sub - Panel Upgrade - Cold | SCG ¦ Cold | SCG | All | Electric & Gas | Packaged/Split Heat Pump (SEER2 17.8) | Efficient |  |  | 1 | Conventional | HVAC | Res - Single Family | Res | ROB Only | 1 | Residential Households | Cap-Tons | 23 | DEER:HVAC_Eff_AC | 309 | 0 | -53.4 | SWHC045-04 | 2380.73 | 2024 | 398.63 | 2024 | 416.4737 | -18.59 | SWHC045-04 | Res Central HVAC System - Fuel Sub - Panel Upgrade - Cold ¦ SCG ¦ Cold | Res Central HVAC System - Fuel Sub - Panel Upgrade - Cold | 1.969 | 0.53 | 0 | RASS 2019 | 514.9917 | 2032 | 1 | SWHC045
RES-HVAC-FS-PU-15.12 | Res ¦ Packaged/Split Heat Pump (SEER2 17.8) - Fuel Sub - Panel Upgrade - Cold ¦ SCG ¦ Cold | Res ¦ Packaged/Split Heat Pump (SEER2 17.8) - Fuel Sub - Panel Upgrade - Cold | SCG ¦ Cold | SCG | All | Electric & Gas | Packaged/Split Heat Pump (SEER2 17.8) | Efficient |  |  | 1 | Conventional | HVAC | Res - Multi Family | Res | ROB Only | 1 | Residential Households | Cap-Tons | 23 | DEER:HVAC_Eff_AC | 117 | 0 | -51.2 | SWHC045-04 | 2380.73 | 2024 | 398.63 | 2024 | 416.4737 | -18.59 | SWHC045-04 | Res Central HVAC System - Fuel Sub - Panel Upgrade - Cold ¦ SCG ¦ Cold | Res Central HVAC System - Fuel Sub - Panel Upgrade - Cold | 0.060679 | 0.53 | 0 | RASS 2019 | 0 | 2012 | 1 | SWHC045
RES-HVAC-FS-PU-15.13 | Res ¦ Packaged/Split Heat Pump (SEER2 17.8) - Fuel Sub - Panel Upgrade - Marine ¦ SDG&E ¦ Marine | Res ¦ Packaged/Split Heat Pump (SEER2 17.8) - Fuel Sub - Panel Upgrade - Marine | SDG&E ¦ Marine | SDG&E | All | Electric & Gas | Packaged/Split Heat Pump (SEER2 17.8) | Efficient |  |  | 1 | Conventional | HVAC | Res - Single Family | Res | ROB Only | 1 | Residential Households | Cap-Tons | 23 | DEER:HVAC_Eff_AC | 122 | 0 | -28.8 | SWHC045-04 | 2380.73 | 2024 | 398.63 | 2024 | 374.9302 | -18.59 | SWHC045-04 | Res Central HVAC System - Fuel Sub - Panel Upgrade - Marine ¦ SDG&E ¦ Marine | Res Central HVAC System - Fuel Sub - Panel Upgrade - Marine | 1.9303 | 0.53 | 0 | RASS 2019 | 514.9917 | 2032 | 1 | SWHC045
RES-HVAC-FS-PU-15.14 | Res ¦ Packaged/Split Heat Pump (SEER2 17.8) - Fuel Sub - Panel Upgrade - Marine ¦ SDG&E ¦ Marine | Res ¦ Packaged/Split Heat Pump (SEER2 17.8) - Fuel Sub - Panel Upgrade - Marine | SDG&E ¦ Marine | SDG&E | All | Electric & Gas | Packaged/Split Heat Pump (SEER2 17.8) | Efficient |  |  | 1 | Conventional | HVAC | Res - Multi Family | Res | ROB Only | 1 | Residential Households | Cap-Tons | 23 | DEER:HVAC_Eff_AC | 39.1 | 0 | -26.9 | SWHC045-04 | 2380.73 | 2024 | 398.63 | 2024 | 374.9302 | -18.59 | SWHC045-04 | Res Central HVAC System - Fuel Sub - Panel Upgrade - Marine ¦ SDG&E ¦ Marine | Res Central HVAC System - Fuel Sub - Panel Upgrade - Marine | 0.39508 | 0.53 | 0 | RASS 2019 | 0 | 2012 | 1 | SWHC045
RES-HVAC-FS-PU-15.15 | Res ¦ Packaged/Split Heat Pump (SEER2 17.8) - Fuel Sub - Panel Upgrade - Hot-Dry ¦ SDG&E ¦ Hot-Dry | Res ¦ Packaged/Split Heat Pump (SEER2 17.8) - Fuel Sub - Panel Upgrade - Hot-Dry | SDG&E ¦ Hot-Dry | SDG&E | All | Electric & Gas | Packaged/Split Heat Pump (SEER2 17.8) | Efficient |  |  | 1 | Conventional | HVAC | Res - Single Family | Res | ROB Only | 1 | Residential Households | Cap-Tons | 23 | DEER:HVAC_Eff_AC | 154 | 0 | -35.5 | SWHC045-04 | 2380.73 | 2024 | 398.63 | 2024 | 468.3708 | -18.59 | SWHC045-04 | Res Central HVAC System - Fuel Sub - Panel Upgrade - Hot-Dry ¦ SDG&E ¦ Hot-Dry | Res Central HVAC System - Fuel Sub - Panel Upgrade - Hot-Dry | 1.1703 | 0.53 | 0 | RASS 2019 | 514.9917 | 2032 | 1 | SWHC045
RES-HVAC-FS-PU-15.16 | Res ¦ Packaged/Split Heat Pump (SEER2 17.8) - Fuel Sub - Panel Upgrade - Hot-Dry ¦ SDG&E ¦ Hot-Dry | Res ¦ Packaged/Split Heat Pump (SEER2 17.8) - Fuel Sub - Panel Upgrade - Hot-Dry | SDG&E ¦ Hot-Dry | SDG&E | All | Electric & Gas | Packaged/Split Heat Pump (SEER2 17.8) | Efficient |  |  | 1 | Conventional | HVAC | Res - Multi Family | Res | ROB Only | 1 | Residential Households | Cap-Tons | 23 | DEER:HVAC_Eff_AC | 18.4 | 0 | -23.5 | SWHC045-04 | 2380.73 | 2024 | 398.63 | 2024 | 468.3708 | -18.59 | SWHC045-04 | Res Central HVAC System - Fuel Sub - Panel Upgrade - Hot-Dry ¦ SDG&E ¦ Hot-Dry | Res Central HVAC System - Fuel Sub - Panel Upgrade - Hot-Dry | 0.14814 | 0.53 | 0 | RASS 2019 | 0 | 2012 | 1 | SWHC045
RES-HVAC-FS-PU-16.1 | Res ¦ Packaged/Split Heat Pump (SEER2 18.7) - Fuel Sub - Panel Upgrade - Marine ¦ PG&E ¦ Marine | Res ¦ Packaged/Split Heat Pump (SEER2 18.7) - Fuel Sub - Panel Upgrade - Marine | PG&E ¦ Marine | PG&E | All | Electric & Gas | Packaged/Split Heat Pump (SEER2 18.7) | Efficient |  |  | 1 | Conventional | HVAC | Res - Single Family | Res | ROB Only | 1 | Residential Households | Cap-Tons | 23 | DEER:HVAC_Eff_AC | 290 | 0 | -51.3 | SWHC045-04 | 2626.64 | 2024 | 398.63 | 2024 | 465.4706 | -18.59 | SWHC045-04 | Res Central HVAC System - Fuel Sub - Panel Upgrade - Marine ¦ PG&E ¦ Marine | Res Central HVAC System - Fuel Sub - Panel Upgrade - Marine | 0.58283 | 0.53 | 0 | RASS 2019 | 514.9917 | 2032 | 1 | SWHC045
RES-HVAC-FS-PU-16.2 | Res ¦ Packaged/Split Heat Pump (SEER2 18.7) - Fuel Sub - Panel Upgrade - Marine ¦ PG&E ¦ Marine | Res ¦ Packaged/Split Heat Pump (SEER2 18.7) - Fuel Sub - Panel Upgrade - Marine | PG&E ¦ Marine | PG&E | All | Electric & Gas | Packaged/Split Heat Pump (SEER2 18.7) | Efficient |  |  | 1 | Conventional | HVAC | Res - Multi Family | Res | ROB Only | 1 | Residential Households | Cap-Tons | 23 | DEER:HVAC_Eff_AC | 142 | 0 | -37.7 | SWHC045-04 | 2626.64 | 2024 | 398.63 | 2024 | 465.4706 | -18.59 | SWHC045-04 | Res Central HVAC System - Fuel Sub - Panel Upgrade - Marine ¦ PG&E ¦ Marine | Res Central HVAC System - Fuel Sub - Panel Upgrade - Marine | 0.066794 | 0.53 | 0 | RASS 2019 | 0 | 2012 | 1 | SWHC045
RES-HVAC-FS-PU-16.3 | Res ¦ Packaged/Split Heat Pump (SEER2 18.7) - Fuel Sub - Panel Upgrade - Hot-Dry ¦ PG&E ¦ Hot-Dry | Res ¦ Packaged/Split Heat Pump (SEER2 18.7) - Fuel Sub - Panel Upgrade - Hot-Dry | PG&E ¦ Hot-Dry | PG&E | All | Electric & Gas | Packaged/Split Heat Pump (SEER2 18.7) | Efficient |  |  | 1 | Conventional | HVAC | Res - Single Family | Res | ROB Only | 1 | Residential Households | Cap-Tons | 23 | DEER:HVAC_Eff_AC | 387 | 0 | -57 | SWHC045-04 | 2626.64 | 2024 | 398.63 | 2024 | 608.6924 | -18.59 | SWHC045-04 | Res Central HVAC System - Fuel Sub - Panel Upgrade - Hot-Dry ¦ PG&E ¦ Hot-Dry | Res Central HVAC System - Fuel Sub - Panel Upgrade - Hot-Dry | 1.0532 | 0.53 | 0 | RASS 2019 | 514.9917 | 2032 | 1 | SWHC045
RES-HVAC-FS-PU-16.4 | Res ¦ Packaged/Split Heat Pump (SEER2 18.7) - Fuel Sub - Panel Upgrade - Hot-Dry ¦ PG&E ¦ Hot-Dry | Res ¦ Packaged/Split Heat Pump (SEER2 18.7) - Fuel Sub - Panel Upgrade - Hot-Dry | PG&E ¦ Hot-Dry | PG&E | All | Electric & Gas | Packaged/Split Heat Pump (SEER2 18.7) | Efficient |  |  | 1 | Conventional | HVAC | Res - Multi Family | Res | ROB Only | 1 | Residential Households | Cap-Tons | 23 | DEER:HVAC_Eff_AC | 70.7 | 0 | -32 | SWHC045-04 | 2626.64 | 2024 | 398.63 | 2024 | 608.6924 | -18.59 | SWHC045-04 | Res Central HVAC System - Fuel Sub - Panel Upgrade - Hot-Dry ¦ PG&E ¦ Hot-Dry | Res Central HVAC System - Fuel Sub - Panel Upgrade - Hot-Dry | 0.2441 | 0.53 | 0 | RASS 2019 | 0 | 2012 | 1 | SWHC045
RES-HVAC-FS-PU-16.5 | Res ¦ Packaged/Split Heat Pump (SEER2 18.7) - Fuel Sub - Panel Upgrade - Cold ¦ PG&E ¦ Cold | Res ¦ Packaged/Split Heat Pump (SEER2 18.7) - Fuel Sub - Panel Upgrade - Cold | PG&E ¦ Cold | PG&E | All | Electric & Gas | Packaged/Split Heat Pump (SEER2 18.7) | Efficient |  |  | 1 | Conventional | HVAC | Res - Single Family | Res | ROB Only | 1 | Residential Households | Cap-Tons | 23 | DEER:HVAC_Eff_AC | 273 | 0 | -53.4 | SWHC045-04 | 2626.64 | 2024 | 398.63 | 2024 | 416.4737 | -18.59 | SWHC045-04 | Res Central HVAC System - Fuel Sub - Panel Upgrade - Cold ¦ PG&E ¦ Cold | Res Central HVAC System - Fuel Sub - Panel Upgrade - Cold | 0.23165 | 0.53 | 0 | RASS 2019 | 514.9917 | 2032 | 1 | SWHC045
RES-HVAC-FS-PU-16.6 | Res ¦ Packaged/Split Heat Pump (SEER2 18.7) - Fuel Sub - Panel Upgrade - Cold ¦ PG&E ¦ Cold | Res ¦ Packaged/Split Heat Pump (SEER2 18.7) - Fuel Sub - Panel Upgrade - Cold | PG&E ¦ Cold | PG&E | All | Electric & Gas | Packaged/Split Heat Pump (SEER2 18.7) | Efficient |  |  | 1 | Conventional | HVAC | Res - Multi Family | Res | ROB Only | 1 | Residential Households | Cap-Tons | 23 | DEER:HVAC_Eff_AC | 84.8 | 0 | -51.2 | SWHC045-04 | 2626.64 | 2024 | 398.63 | 2024 | 416.4737 | -18.59 | SWHC045-04 | Res Central HVAC System - Fuel Sub - Panel Upgrade - Cold ¦ PG&E ¦ Cold | Res Central HVAC System - Fuel Sub - Panel Upgrade - Cold | 0.060679 | 0.53 | 0 | RASS 2019 | 0 | 2012 | 1 | SWHC045
RES-HVAC-FS-PU-16.7 | Res ¦ Packaged/Split Heat Pump (SEER2 18.7) - Fuel Sub - Panel Upgrade - Marine ¦ SCG ¦ Marine | Res ¦ Packaged/Split Heat Pump (SEER2 18.7) - Fuel Sub - Panel Upgrade - Marine | SCG ¦ Marine | SCG | All | Electric & Gas | Packaged/Split Heat Pump (SEER2 18.7) | Efficient |  |  | 1 | Conventional | HVAC | Res - Single Family | Res | ROB Only | 1 | Residential Households | Cap-Tons | 23 | DEER:HVAC_Eff_AC | 108 | 0 | -28.8 | SWHC045-04 | 2626.64 | 2024 | 398.63 | 2024 | 374.9302 | -18.59 | SWHC045-04 | Res Central HVAC System - Fuel Sub - Panel Upgrade - Marine ¦ SCG ¦ Marine | Res Central HVAC System - Fuel Sub - Panel Upgrade - Marine | 0.94772 | 0.53 | 0 | RASS 2019 | 514.9917 | 2032 | 1 | SWHC045
RES-HVAC-FS-PU-16.8 | Res ¦ Packaged/Split Heat Pump (SEER2 18.7) - Fuel Sub - Panel Upgrade - Marine ¦ SCG ¦ Marine | Res ¦ Packaged/Split Heat Pump (SEER2 18.7) - Fuel Sub - Panel Upgrade - Marine | SCG ¦ Marine | SCG | All | Electric & Gas | Packaged/Split Heat Pump (SEER2 18.7) | Efficient |  |  | 1 | Conventional | HVAC | Res - Multi Family | Res | ROB Only | 1 | Residential Households | Cap-Tons | 23 | DEER:HVAC_Eff_AC | 17.4 | 0 | -26.9 | SWHC045-04 | 2626.64 | 2024 | 398.63 | 2024 | 374.9302 | -18.59 | SWHC045-04 | Res Central HVAC System - Fuel Sub - Panel Upgrade - Marine ¦ SCG ¦ Marine | Res Central HVAC System - Fuel Sub - Panel Upgrade - Marine | 0.19192 | 0.53 | 0 | RASS 2019 | 0 | 2012 | 1 | SWHC045
RES-HVAC-FS-PU-16.9 | Res ¦ Packaged/Split Heat Pump (SEER2 18.7) - Fuel Sub - Panel Upgrade - Hot-Dry ¦ SCG ¦ Hot-Dry | Res ¦ Packaged/Split Heat Pump (SEER2 18.7) - Fuel Sub - Panel Upgrade - Hot-Dry | SCG ¦ Hot-Dry | SCG | All | Electric & Gas | Packaged/Split Heat Pump (SEER2 18.7) | Efficient |  |  | 1 | Conventional | HVAC | Res - Single Family | Res | ROB Only | 1 | Residential Households | Cap-Tons | 23 | DEER:HVAC_Eff_AC | 67.6 | 0 | -30 | SWHC045-04 | 2626.64 | 2024 | 398.63 | 2024 | 446.1336 | -18.59 | SWHC045-04 | Res Central HVAC System - Fuel Sub - Panel Upgrade - Hot-Dry ¦ SCG ¦ Hot-Dry | Res Central HVAC System - Fuel Sub - Panel Upgrade - Hot-Dry | 1.5905 | 0.53 | 0 | RASS 2019 | 514.9917 | 2032 | 1 | SWHC045
RES-HVAC-FS-PU-16.10 | Res ¦ Packaged/Split Heat Pump (SEER2 18.7) - Fuel Sub - Panel Upgrade - Hot-Dry ¦ SCG ¦ Hot-Dry | Res ¦ Packaged/Split Heat Pump (SEER2 18.7) - Fuel Sub - Panel Upgrade - Hot-Dry | SCG ¦ Hot-Dry | SCG | All | Electric & Gas | Packaged/Split Heat Pump (SEER2 18.7) | Efficient |  |  | 1 | Conventional | HVAC | Res - Multi Family | Res | ROB Only | 1 | Residential Households | Cap-Tons | 23 | DEER:HVAC_Eff_AC | -65.1 | 0 | -26.6 | SWHC045-04 | 2626.64 | 2024 | 398.63 | 2024 | 446.1336 | -18.59 | SWHC045-04 | Res Central HVAC System - Fuel Sub - Panel Upgrade - Hot-Dry ¦ SCG ¦ Hot-Dry | Res Central HVAC System - Fuel Sub - Panel Upgrade - Hot-Dry | 0.22921 | 0.53 | 0 | RASS 2019 | 0 | 2012 | 1 | SWHC045
RES-HVAC-FS-PU-16.11 | Res ¦ Packaged/Split Heat Pump (SEER2 18.7) - Fuel Sub - Panel Upgrade - Cold ¦ SCG ¦ Cold | Res ¦ Packaged/Split Heat Pump (SEER2 18.7) - Fuel Sub - Panel Upgrade - Cold | SCG ¦ Cold | SCG | All | Electric & Gas | Packaged/Split Heat Pump (SEER2 18.7) | Efficient |  |  | 1 | Conventional | HVAC | Res - Single Family | Res | ROB Only | 1 | Residential Households | Cap-Tons | 23 | DEER:HVAC_Eff_AC | 273 | 0 | -53.4 | SWHC045-04 | 2626.64 | 2024 | 398.63 | 2024 | 416.4737 | -18.59 | SWHC045-04 | Res Central HVAC System - Fuel Sub - Panel Upgrade - Cold ¦ SCG ¦ Cold | Res Central HVAC System - Fuel Sub - Panel Upgrade - Cold | 1.969 | 0.53 | 0 | RASS 2019 | 514.9917 | 2032 | 1 | SWHC045
RES-HVAC-FS-PU-16.12 | Res ¦ Packaged/Split Heat Pump (SEER2 18.7) - Fuel Sub - Panel Upgrade - Cold ¦ SCG ¦ Cold | Res ¦ Packaged/Split Heat Pump (SEER2 18.7) - Fuel Sub - Panel Upgrade - Cold | SCG ¦ Cold | SCG | All | Electric & Gas | Packaged/Split Heat Pump (SEER2 18.7) | Efficient |  |  | 1 | Conventional | HVAC | Res - Multi Family | Res | ROB Only | 1 | Residential Households | Cap-Tons | 23 | DEER:HVAC_Eff_AC | 84.8 | 0 | -51.2 | SWHC045-04 | 2626.64 | 2024 | 398.63 | 2024 | 416.4737 | -18.59 | SWHC045-04 | Res Central HVAC System - Fuel Sub - Panel Upgrade - Cold ¦ SCG ¦ Cold | Res Central HVAC System - Fuel Sub - Panel Upgrade - Cold | 0.060679 | 0.53 | 0 | RASS 2019 | 0 | 2012 | 1 | SWHC045
RES-HVAC-FS-PU-16.13 | Res ¦ Packaged/Split Heat Pump (SEER2 18.7) - Fuel Sub - Panel Upgrade - Marine ¦ SDG&E ¦ Marine | Res ¦ Packaged/Split Heat Pump (SEER2 18.7) - Fuel Sub - Panel Upgrade - Marine | SDG&E ¦ Marine | SDG&E | All | Electric & Gas | Packaged/Split Heat Pump (SEER2 18.7) | Efficient |  |  | 1 | Conventional | HVAC | Res - Single Family | Res | ROB Only | 1 | Residential Households | Cap-Tons | 23 | DEER:HVAC_Eff_AC | 108 | 0 | -28.8 | SWHC045-04 | 2626.64 | 2024 | 398.63 | 2024 | 374.9302 | -18.59 | SWHC045-04 | Res Central HVAC System - Fuel Sub - Panel Upgrade - Marine ¦ SDG&E ¦ Marine | Res Central HVAC System - Fuel Sub - Panel Upgrade - Marine | 1.9303 | 0.53 | 0 | RASS 2019 | 514.9917 | 2032 | 1 | SWHC045
RES-HVAC-FS-PU-16.14 | Res ¦ Packaged/Split Heat Pump (SEER2 18.7) - Fuel Sub - Panel Upgrade - Marine ¦ SDG&E ¦ Marine | Res ¦ Packaged/Split Heat Pump (SEER2 18.7) - Fuel Sub - Panel Upgrade - Marine | SDG&E ¦ Marine | SDG&E | All | Electric & Gas | Packaged/Split Heat Pump (SEER2 18.7) | Efficient |  |  | 1 | Conventional | HVAC | Res - Multi Family | Res | ROB Only | 1 | Residential Households | Cap-Tons | 23 | DEER:HVAC_Eff_AC | 17.4 | 0 | -26.9 | SWHC045-04 | 2626.64 | 2024 | 398.63 | 2024 | 374.9302 | -18.59 | SWHC045-04 | Res Central HVAC System - Fuel Sub - Panel Upgrade - Marine ¦ SDG&E ¦ Marine | Res Central HVAC System - Fuel Sub - Panel Upgrade - Marine | 0.39508 | 0.53 | 0 | RASS 2019 | 0 | 2012 | 1 | SWHC045
RES-HVAC-FS-PU-16.15 | Res ¦ Packaged/Split Heat Pump (SEER2 18.7) - Fuel Sub - Panel Upgrade - Hot-Dry ¦ SDG&E ¦ Hot-Dry | Res ¦ Packaged/Split Heat Pump (SEER2 18.7) - Fuel Sub - Panel Upgrade - Hot-Dry | SDG&E ¦ Hot-Dry | SDG&E | All | Electric & Gas | Packaged/Split Heat Pump (SEER2 18.7) | Efficient |  |  | 1 | Conventional | HVAC | Res - Single Family | Res | ROB Only | 1 | Residential Households | Cap-Tons | 23 | DEER:HVAC_Eff_AC | 135 | 0 | -35.5 | SWHC045-04 | 2626.64 | 2024 | 398.63 | 2024 | 468.3708 | -18.59 | SWHC045-04 | Res Central HVAC System - Fuel Sub - Panel Upgrade - Hot-Dry ¦ SDG&E ¦ Hot-Dry | Res Central HVAC System - Fuel Sub - Panel Upgrade - Hot-Dry | 1.1703 | 0.53 | 0 | RASS 2019 | 514.9917 | 2032 | 1 | SWHC045
RES-HVAC-FS-PU-16.16 | Res ¦ Packaged/Split Heat Pump (SEER2 18.7) - Fuel Sub - Panel Upgrade - Hot-Dry ¦ SDG&E ¦ Hot-Dry | Res ¦ Packaged/Split Heat Pump (SEER2 18.7) - Fuel Sub - Panel Upgrade - Hot-Dry | SDG&E ¦ Hot-Dry | SDG&E | All | Electric & Gas | Packaged/Split Heat Pump (SEER2 18.7) | Efficient |  |  | 1 | Conventional | HVAC | Res - Multi Family | Res | ROB Only | 1 | Residential Households | Cap-Tons | 23 | DEER:HVAC_Eff_AC | 10 | 0 | -23.5 | SWHC045-04 | 2626.64 | 2024 | 398.63 | 2024 | 468.3708 | -18.59 | SWHC045-04 | Res Central HVAC System - Fuel Sub - Panel Upgrade - Hot-Dry ¦ SDG&E ¦ Hot-Dry | Res Central HVAC System - Fuel Sub - Panel Upgrade - Hot-Dry | 0.14814 | 0.53 | 0 | RASS 2019 | 0 | 2012 | 1 | SWHC045
RES-HVAC-FS-PU-17.1 | Res ¦ Packaged/Split Heat Pump (SEER2 19.6) - Fuel Sub - Panel Upgrade - Marine ¦ PG&E ¦ Marine | Res ¦ Packaged/Split Heat Pump (SEER2 19.6) - Fuel Sub - Panel Upgrade - Marine | PG&E ¦ Marine | PG&E | All | Electric & Gas | Packaged/Split Heat Pump (SEER2 19.6) | Efficient |  |  | 1 | Conventional | HVAC | Res - Single Family | Res | ROB Only | 1 | Residential Households | Cap-Tons | 23 | DEER:HVAC_Eff_AC | 263 | 0 | -51.3 | SWHC045-04 | 2872.55 | 2024 | 398.63 | 2024 | 465.4706 | -18.59 | SWHC045-04 | Res Central HVAC System - Fuel Sub - Panel Upgrade - Marine ¦ PG&E ¦ Marine | Res Central HVAC System - Fuel Sub - Panel Upgrade - Marine | 0.58283 | 0.53 | 0 | RASS 2019 | 514.9917 | 2032 | 1 | SWHC045
RES-HVAC-FS-PU-17.2 | Res ¦ Packaged/Split Heat Pump (SEER2 19.6) - Fuel Sub - Panel Upgrade - Marine ¦ PG&E ¦ Marine | Res ¦ Packaged/Split Heat Pump (SEER2 19.6) - Fuel Sub - Panel Upgrade - Marine | PG&E ¦ Marine | PG&E | All | Electric & Gas | Packaged/Split Heat Pump (SEER2 19.6) | Efficient |  |  | 1 | Conventional | HVAC | Res - Multi Family | Res | ROB Only | 1 | Residential Households | Cap-Tons | 23 | DEER:HVAC_Eff_AC | 123 | 0 | -37.7 | SWHC045-04 | 2872.55 | 2024 | 398.63 | 2024 | 465.4706 | -18.59 | SWHC045-04 | Res Central HVAC System - Fuel Sub - Panel Upgrade - Marine ¦ PG&E ¦ Marine | Res Central HVAC System - Fuel Sub - Panel Upgrade - Marine | 0.066794 | 0.53 | 0 | RASS 2019 | 0 | 2012 | 1 | SWHC045
RES-HVAC-FS-PU-17.3 | Res ¦ Packaged/Split Heat Pump (SEER2 19.6) - Fuel Sub - Panel Upgrade - Hot-Dry ¦ PG&E ¦ Hot-Dry | Res ¦ Packaged/Split Heat Pump (SEER2 19.6) - Fuel Sub - Panel Upgrade - Hot-Dry | PG&E ¦ Hot-Dry | PG&E | All | Electric & Gas | Packaged/Split Heat Pump (SEER2 19.6) | Efficient |  |  | 1 | Conventional | HVAC | Res - Single Family | Res | ROB Only | 1 | Residential Households | Cap-Tons | 23 | DEER:HVAC_Eff_AC | 347 | 0 | -57 | SWHC045-04 | 2872.55 | 2024 | 398.63 | 2024 | 608.6924 | -18.59 | SWHC045-04 | Res Central HVAC System - Fuel Sub - Panel Upgrade - Hot-Dry ¦ PG&E ¦ Hot-Dry | Res Central HVAC System - Fuel Sub - Panel Upgrade - Hot-Dry | 1.0532 | 0.53 | 0 | RASS 2019 | 514.9917 | 2032 | 1 | SWHC045
RES-HVAC-FS-PU-17.4 | Res ¦ Packaged/Split Heat Pump (SEER2 19.6) - Fuel Sub - Panel Upgrade - Hot-Dry ¦ PG&E ¦ Hot-Dry | Res ¦ Packaged/Split Heat Pump (SEER2 19.6) - Fuel Sub - Panel Upgrade - Hot-Dry | PG&E ¦ Hot-Dry | PG&E | All | Electric & Gas | Packaged/Split Heat Pump (SEER2 19.6) | Efficient |  |  | 1 | Conventional | HVAC | Res - Multi Family | Res | ROB Only | 1 | Residential Households | Cap-Tons | 23 | DEER:HVAC_Eff_AC | 53 | 0 | -32 | SWHC045-04 | 2872.55 | 2024 | 398.63 | 2024 | 608.6924 | -18.59 | SWHC045-04 | Res Central HVAC System - Fuel Sub - Panel Upgrade - Hot-Dry ¦ PG&E ¦ Hot-Dry | Res Central HVAC System - Fuel Sub - Panel Upgrade - Hot-Dry | 0.2441 | 0.53 | 0 | RASS 2019 | 0 | 2012 | 1 | SWHC045
RES-HVAC-FS-PU-17.5 | Res ¦ Packaged/Split Heat Pump (SEER2 19.6) - Fuel Sub - Panel Upgrade - Cold ¦ PG&E ¦ Cold | Res ¦ Packaged/Split Heat Pump (SEER2 19.6) - Fuel Sub - Panel Upgrade - Cold | PG&E ¦ Cold | PG&E | All | Electric & Gas | Packaged/Split Heat Pump (SEER2 19.6) | Efficient |  |  | 1 | Conventional | HVAC | Res - Single Family | Res | ROB Only | 1 | Residential Households | Cap-Tons | 23 | DEER:HVAC_Eff_AC | 222 | 0 | -53.4 | SWHC045-04 | 2872.55 | 2024 | 398.63 | 2024 | 416.4737 | -18.59 | SWHC045-04 | Res Central HVAC System - Fuel Sub - Panel Upgrade - Cold ¦ PG&E ¦ Cold | Res Central HVAC System - Fuel Sub - Panel Upgrade - Cold | 0.23165 | 0.53 | 0 | RASS 2019 | 514.9917 | 2032 | 1 | SWHC045
RES-HVAC-FS-PU-17.6 | Res ¦ Packaged/Split Heat Pump (SEER2 19.6) - Fuel Sub - Panel Upgrade - Cold ¦ PG&E ¦ Cold | Res ¦ Packaged/Split Heat Pump (SEER2 19.6) - Fuel Sub - Panel Upgrade - Cold | PG&E ¦ Cold | PG&E | All | Electric & Gas | Packaged/Split Heat Pump (SEER2 19.6) | Efficient |  |  | 1 | Conventional | HVAC | Res - Multi Family | Res | ROB Only | 1 | Residential Households | Cap-Tons | 23 | DEER:HVAC_Eff_AC | 52.2 | 0 | -51.2 | SWHC045-04 | 2872.55 | 2024 | 398.63 | 2024 | 416.4737 | -18.59 | SWHC045-04 | Res Central HVAC System - Fuel Sub - Panel Upgrade - Cold ¦ PG&E ¦ Cold | Res Central HVAC System - Fuel Sub - Panel Upgrade - Cold | 0.060679 | 0.53 | 0 | RASS 2019 | 0 | 2012 | 1 | SWHC045
RES-HVAC-FS-PU-17.7 | Res ¦ Packaged/Split Heat Pump (SEER2 19.6) - Fuel Sub - Panel Upgrade - Marine ¦ SCG ¦ Marine | Res ¦ Packaged/Split Heat Pump (SEER2 19.6) - Fuel Sub - Panel Upgrade - Marine | SCG ¦ Marine | SCG | All | Electric & Gas | Packaged/Split Heat Pump (SEER2 19.6) | Efficient |  |  | 1 | Conventional | HVAC | Res - Single Family | Res | ROB Only | 1 | Residential Households | Cap-Tons | 23 | DEER:HVAC_Eff_AC | 89 | 0 | -28.8 | SWHC045-04 | 2872.55 | 2024 | 398.63 | 2024 | 374.9302 | -18.59 | SWHC045-04 | Res Central HVAC System - Fuel Sub - Panel Upgrade - Marine ¦ SCG ¦ Marine | Res Central HVAC System - Fuel Sub - Panel Upgrade - Marine | 0.94772 | 0.53 | 0 | RASS 2019 | 514.9917 | 2032 | 1 | SWHC045
RES-HVAC-FS-PU-17.8 | Res ¦ Packaged/Split Heat Pump (SEER2 19.6) - Fuel Sub - Panel Upgrade - Marine ¦ SCG ¦ Marine | Res ¦ Packaged/Split Heat Pump (SEER2 19.6) - Fuel Sub - Panel Upgrade - Marine | SCG ¦ Marine | SCG | All | Electric & Gas | Packaged/Split Heat Pump (SEER2 19.6) | Efficient |  |  | 1 | Conventional | HVAC | Res - Multi Family | Res | ROB Only | 1 | Residential Households | Cap-Tons | 23 | DEER:HVAC_Eff_AC | 2.89 | 0 | -26.9 | SWHC045-04 | 2872.55 | 2024 | 398.63 | 2024 | 374.9302 | -18.59 | SWHC045-04 | Res Central HVAC System - Fuel Sub - Panel Upgrade - Marine ¦ SCG ¦ Marine | Res Central HVAC System - Fuel Sub - Panel Upgrade - Marine | 0.19192 | 0.53 | 0 | RASS 2019 | 0 | 2012 | 1 | SWHC045
RES-HVAC-FS-PU-17.9 | Res ¦ Packaged/Split Heat Pump (SEER2 19.6) - Fuel Sub - Panel Upgrade - Hot-Dry ¦ SCG ¦ Hot-Dry | Res ¦ Packaged/Split Heat Pump (SEER2 19.6) - Fuel Sub - Panel Upgrade - Hot-Dry | SCG ¦ Hot-Dry | SCG | All | Electric & Gas | Packaged/Split Heat Pump (SEER2 19.6) | Efficient |  |  | 1 | Conventional | HVAC | Res - Single Family | Res | ROB Only | 1 | Residential Households | Cap-Tons | 23 | DEER:HVAC_Eff_AC | 44.1 | 0 | -30 | SWHC045-04 | 2872.55 | 2024 | 398.63 | 2024 | 446.1336 | -18.59 | SWHC045-04 | Res Central HVAC System - Fuel Sub - Panel Upgrade - Hot-Dry ¦ SCG ¦ Hot-Dry | Res Central HVAC System - Fuel Sub - Panel Upgrade - Hot-Dry | 1.5905 | 0.53 | 0 | RASS 2019 | 514.9917 | 2032 | 1 | SWHC045
RES-HVAC-FS-PU-17.10 | Res ¦ Packaged/Split Heat Pump (SEER2 19.6) - Fuel Sub - Panel Upgrade - Hot-Dry ¦ SCG ¦ Hot-Dry | Res ¦ Packaged/Split Heat Pump (SEER2 19.6) - Fuel Sub - Panel Upgrade - Hot-Dry | SCG ¦ Hot-Dry | SCG | All | Electric & Gas | Packaged/Split Heat Pump (SEER2 19.6) | Efficient |  |  | 1 | Conventional | HVAC | Res - Multi Family | Res | ROB Only | 1 | Residential Households | Cap-Tons | 23 | DEER:HVAC_Eff_AC | -91.2 | 0 | -26.6 | SWHC045-04 | 2872.55 | 2024 | 398.63 | 2024 | 446.1336 | -18.59 | SWHC045-04 | Res Central HVAC System - Fuel Sub - Panel Upgrade - Hot-Dry ¦ SCG ¦ Hot-Dry | Res Central HVAC System - Fuel Sub - Panel Upgrade - Hot-Dry | 0.22921 | 0.53 | 0 | RASS 2019 | 0 | 2012 | 1 | SWHC045
RES-HVAC-FS-PU-17.11 | Res ¦ Packaged/Split Heat Pump (SEER2 19.6) - Fuel Sub - Panel Upgrade - Cold ¦ SCG ¦ Cold | Res ¦ Packaged/Split Heat Pump (SEER2 19.6) - Fuel Sub - Panel Upgrade - Cold | SCG ¦ Cold | SCG | All | Electric & Gas | Packaged/Split Heat Pump (SEER2 19.6) | Efficient |  |  | 1 | Conventional | HVAC | Res - Single Family | Res | ROB Only | 1 | Residential Households | Cap-Tons | 23 | DEER:HVAC_Eff_AC | 222 | 0 | -53.4 | SWHC045-04 | 2872.55 | 2024 | 398.63 | 2024 | 416.4737 | -18.59 | SWHC045-04 | Res Central HVAC System - Fuel Sub - Panel Upgrade - Cold ¦ SCG ¦ Cold | Res Central HVAC System - Fuel Sub - Panel Upgrade - Cold | 1.969 | 0.53 | 0 | RASS 2019 | 514.9917 | 2032 | 1 | SWHC045
RES-HVAC-FS-PU-17.12 | Res ¦ Packaged/Split Heat Pump (SEER2 19.6) - Fuel Sub - Panel Upgrade - Cold ¦ SCG ¦ Cold | Res ¦ Packaged/Split Heat Pump (SEER2 19.6) - Fuel Sub - Panel Upgrade - Cold | SCG ¦ Cold | SCG | All | Electric & Gas | Packaged/Split Heat Pump (SEER2 19.6) | Efficient |  |  | 1 | Conventional | HVAC | Res - Multi Family | Res | ROB Only | 1 | Residential Households | Cap-Tons | 23 | DEER:HVAC_Eff_AC | 52.2 | 0 | -51.2 | SWHC045-04 | 2872.55 | 2024 | 398.63 | 2024 | 416.4737 | -18.59 | SWHC045-04 | Res Central HVAC System - Fuel Sub - Panel Upgrade - Cold ¦ SCG ¦ Cold | Res Central HVAC System - Fuel Sub - Panel Upgrade - Cold | 0.060679 | 0.53 | 0 | RASS 2019 | 0 | 2012 | 1 | SWHC045
RES-HVAC-FS-PU-17.13 | Res ¦ Packaged/Split Heat Pump (SEER2 19.6) - Fuel Sub - Panel Upgrade - Marine ¦ SDG&E ¦ Marine | Res ¦ Packaged/Split Heat Pump (SEER2 19.6) - Fuel Sub - Panel Upgrade - Marine | SDG&E ¦ Marine | SDG&E | All | Electric & Gas | Packaged/Split Heat Pump (SEER2 19.6) | Efficient |  |  | 1 | Conventional | HVAC | Res - Single Family | Res | ROB Only | 1 | Residential Households | Cap-Tons | 23 | DEER:HVAC_Eff_AC | 89 | 0 | -28.8 | SWHC045-04 | 2872.55 | 2024 | 398.63 | 2024 | 374.9302 | -18.59 | SWHC045-04 | Res Central HVAC System - Fuel Sub - Panel Upgrade - Marine ¦ SDG&E ¦ Marine | Res Central HVAC System - Fuel Sub - Panel Upgrade - Marine | 1.9303 | 0.53 | 0 | RASS 2019 | 514.9917 | 2032 | 1 | SWHC045
RES-HVAC-FS-PU-17.14 | Res ¦ Packaged/Split Heat Pump (SEER2 19.6) - Fuel Sub - Panel Upgrade - Marine ¦ SDG&E ¦ Marine | Res ¦ Packaged/Split Heat Pump (SEER2 19.6) - Fuel Sub - Panel Upgrade - Marine | SDG&E ¦ Marine | SDG&E | All | Electric & Gas | Packaged/Split Heat Pump (SEER2 19.6) | Efficient |  |  | 1 | Conventional | HVAC | Res - Multi Family | Res | ROB Only | 1 | Residential Households | Cap-Tons | 23 | DEER:HVAC_Eff_AC | 2.89 | 0 | -26.9 | SWHC045-04 | 2872.55 | 2024 | 398.63 | 2024 | 374.9302 | -18.59 | SWHC045-04 | Res Central HVAC System - Fuel Sub - Panel Upgrade - Marine ¦ SDG&E ¦ Marine | Res Central HVAC System - Fuel Sub - Panel Upgrade - Marine | 0.39508 | 0.53 | 0 | RASS 2019 | 0 | 2012 | 1 | SWHC045
RES-HVAC-FS-PU-17.15 | Res ¦ Packaged/Split Heat Pump (SEER2 19.6) - Fuel Sub - Panel Upgrade - Hot-Dry ¦ SDG&E ¦ Hot-Dry | Res ¦ Packaged/Split Heat Pump (SEER2 19.6) - Fuel Sub - Panel Upgrade - Hot-Dry | SDG&E ¦ Hot-Dry | SDG&E | All | Electric & Gas | Packaged/Split Heat Pump (SEER2 19.6) | Efficient |  |  | 1 | Conventional | HVAC | Res - Single Family | Res | ROB Only | 1 | Residential Households | Cap-Tons | 23 | DEER:HVAC_Eff_AC | 111 | 0 | -35.5 | SWHC045-04 | 2872.55 | 2024 | 398.63 | 2024 | 468.3708 | -18.59 | SWHC045-04 | Res Central HVAC System - Fuel Sub - Panel Upgrade - Hot-Dry ¦ SDG&E ¦ Hot-Dry | Res Central HVAC System - Fuel Sub - Panel Upgrade - Hot-Dry | 1.1703 | 0.53 | 0 | RASS 2019 | 514.9917 | 2032 | 1 | SWHC045
RES-HVAC-FS-PU-17.16 | Res ¦ Packaged/Split Heat Pump (SEER2 19.6) - Fuel Sub - Panel Upgrade - Hot-Dry ¦ SDG&E ¦ Hot-Dry | Res ¦ Packaged/Split Heat Pump (SEER2 19.6) - Fuel Sub - Panel Upgrade - Hot-Dry | SDG&E ¦ Hot-Dry | SDG&E | All | Electric & Gas | Packaged/Split Heat Pump (SEER2 19.6) | Efficient |  |  | 1 | Conventional | HVAC | Res - Multi Family | Res | ROB Only | 1 | Residential Households | Cap-Tons | 23 | DEER:HVAC_Eff_AC | -6.7 | 0 | -23.5 | SWHC045-04 | 2872.55 | 2024 | 398.63 | 2024 | 468.3708 | -18.59 | SWHC045-04 | Res Central HVAC System - Fuel Sub - Panel Upgrade - Hot-Dry ¦ SDG&E ¦ Hot-Dry | Res Central HVAC System - Fuel Sub - Panel Upgrade - Hot-Dry | 0.14814 | 0.53 | 0 | RASS 2019 | 0 | 2012 | 1 | SWHC045
RES-HVAC-FS-20.1 | Res ¦ Res Furnace FS (AFUE and HIR at Code Level) - Marine ¦ PG&E ¦ Marine | Res ¦ Res Furnace FS (AFUE and HIR at Code Level) - Marine | PG&E ¦ Marine | PG&E | All | Electric & Gas | Res Furnace FS (AFUE and HIR at Code Level) | Average Existing and Code |  | 2029 | 1 | Conventional | HVAC | Res - Single Family | Res | ROB and NEW | 0 | Residential Households | household | 30 | DEER:HVAC_Eff_AC | 0 | 0 | 0 | SWHC045-04 | 13071.2044 | 2024 | 419.0925 | 2024 | 0 | 0 | SWHC045-04 | Res Central Furnace Only - Fuel Sub - Marine ¦ PG&E ¦ Marine | Res Central Furnace Only - Fuel Sub - Marine | 0.37466 | 0.47 | 0.83168 | RASS 2019 | 0 | 2012 | 1 | SWHC045
RES-HVAC-FS-20.2 | Res ¦ Res Furnace FS (AFUE and HIR at Code Level) - Marine ¦ PG&E ¦ Marine | Res ¦ Res Furnace FS (AFUE and HIR at Code Level) - Marine | PG&E ¦ Marine | PG&E | All | Electric & Gas | Res Furnace FS (AFUE and HIR at Code Level) | Average Existing and Code |  | 2029 | 1 | Conventional | HVAC | Res - Multi Family | Res | ROB and NEW | 0 | Residential Households | household | 30 | DEER:HVAC_Eff_AC | 0 | 0 | 0 | SWHC045-04 | 4046.8125 | 2024 | 129.75 | 2024 | 0 | 0 | SWHC045-04 | Res Central Furnace Only - Fuel Sub - Marine ¦ PG&E ¦ Marine | Res Central Furnace Only - Fuel Sub - Marine | 0.22588 | 0.47 | 0.94444 | RASS 2019 | 0 | 2012 | 1 | SWHC045
RES-HVAC-FS-20.3 | Res ¦ Res Furnace FS (AFUE and HIR at Code Level) - Hot-Dry ¦ PG&E ¦ Hot-Dry | Res ¦ Res Furnace FS (AFUE and HIR at Code Level) - Hot-Dry | PG&E ¦ Hot-Dry | PG&E | All | Electric & Gas | Res Furnace FS (AFUE and HIR at Code Level) | Average Existing and Code |  | 2029 | 1 | Conventional | HVAC | Res - Single Family | Res | ROB and NEW | 0 | Residential Households | household | 30 | DEER:HVAC_Eff_AC | 0 | 0 | 0 | SWHC045-04 | 9995.6269 | 2024 | 320.4825 | 2024 | 0 | 0 | SWHC045-04 | Res Central Furnace Only - Fuel Sub - Hot-Dry ¦ PG&E ¦ Hot-Dry | Res Central Furnace Only - Fuel Sub - Hot-Dry | 0.048829 | 0.47 | 0.83168 | RASS 2019 | 0 | 2012 | 1 | SWHC045
RES-HVAC-FS-20.4 | Res ¦ Res Furnace FS (AFUE and HIR at Code Level) - Hot-Dry ¦ PG&E ¦ Hot-Dry | Res ¦ Res Furnace FS (AFUE and HIR at Code Level) - Hot-Dry | PG&E ¦ Hot-Dry | PG&E | All | Electric & Gas | Res Furnace FS (AFUE and HIR at Code Level) | Average Existing and Code |  | 2029 | 1 | Conventional | HVAC | Res - Multi Family | Res | ROB and NEW | 0 | Residential Households | household | 30 | DEER:HVAC_Eff_AC | 0 | 0 | 0 | SWHC045-04 | 4046.8125 | 2024 | 129.75 | 2024 | 0 | 0 | SWHC045-04 | Res Central Furnace Only - Fuel Sub - Hot-Dry ¦ PG&E ¦ Hot-Dry | Res Central Furnace Only - Fuel Sub - Hot-Dry | 0.033189 | 0.47 | 0.94444 | RASS 2019 | 0 | 2012 | 1 | SWHC045
RES-HVAC-FS-20.5 | Res ¦ Res Furnace FS (AFUE and HIR at Code Level) - Cold ¦ PG&E ¦ Cold | Res ¦ Res Furnace FS (AFUE and HIR at Code Level) - Cold | PG&E ¦ Cold | PG&E | All | Electric & Gas | Res Furnace FS (AFUE and HIR at Code Level) | Average Existing and Code |  | 2029 | 1 | Conventional | HVAC | Res - Single Family | Res | ROB and NEW | 0 | Residential Households | household | 30 | DEER:HVAC_Eff_AC | 0 | 0 | 0 | SWHC045-04 | 14608.9931 | 2024 | 468.3975 | 2024 | 0 | 0 | SWHC045-04 | Res Central Furnace Only - Fuel Sub - Cold ¦ PG&E ¦ Cold | Res Central Furnace Only - Fuel Sub - Cold | 0.0077842 | 0.47 | 0.83168 | RASS 2019 | 0 | 2012 | 1 | SWHC045
RES-HVAC-FS-20.6 | Res ¦ Res Furnace FS (AFUE and HIR at Code Level) - Cold ¦ PG&E ¦ Cold | Res ¦ Res Furnace FS (AFUE and HIR at Code Level) - Cold | PG&E ¦ Cold | PG&E | All | Electric & Gas | Res Furnace FS (AFUE and HIR at Code Level) | Average Existing and Code |  | 2029 | 1 | Conventional | HVAC | Res - Multi Family | Res | ROB and NEW | 0 | Residential Households | household | 30 | DEER:HVAC_Eff_AC | 0 | 0 | 0 | SWHC045-04 | 4046.8125 | 2024 | 129.75 | 2024 | 0 | 0 | SWHC045-04 | Res Central Furnace Only - Fuel Sub - Cold ¦ PG&E ¦ Cold | Res Central Furnace Only - Fuel Sub - Cold | 0.017953 | 0.47 | 0.94444 | RASS 2019 | 0 | 2012 | 1 | SWHC045
RES-HVAC-FS-20.7 | Res ¦ Res Furnace FS (AFUE and HIR at Code Level) - Marine ¦ SCG ¦ Marine | Res ¦ Res Furnace FS (AFUE and HIR at Code Level) - Marine | SCG ¦ Marine | SCG | All | Electric & Gas | Res Furnace FS (AFUE and HIR at Code Level) | Average Existing and Code |  | 2029 | 1 | Conventional | HVAC | Res - Single Family | Res | ROB and NEW | 0 | Residential Households | household | 30 | DEER:HVAC_Eff_AC | 0 | 0 | 0 | SWHC045-04 | 16227.7181 | 2024 | 520.2975 | 2024 | 0 | 0 | SWHC045-04 | Res Central Furnace Only - Fuel Sub - Marine ¦ SCG ¦ Marine | Res Central Furnace Only - Fuel Sub - Marine | 0.40939 | 0.47 | 0.96212 | RASS 2019 | 0 | 2012 | 1 | SWHC045
RES-HVAC-FS-20.8 | Res ¦ Res Furnace FS (AFUE and HIR at Code Level) - Marine ¦ SCG ¦ Marine | Res ¦ Res Furnace FS (AFUE and HIR at Code Level) - Marine | SCG ¦ Marine | SCG | All | Electric & Gas | Res Furnace FS (AFUE and HIR at Code Level) | Average Existing and Code |  | 2029 | 1 | Conventional | HVAC | Res - Multi Family | Res | ROB and NEW | 0 | Residential Households | household | 30 | DEER:HVAC_Eff_AC | 0 | 0 | 0 | SWHC045-04 | 5179.92 | 2024 | 166.08 | 2024 | 0 | 0 | SWHC045-04 | Res Central Furnace Only - Fuel Sub - Marine ¦ SCG ¦ Marine | Res Central Furnace Only - Fuel Sub - Marine | 0.18899 | 0.47 | 0.96875 | RASS 2019 | 0 | 2012 | 1 | SWHC045
RES-HVAC-FS-20.9 | Res ¦ Res Furnace FS (AFUE and HIR at Code Level) - Hot-Dry ¦ SCG ¦ Hot-Dry | Res ¦ Res Furnace FS (AFUE and HIR at Code Level) - Hot-Dry | SCG ¦ Hot-Dry | SCG | All | Electric & Gas | Res Furnace FS (AFUE and HIR at Code Level) | Average Existing and Code |  | 2029 | 1 | Conventional | HVAC | Res - Single Family | Res | ROB and NEW | 0 | Residential Households | household | 30 | DEER:HVAC_Eff_AC | 0 | 0 | 0 | SWHC045-04 | 13637.7581 | 2024 | 437.2575 | 2024 | 0 | 0 | SWHC045-04 | Res Central Furnace Only - Fuel Sub - Hot-Dry ¦ SCG ¦ Hot-Dry | Res Central Furnace Only - Fuel Sub - Hot-Dry | 0.053422 | 0.47 | 0.96212 | RASS 2019 | 0 | 2012 | 1 | SWHC045
RES-HVAC-FS-20.10 | Res ¦ Res Furnace FS (AFUE and HIR at Code Level) - Hot-Dry ¦ SCG ¦ Hot-Dry | Res ¦ Res Furnace FS (AFUE and HIR at Code Level) - Hot-Dry | SCG ¦ Hot-Dry | SCG | All | Electric & Gas | Res Furnace FS (AFUE and HIR at Code Level) | Average Existing and Code |  | 2029 | 1 | Conventional | HVAC | Res - Multi Family | Res | ROB and NEW | 0 | Residential Households | household | 30 | DEER:HVAC_Eff_AC | 0 | 0 | 0 | SWHC045-04 | 4046.8125 | 2024 | 129.75 | 2024 | 0 | 0 | SWHC045-04 | Res Central Furnace Only - Fuel Sub - Hot-Dry ¦ SCG ¦ Hot-Dry | Res Central Furnace Only - Fuel Sub - Hot-Dry | 0.023966 | 0.47 | 0.96875 | RASS 2019 | 0 | 2012 | 1 | SWHC045
RES-HVAC-FS-20.11 | Res ¦ Res Furnace FS (AFUE and HIR at Code Level) - Cold ¦ SCG ¦ Cold | Res ¦ Res Furnace FS (AFUE and HIR at Code Level) - Cold | SCG ¦ Cold | SCG | All | Electric & Gas | Res Furnace FS (AFUE and HIR at Code Level) | Average Existing and Code |  | 2029 | 1 | Conventional | HVAC | Res - Single Family | Res | ROB and NEW | 0 | Residential Households | household | 30 | DEER:HVAC_Eff_AC | 0 | 0 | 0 | SWHC045-04 | 14608.9931 | 2024 | 468.3975 | 2024 | 0 | 0 | SWHC045-04 | Res Central Furnace Only - Fuel Sub - Cold ¦ SCG ¦ Cold | Res Central Furnace Only - Fuel Sub - Cold | 0.090455 | 0.47 | 0.96212 | RASS 2019 | 0 | 2012 | 1 | SWHC045
RES-HVAC-FS-20.12 | Res ¦ Res Furnace FS (AFUE and HIR at Code Level) - Cold ¦ SCG ¦ Cold | Res ¦ Res Furnace FS (AFUE and HIR at Code Level) - Cold | SCG ¦ Cold | SCG | All | Electric & Gas | Res Furnace FS (AFUE and HIR at Code Level) | Average Existing and Code |  | 2029 | 1 | Conventional | HVAC | Res - Multi Family | Res | ROB and NEW | 0 | Residential Households | household | 30 | DEER:HVAC_Eff_AC | 0 | 0 | 0 | SWHC045-04 | 4046.8125 | 2024 | 129.75 | 2024 | 0 | 0 | SWHC045-04 | Res Central Furnace Only - Fuel Sub - Cold ¦ SCG ¦ Cold | Res Central Furnace Only - Fuel Sub - Cold | 0.017953 | 0.47 | 0.96875 | RASS 2019 | 0 | 2012 | 1 | SWHC045
RES-HVAC-FS-20.13 | Res ¦ Res Furnace FS (AFUE and HIR at Code Level) - Marine ¦ SDG&E ¦ Marine | Res ¦ Res Furnace FS (AFUE and HIR at Code Level) - Marine | SDG&E ¦ Marine | SDG&E | All | Electric & Gas | Res Furnace FS (AFUE and HIR at Code Level) | Average Existing and Code |  | 2029 | 1 | Conventional | HVAC | Res - Single Family | Res | ROB and NEW | 0 | Residential Households | household | 30 | DEER:HVAC_Eff_AC | 0 | 0 | 0 | SWHC045-04 | 16227.7181 | 2024 | 520.2975 | 2024 | 0 | 0 | SWHC045-04 | Res Central Furnace Only - Fuel Sub - Marine ¦ SDG&E ¦ Marine | Res Central Furnace Only - Fuel Sub - Marine | 0.15258 | 0.47 | 0.96296 | RASS 2019 | 0 | 2012 | 1 | SWHC045
RES-HVAC-FS-20.14 | Res ¦ Res Furnace FS (AFUE and HIR at Code Level) - Marine ¦ SDG&E ¦ Marine | Res ¦ Res Furnace FS (AFUE and HIR at Code Level) - Marine | SDG&E ¦ Marine | SDG&E | All | Electric & Gas | Res Furnace FS (AFUE and HIR at Code Level) | Average Existing and Code |  | 2029 | 1 | Conventional | HVAC | Res - Multi Family | Res | ROB and NEW | 0 | Residential Households | household | 30 | DEER:HVAC_Eff_AC | 0 | 0 | 0 | SWHC045-04 | 5179.92 | 2024 | 166.08 | 2024 | 0 | 0 | SWHC045-04 | Res Central Furnace Only - Fuel Sub - Marine ¦ SDG&E ¦ Marine | Res Central Furnace Only - Fuel Sub - Marine | 0.29631 | 0.47 | 1 | RASS 2019 | 0 | 2012 | 1 | SWHC045
RES-HVAC-FS-20.15 | Res ¦ Res Furnace FS (AFUE and HIR at Code Level) - Hot-Dry ¦ SDG&E ¦ Hot-Dry | Res ¦ Res Furnace FS (AFUE and HIR at Code Level) - Hot-Dry | SDG&E ¦ Hot-Dry | SDG&E | All | Electric & Gas | Res Furnace FS (AFUE and HIR at Code Level) | Average Existing and Code |  | 2029 | 1 | Conventional | HVAC | Res - Single Family | Res | ROB and NEW | 0 | Residential Households | household | 30 | DEER:HVAC_Eff_AC | 0 | 0 | 0 | SWHC045-04 | 12990.2681 | 2024 | 416.4975 | 2024 | 0 | 0 | SWHC045-04 | Res Central Furnace Only - Fuel Sub - Hot-Dry ¦ SDG&E ¦ Hot-Dry | Res Central Furnace Only - Fuel Sub - Hot-Dry | 0.17372 | 0.47 | 0.96296 | RASS 2019 | 0 | 2012 | 1 | SWHC045
RES-HVAC-FS-20.16 | Res ¦ Res Furnace FS (AFUE and HIR at Code Level) - Hot-Dry ¦ SDG&E ¦ Hot-Dry | Res ¦ Res Furnace FS (AFUE and HIR at Code Level) - Hot-Dry | SDG&E ¦ Hot-Dry | SDG&E | All | Electric & Gas | Res Furnace FS (AFUE and HIR at Code Level) | Average Existing and Code |  | 2029 | 1 | Conventional | HVAC | Res - Multi Family | Res | ROB and NEW | 0 | Residential Households | household | 30 | DEER:HVAC_Eff_AC | 0 | 0 | 0 | SWHC045-04 | 4491.9619 | 2024 | 144.0225 | 2024 | 0 | 0 | SWHC045-04 | Res Central Furnace Only - Fuel Sub - Hot-Dry ¦ SDG&E ¦ Hot-Dry | Res Central Furnace Only - Fuel Sub - Hot-Dry | 0.053553 | 0.47 | 1 | RASS 2019 | 0 | 2012 | 1 | SWHC045
RES-HVAC-FS-21.1 | Res ¦ Res Efficient Furnace FS (AFUE = 95) - Marine ¦ PG&E ¦ Marine | Res ¦ Res Efficient Furnace FS (AFUE = 95) - Marine | PG&E ¦ Marine | PG&E | All | Electric & Gas | Res Efficient Furnace FS (AFUE = 95) | Efficient |  | 2029 | 1 | Conventional | HVAC | Res - Single Family | Res | ROB and NEW | 0 | Residential Households | household | 30 | DEER:HVAC_Eff_AC | -33.3094 | 0 | -5.596 | SWHC031-04 | 13404.6312 | 2022 | 419.0925 | 2022 | 1704 | 0 | SWHC031-04 | Res Central Furnace Only - Fuel Sub - Marine ¦ PG&E ¦ Marine | Res Central Furnace Only - Fuel Sub - Marine | 0.37466 | 0.47 | 0.16832 | RASS 2019 | 875.6261 | 2032 | 1 | SWHC031 (furnace)
RES-HVAC-FS-21.2 | Res ¦ Res Efficient Furnace FS (AFUE = 95) - Marine ¦ PG&E ¦ Marine | Res ¦ Res Efficient Furnace FS (AFUE = 95) - Marine | PG&E ¦ Marine | PG&E | All | Electric & Gas | Res Efficient Furnace FS (AFUE = 95) | Efficient |  | 2029 | 1 | Conventional | HVAC | Res - Multi Family | Res | ROB and NEW | 0 | Residential Households | household | 30 | DEER:HVAC_Eff_AC | -2.0625 | 0 | -1.3406 | SWHC031-04 | 4150.0406 | 2022 | 129.75 | 2022 | 1704 | 0 | SWHC031-04 | Res Central Furnace Only - Fuel Sub - Marine ¦ PG&E ¦ Marine | Res Central Furnace Only - Fuel Sub - Marine | 0.22588 | 0.47 | 0.055556 | RASS 2019 | 0 | 2012 | 1 | SWHC031 (furnace)
RES-HVAC-FS-21.3 | Res ¦ Res Efficient Furnace FS (AFUE = 95) - Hot-Dry ¦ PG&E ¦ Hot-Dry | Res ¦ Res Efficient Furnace FS (AFUE = 95) - Hot-Dry | PG&E ¦ Hot-Dry | PG&E | All | Electric & Gas | Res Efficient Furnace FS (AFUE = 95) | Efficient |  | 2029 | 1 | Conventional | HVAC | Res - Single Family | Res | ROB and NEW | 0 | Residential Households | household | 30 | DEER:HVAC_Eff_AC | -22.9247 | 0 | -6.4953 | SWHC031-04 | 10250.6003 | 2022 | 320.4825 | 2022 | 1704 | 0 | SWHC031-04 | Res Central Furnace Only - Fuel Sub - Hot-Dry ¦ PG&E ¦ Hot-Dry | Res Central Furnace Only - Fuel Sub - Hot-Dry | 0.048829 | 0.47 | 0.16832 | RASS 2019 | 875.6261 | 2032 | 1 | SWHC031 (furnace)
RES-HVAC-FS-21.4 | Res ¦ Res Efficient Furnace FS (AFUE = 95) - Hot-Dry ¦ PG&E ¦ Hot-Dry | Res ¦ Res Efficient Furnace FS (AFUE = 95) - Hot-Dry | PG&E ¦ Hot-Dry | PG&E | All | Electric & Gas | Res Efficient Furnace FS (AFUE = 95) | Efficient |  | 2029 | 1 | Conventional | HVAC | Res - Multi Family | Res | ROB and NEW | 0 | Residential Households | household | 30 | DEER:HVAC_Eff_AC | -2.0625 | 0 | -1.3406 | SWHC031-04 | 4150.0406 | 2022 | 129.75 | 2022 | 1704 | 0 | SWHC031-04 | Res Central Furnace Only - Fuel Sub - Hot-Dry ¦ PG&E ¦ Hot-Dry | Res Central Furnace Only - Fuel Sub - Hot-Dry | 0.033189 | 0.47 | 0.055556 | RASS 2019 | 0 | 2012 | 1 | SWHC031 (furnace)
RES-HVAC-FS-21.5 | Res ¦ Res Efficient Furnace FS (AFUE = 95) - Cold ¦ PG&E ¦ Cold | Res ¦ Res Efficient Furnace FS (AFUE = 95) - Cold | PG&E ¦ Cold | PG&E | All | Electric & Gas | Res Efficient Furnace FS (AFUE = 95) | Efficient |  | 2029 | 1 | Conventional | HVAC | Res - Single Family | Res | ROB and NEW | 0 | Residential Households | household | 30 | DEER:HVAC_Eff_AC | -26.0597 | 0 | -5.9565 | SWHC031-04 | 14981.6467 | 2022 | 468.3975 | 2022 | 1704 | 0 | SWHC031-04 | Res Central Furnace Only - Fuel Sub - Cold ¦ PG&E ¦ Cold | Res Central Furnace Only - Fuel Sub - Cold | 0.0077842 | 0.47 | 0.16832 | RASS 2019 | 875.6261 | 2032 | 1 | SWHC031 (furnace)
RES-HVAC-FS-21.6 | Res ¦ Res Efficient Furnace FS (AFUE = 95) - Cold ¦ PG&E ¦ Cold | Res ¦ Res Efficient Furnace FS (AFUE = 95) - Cold | PG&E ¦ Cold | PG&E | All | Electric & Gas | Res Efficient Furnace FS (AFUE = 95) | Efficient |  | 2029 | 1 | Conventional | HVAC | Res - Multi Family | Res | ROB and NEW | 0 | Residential Households | household | 30 | DEER:HVAC_Eff_AC | -4.125 | 0 | -1.9903 | SWHC031-04 | 4150.0406 | 2022 | 129.75 | 2022 | 1704 | 0 | SWHC031-04 | Res Central Furnace Only - Fuel Sub - Cold ¦ PG&E ¦ Cold | Res Central Furnace Only - Fuel Sub - Cold | 0.017953 | 0.47 | 0.055556 | RASS 2019 | 0 | 2012 | 1 | SWHC031 (furnace)
RES-HVAC-FS-21.7 | Res ¦ Res Efficient Furnace FS (AFUE = 95) - Marine ¦ SCG ¦ Marine | Res ¦ Res Efficient Furnace FS (AFUE = 95) - Marine | SCG ¦ Marine | SCG | All | Electric & Gas | Res Efficient Furnace FS (AFUE = 95) | Efficient |  | 2029 | 1 | Conventional | HVAC | Res - Single Family | Res | ROB and NEW | 0 | Residential Households | household | 30 | DEER:HVAC_Eff_AC | -33.0825 | 0 | -3.6804 | SWHC031-04 | 16641.6629 | 2022 | 520.2975 | 2022 | 1704 | 0 | SWHC031-04 | Res Central Furnace Only - Fuel Sub - Marine ¦ SCG ¦ Marine | Res Central Furnace Only - Fuel Sub - Marine | 0.40939 | 0.47 | 0.037879 | RASS 2019 | 875.6261 | 2032 | 1 | SWHC031 (furnace)
RES-HVAC-FS-21.8 | Res ¦ Res Efficient Furnace FS (AFUE = 95) - Marine ¦ SCG ¦ Marine | Res ¦ Res Efficient Furnace FS (AFUE = 95) - Marine | SCG ¦ Marine | SCG | All | Electric & Gas | Res Efficient Furnace FS (AFUE = 95) | Efficient |  | 2029 | 1 | Conventional | HVAC | Res - Multi Family | Res | ROB and NEW | 0 | Residential Households | household | 30 | DEER:HVAC_Eff_AC | -1.32 | 0 | -0.9372 | SWHC031-04 | 5312.052 | 2022 | 166.08 | 2022 | 1704 | 0 | SWHC031-04 | Res Central Furnace Only - Fuel Sub - Marine ¦ SCG ¦ Marine | Res Central Furnace Only - Fuel Sub - Marine | 0.18899 | 0.47 | 0.03125 | RASS 2019 | 0 | 2012 | 1 | SWHC031 (furnace)
RES-HVAC-FS-21.9 | Res ¦ Res Efficient Furnace FS (AFUE = 95) - Hot-Dry ¦ SCG ¦ Hot-Dry | Res ¦ Res Efficient Furnace FS (AFUE = 95) - Hot-Dry | SCG ¦ Hot-Dry | SCG | All | Electric & Gas | Res Efficient Furnace FS (AFUE = 95) | Efficient |  | 2029 | 1 | Conventional | HVAC | Res - Single Family | Res | ROB and NEW | 0 | Residential Households | household | 30 | DEER:HVAC_Eff_AC | -24.3272 | 0 | -3.3363 | SWHC031-04 | 13985.6369 | 2022 | 437.2575 | 2022 | 1704 | 0 | SWHC031-04 | Res Central Furnace Only - Fuel Sub - Hot-Dry ¦ SCG ¦ Hot-Dry | Res Central Furnace Only - Fuel Sub - Hot-Dry | 0.053422 | 0.47 | 0.037879 | RASS 2019 | 875.6261 | 2032 | 1 | SWHC031 (furnace)
RES-HVAC-FS-21.10 | Res ¦ Res Efficient Furnace FS (AFUE = 95) - Hot-Dry ¦ SCG ¦ Hot-Dry | Res ¦ Res Efficient Furnace FS (AFUE = 95) - Hot-Dry | SCG ¦ Hot-Dry | SCG | All | Electric & Gas | Res Efficient Furnace FS (AFUE = 95) | Efficient |  | 2029 | 1 | Conventional | HVAC | Res - Multi Family | Res | ROB and NEW | 0 | Residential Households | household | 30 | DEER:HVAC_Eff_AC | -2.0625 | 0 | -0.86625 | SWHC031-04 | 4150.0406 | 2022 | 129.75 | 2022 | 1704 | 0 | SWHC031-04 | Res Central Furnace Only - Fuel Sub - Hot-Dry ¦ SCG ¦ Hot-Dry | Res Central Furnace Only - Fuel Sub - Hot-Dry | 0.023966 | 0.47 | 0.03125 | RASS 2019 | 0 | 2012 | 1 | SWHC031 (furnace)
RES-HVAC-FS-21.11 | Res ¦ Res Efficient Furnace FS (AFUE = 95) - Cold ¦ SCG ¦ Cold | Res ¦ Res Efficient Furnace FS (AFUE = 95) - Cold | SCG ¦ Cold | SCG | All | Electric & Gas | Res Efficient Furnace FS (AFUE = 95) | Efficient |  | 2029 | 1 | Conventional | HVAC | Res - Single Family | Res | ROB and NEW | 0 | Residential Households | household | 30 | DEER:HVAC_Eff_AC | -26.0597 | 0 | -5.9565 | SWHC031-04 | 14981.6467 | 2022 | 468.3975 | 2022 | 1704 | 0 | SWHC031-04 | Res Central Furnace Only - Fuel Sub - Cold ¦ SCG ¦ Cold | Res Central Furnace Only - Fuel Sub - Cold | 0.090455 | 0.47 | 0.037879 | RASS 2019 | 875.6261 | 2032 | 1 | SWHC031 (furnace)
RES-HVAC-FS-21.12 | Res ¦ Res Efficient Furnace FS (AFUE = 95) - Cold ¦ SCG ¦ Cold | Res ¦ Res Efficient Furnace FS (AFUE = 95) - Cold | SCG ¦ Cold | SCG | All | Electric & Gas | Res Efficient Furnace FS (AFUE = 95) | Efficient |  | 2029 | 1 | Conventional | HVAC | Res - Multi Family | Res | ROB and NEW | 0 | Residential Households | household | 30 | DEER:HVAC_Eff_AC | -4.125 | 0 | -1.9903 | SWHC031-04 | 4150.0406 | 2022 | 129.75 | 2022 | 1704 | 0 | SWHC031-04 | Res Central Furnace Only - Fuel Sub - Cold ¦ SCG ¦ Cold | Res Central Furnace Only - Fuel Sub - Cold | 0.017953 | 0.47 | 0.03125 | RASS 2019 | 0 | 2012 | 1 | SWHC031 (furnace)
RES-HVAC-FS-21.13 | Res ¦ Res Efficient Furnace FS (AFUE = 95) - Marine ¦ SDG&E ¦ Marine | Res ¦ Res Efficient Furnace FS (AFUE = 95) - Marine | SDG&E ¦ Marine | SDG&E | All | Electric & Gas | Res Efficient Furnace FS (AFUE = 95) | Efficient |  | 2029 | 1 | Conventional | HVAC | Res - Single Family | Res | ROB and NEW | 0 | Residential Households | household | 30 | DEER:HVAC_Eff_AC | -33.0825 | 0 | -3.6804 | SWHC031-04 | 16641.6629 | 2022 | 520.2975 | 2022 | 1704 | 0 | SWHC031-04 | Res Central Furnace Only - Fuel Sub - Marine ¦ SDG&E ¦ Marine | Res Central Furnace Only - Fuel Sub - Marine | 0.15258 | 0.47 | 0.037037 | RASS 2019 | 875.6261 | 2032 | 1 | SWHC031 (furnace)
RES-HVAC-FS-21.14 | Res ¦ Res Efficient Furnace FS (AFUE = 95) - Marine ¦ SDG&E ¦ Marine | Res ¦ Res Efficient Furnace FS (AFUE = 95) - Marine | SDG&E ¦ Marine | SDG&E | All | Electric & Gas | Res Efficient Furnace FS (AFUE = 95) | Efficient |  | 2029 | 1 | Conventional | HVAC | Res - Multi Family | Res | ROB and NEW | 0 | Residential Households | household | 30 | DEER:HVAC_Eff_AC | -1.32 | 0 | -0.9372 | SWHC031-04 | 5312.052 | 2022 | 166.08 | 2022 | 1704 | 0 | SWHC031-04 | Res Central Furnace Only - Fuel Sub - Marine ¦ SDG&E ¦ Marine | Res Central Furnace Only - Fuel Sub - Marine | 0.29631 | 0.47 | 0 | RASS 2019 | 0 | 2012 | 1 | SWHC031 (furnace)
RES-HVAC-FS-21.15 | Res ¦ Res Efficient Furnace FS (AFUE = 95) - Hot-Dry ¦ SDG&E ¦ Hot-Dry | Res ¦ Res Efficient Furnace FS (AFUE = 95) - Hot-Dry | SDG&E ¦ Hot-Dry | SDG&E | All | Electric & Gas | Res Efficient Furnace FS (AFUE = 95) | Efficient |  | 2029 | 1 | Conventional | HVAC | Res - Single Family | Res | ROB and NEW | 0 | Residential Households | household | 30 | DEER:HVAC_Eff_AC | -33.1031 | 0 | -2.5158 | SWHC031-04 | 13321.6304 | 2022 | 416.4975 | 2022 | 1704 | 0 | SWHC031-04 | Res Central Furnace Only - Fuel Sub - Hot-Dry ¦ SDG&E ¦ Hot-Dry | Res Central Furnace Only - Fuel Sub - Hot-Dry | 0.17372 | 0.47 | 0.037037 | RASS 2019 | 875.6261 | 2032 | 1 | SWHC031 (furnace)
RES-HVAC-FS-21.16 | Res ¦ Res Efficient Furnace FS (AFUE = 95) - Hot-Dry ¦ SDG&E ¦ Hot-Dry | Res ¦ Res Efficient Furnace FS (AFUE = 95) - Hot-Dry | SDG&E ¦ Hot-Dry | SDG&E | All | Electric & Gas | Res Efficient Furnace FS (AFUE = 95) | Efficient |  | 2029 | 1 | Conventional | HVAC | Res - Multi Family | Res | ROB and NEW | 0 | Residential Households | household | 30 | DEER:HVAC_Eff_AC | -1.1447 | 0 | -0.76694 | SWHC031-04 | 4606.5451 | 2022 | 144.0225 | 2022 | 1704 | 0 | SWHC031-04 | Res Central Furnace Only - Fuel Sub - Hot-Dry ¦ SDG&E ¦ Hot-Dry | Res Central Furnace Only - Fuel Sub - Hot-Dry | 0.053553 | 0.47 | 0 | RASS 2019 | 0 | 2012 | 1 | SWHC031 (furnace)
RES-HVAC-FS-20B.1 | Res ¦ Res Furnace Heat Pump Heating Only (SEER2 14.3) - Fuel Sub Future Baseline - Marine ¦ PG&E ¦ Marine | Res ¦ Res Furnace Heat Pump Heating Only (SEER2 14.3) - Fuel Sub Future Baseline - Marine | PG&E ¦ Marine | PG&E | All | Electric & Gas | Res Furnace Heat Pump Heating Only (SEER2 14.3) - Fuel Sub Future Baseline | Efficient | 2029 |  | 1 | Conventional | HVAC | Res - Single Family | Res | ROB and NEW | 0 | Residential Households | household | 23 | DEER:HVAC_Eff_AC | 3349.1062 | 0.20894 | -257.8953 | SWHC049-06 | 17770.8645 | 2022 | 2396.0039 | 2022 | 0 | -858.7258 | SWHC049-06 | Res Central Furnace Only - Fuel Sub - Marine ¦ PG&E ¦ Marine | Res Central Furnace Only - Fuel Sub - Marine | 0.37466 | 0.47 | 0 | RASS 2019 | 0 | 2012 | 1 | SWHC049
RES-HVAC-FS-20B.2 | Res ¦ Res Furnace Heat Pump Heating Only (SEER2 14.3) - Fuel Sub Future Baseline - Marine ¦ PG&E ¦ Marine | Res ¦ Res Furnace Heat Pump Heating Only (SEER2 14.3) - Fuel Sub Future Baseline - Marine | PG&E ¦ Marine | PG&E | All | Electric & Gas | Res Furnace Heat Pump Heating Only (SEER2 14.3) - Fuel Sub Future Baseline | Efficient | 2029 |  | 1 | Conventional | HVAC | Res - Multi Family | Res | ROB and NEW | 0 | Residential Households | household | 23 | DEER:HVAC_Eff_AC | 1134.0625 | 0.067828 | -66.25 | SWHC049-06 | 5501.8156 | 2022 | 741.7969 | 2022 | 0 | -265.8594 | SWHC049-06 | Res Central Furnace Only - Fuel Sub - Marine ¦ PG&E ¦ Marine | Res Central Furnace Only - Fuel Sub - Marine | 0.22588 | 0.47 | 0 | RASS 2019 | 0 | 2012 | 1 | SWHC049
RES-HVAC-FS-20B.3 | Res ¦ Res Furnace Heat Pump Heating Only (SEER2 14.3) - Fuel Sub Future Baseline - Hot-Dry ¦ PG&E ¦ Hot-Dry | Res ¦ Res Furnace Heat Pump Heating Only (SEER2 14.3) - Fuel Sub Future Baseline - Hot-Dry | PG&E ¦ Hot-Dry | PG&E | All | Electric & Gas | Res Furnace Heat Pump Heating Only (SEER2 14.3) - Fuel Sub Future Baseline | Efficient | 2029 |  | 1 | Conventional | HVAC | Res - Single Family | Res | ROB and NEW | 0 | Residential Households | household | 23 | DEER:HVAC_Eff_AC | 4583.3938 | 0.22033 | -218.8266 | SWHC049-06 | 13589.4846 | 2022 | 1832.2383 | 2022 | 0 | -656.6727 | SWHC049-06 | Res Central Furnace Only - Fuel Sub - Hot-Dry ¦ PG&E ¦ Hot-Dry | Res Central Furnace Only - Fuel Sub - Hot-Dry | 0.048829 | 0.47 | 0 | RASS 2019 | 0 | 2012 | 1 | SWHC049
RES-HVAC-FS-20B.4 | Res ¦ Res Furnace Heat Pump Heating Only (SEER2 14.3) - Fuel Sub Future Baseline - Hot-Dry ¦ PG&E ¦ Hot-Dry | Res ¦ Res Furnace Heat Pump Heating Only (SEER2 14.3) - Fuel Sub Future Baseline - Hot-Dry | PG&E ¦ Hot-Dry | PG&E | All | Electric & Gas | Res Furnace Heat Pump Heating Only (SEER2 14.3) - Fuel Sub Future Baseline | Efficient | 2029 |  | 1 | Conventional | HVAC | Res - Multi Family | Res | ROB and NEW | 0 | Residential Households | household | 23 | DEER:HVAC_Eff_AC | 1549.6875 | 0.085922 | -59.6875 | SWHC049-06 | 5501.8156 | 2022 | 741.7969 | 2022 | 0 | -265.8594 | SWHC049-06 | Res Central Furnace Only - Fuel Sub - Hot-Dry ¦ PG&E ¦ Hot-Dry | Res Central Furnace Only - Fuel Sub - Hot-Dry | 0.033189 | 0.47 | 0 | RASS 2019 | 0 | 2012 | 1 | SWHC049
RES-HVAC-FS-20B.5 | Res ¦ Res Furnace Heat Pump Heating Only (SEER2 14.3) - Fuel Sub Future Baseline - Cold ¦ PG&E ¦ Cold | Res ¦ Res Furnace Heat Pump Heating Only (SEER2 14.3) - Fuel Sub Future Baseline - Cold | PG&E ¦ Cold | PG&E | All | Electric & Gas | Res Furnace Heat Pump Heating Only (SEER2 14.3) - Fuel Sub Future Baseline | Efficient | 2029 |  | 1 | Conventional | HVAC | Res - Single Family | Res | ROB and NEW | 0 | Residential Households | household | 23 | DEER:HVAC_Eff_AC | 9147.9656 | 0.33268 | -297.825 | SWHC049-06 | 19861.5544 | 2022 | 2677.8867 | 2022 | 0 | -959.7523 | SWHC049-06 | Res Central Furnace Only - Fuel Sub - Cold ¦ PG&E ¦ Cold | Res Central Furnace Only - Fuel Sub - Cold | 0.0077842 | 0.47 | 0 | RASS 2019 | 0 | 2012 | 1 | SWHC049
RES-HVAC-FS-20B.6 | Res ¦ Res Furnace Heat Pump Heating Only (SEER2 14.3) - Fuel Sub Future Baseline - Cold ¦ PG&E ¦ Cold | Res ¦ Res Furnace Heat Pump Heating Only (SEER2 14.3) - Fuel Sub Future Baseline - Cold | PG&E ¦ Cold | PG&E | All | Electric & Gas | Res Furnace Heat Pump Heating Only (SEER2 14.3) - Fuel Sub Future Baseline | Efficient | 2029 |  | 1 | Conventional | HVAC | Res - Multi Family | Res | ROB and NEW | 0 | Residential Households | household | 23 | DEER:HVAC_Eff_AC | 2568.75 | 0.11672 | -94.5312 | SWHC049-06 | 5501.8156 | 2022 | 741.7969 | 2022 | 0 | -265.8594 | SWHC049-06 | Res Central Furnace Only - Fuel Sub - Cold ¦ PG&E ¦ Cold | Res Central Furnace Only - Fuel Sub - Cold | 0.017953 | 0.47 | 0 | RASS 2019 | 0 | 2012 | 1 | SWHC049
RES-HVAC-FS-20B.7 | Res ¦ Res Furnace Heat Pump Heating Only (SEER2 14.3) - Fuel Sub Future Baseline - Marine ¦ SCG ¦ Marine | Res ¦ Res Furnace Heat Pump Heating Only (SEER2 14.3) - Fuel Sub Future Baseline - Marine | SCG ¦ Marine | SCG | All | Electric & Gas | Res Furnace Heat Pump Heating Only (SEER2 14.3) - Fuel Sub Future Baseline | Efficient | 2029 |  | 1 | Conventional | HVAC | Res - Single Family | Res | ROB and NEW | 0 | Residential Households | household | 23 | DEER:HVAC_Eff_AC | 2582.6906 | 0.15131 | -179.8234 | SWHC049-06 | 22062.2807 | 2022 | 2974.6055 | 2022 | 0 | -1066.0961 | SWHC049-06 | Res Central Furnace Only - Fuel Sub - Marine ¦ SCG ¦ Marine | Res Central Furnace Only - Fuel Sub - Marine | 0.40939 | 0.47 | 0 | RASS 2019 | 0 | 2012 | 1 | SWHC049
RES-HVAC-FS-20B.8 | Res ¦ Res Furnace Heat Pump Heating Only (SEER2 14.3) - Fuel Sub Future Baseline - Marine ¦ SCG ¦ Marine | Res ¦ Res Furnace Heat Pump Heating Only (SEER2 14.3) - Fuel Sub Future Baseline - Marine | SCG ¦ Marine | SCG | All | Electric & Gas | Res Furnace Heat Pump Heating Only (SEER2 14.3) - Fuel Sub Future Baseline | Efficient | 2029 |  | 1 | Conventional | HVAC | Res - Multi Family | Res | ROB and NEW | 0 | Residential Households | household | 23 | DEER:HVAC_Eff_AC | 969.44 | 0.05124 | -65.2 | SWHC049-06 | 7042.324 | 2022 | 949.5 | 2022 | 0 | -340.3 | SWHC049-06 | Res Central Furnace Only - Fuel Sub - Marine ¦ SCG ¦ Marine | Res Central Furnace Only - Fuel Sub - Marine | 0.18899 | 0.47 | 0 | RASS 2019 | 0 | 2012 | 1 | SWHC049
RES-HVAC-FS-20B.9 | Res ¦ Res Furnace Heat Pump Heating Only (SEER2 14.3) - Fuel Sub Future Baseline - Hot-Dry ¦ SCG ¦ Hot-Dry | Res ¦ Res Furnace Heat Pump Heating Only (SEER2 14.3) - Fuel Sub Future Baseline - Hot-Dry | SCG ¦ Hot-Dry | SCG | All | Electric & Gas | Res Furnace Heat Pump Heating Only (SEER2 14.3) - Fuel Sub Future Baseline | Efficient | 2029 |  | 1 | Conventional | HVAC | Res - Single Family | Res | ROB and NEW | 0 | Residential Households | household | 23 | DEER:HVAC_Eff_AC | 3371.8956 | 0.29287 | -156.9156 | SWHC049-06 | 18541.1187 | 2022 | 2499.8555 | 2022 | 0 | -895.9461 | SWHC049-06 | Res Central Furnace Only - Fuel Sub - Hot-Dry ¦ SCG ¦ Hot-Dry | Res Central Furnace Only - Fuel Sub - Hot-Dry | 0.053422 | 0.47 | 0 | RASS 2019 | 0 | 2012 | 1 | SWHC049
RES-HVAC-FS-20B.10 | Res ¦ Res Furnace Heat Pump Heating Only (SEER2 14.3) - Fuel Sub Future Baseline - Hot-Dry ¦ SCG ¦ Hot-Dry | Res ¦ Res Furnace Heat Pump Heating Only (SEER2 14.3) - Fuel Sub Future Baseline - Hot-Dry | SCG ¦ Hot-Dry | SCG | All | Electric & Gas | Res Furnace Heat Pump Heating Only (SEER2 14.3) - Fuel Sub Future Baseline | Efficient | 2029 |  | 1 | Conventional | HVAC | Res - Multi Family | Res | ROB and NEW | 0 | Residential Households | household | 23 | DEER:HVAC_Eff_AC | 1170.3125 | 0.074063 | -46.875 | SWHC049-06 | 5501.8156 | 2022 | 741.7969 | 2022 | 0 | -265.8594 | SWHC049-06 | Res Central Furnace Only - Fuel Sub - Hot-Dry ¦ SCG ¦ Hot-Dry | Res Central Furnace Only - Fuel Sub - Hot-Dry | 0.023966 | 0.47 | 0 | RASS 2019 | 0 | 2012 | 1 | SWHC049
RES-HVAC-FS-20B.11 | Res ¦ Res Furnace Heat Pump Heating Only (SEER2 14.3) - Fuel Sub Future Baseline - Cold ¦ SCG ¦ Cold | Res ¦ Res Furnace Heat Pump Heating Only (SEER2 14.3) - Fuel Sub Future Baseline - Cold | SCG ¦ Cold | SCG | All | Electric & Gas | Res Furnace Heat Pump Heating Only (SEER2 14.3) - Fuel Sub Future Baseline | Efficient | 2029 |  | 1 | Conventional | HVAC | Res - Single Family | Res | ROB and NEW | 0 | Residential Households | household | 23 | DEER:HVAC_Eff_AC | 9147.9656 | 0.33268 | -297.825 | SWHC049-06 | 19861.5544 | 2022 | 2677.8867 | 2022 | 0 | -959.7523 | SWHC049-06 | Res Central Furnace Only - Fuel Sub - Cold ¦ SCG ¦ Cold | Res Central Furnace Only - Fuel Sub - Cold | 0.090455 | 0.47 | 0 | RASS 2019 | 0 | 2012 | 1 | SWHC049
RES-HVAC-FS-20B.12 | Res ¦ Res Furnace Heat Pump Heating Only (SEER2 14.3) - Fuel Sub Future Baseline - Cold ¦ SCG ¦ Cold | Res ¦ Res Furnace Heat Pump Heating Only (SEER2 14.3) - Fuel Sub Future Baseline - Cold | SCG ¦ Cold | SCG | All | Electric & Gas | Res Furnace Heat Pump Heating Only (SEER2 14.3) - Fuel Sub Future Baseline | Efficient | 2029 |  | 1 | Conventional | HVAC | Res - Multi Family | Res | ROB and NEW | 0 | Residential Households | household | 23 | DEER:HVAC_Eff_AC | 2568.75 | 0.11672 | -94.5312 | SWHC049-06 | 5501.8156 | 2022 | 741.7969 | 2022 | 0 | -265.8594 | SWHC049-06 | Res Central Furnace Only - Fuel Sub - Cold ¦ SCG ¦ Cold | Res Central Furnace Only - Fuel Sub - Cold | 0.017953 | 0.47 | 0 | RASS 2019 | 0 | 2012 | 1 | SWHC049
RES-HVAC-FS-20B.13 | Res ¦ Res Furnace Heat Pump Heating Only (SEER2 14.3) - Fuel Sub Future Baseline - Marine ¦ SDG&E ¦ Marine | Res ¦ Res Furnace Heat Pump Heating Only (SEER2 14.3) - Fuel Sub Future Baseline - Marine | SDG&E ¦ Marine | SDG&E | All | Electric & Gas | Res Furnace Heat Pump Heating Only (SEER2 14.3) - Fuel Sub Future Baseline | Efficient | 2029 |  | 1 | Conventional | HVAC | Res - Single Family | Res | ROB and NEW | 0 | Residential Households | household | 23 | DEER:HVAC_Eff_AC | 2582.6906 | 0.15131 | -179.8234 | SWHC049-06 | 22062.2807 | 2022 | 2974.6055 | 2022 | 0 | -1066.0961 | SWHC049-06 | Res Central Furnace Only - Fuel Sub - Marine ¦ SDG&E ¦ Marine | Res Central Furnace Only - Fuel Sub - Marine | 0.15258 | 0.47 | 0 | RASS 2019 | 0 | 2012 | 1 | SWHC049
RES-HVAC-FS-20B.14 | Res ¦ Res Furnace Heat Pump Heating Only (SEER2 14.3) - Fuel Sub Future Baseline - Marine ¦ SDG&E ¦ Marine | Res ¦ Res Furnace Heat Pump Heating Only (SEER2 14.3) - Fuel Sub Future Baseline - Marine | SDG&E ¦ Marine | SDG&E | All | Electric & Gas | Res Furnace Heat Pump Heating Only (SEER2 14.3) - Fuel Sub Future Baseline | Efficient | 2029 |  | 1 | Conventional | HVAC | Res - Multi Family | Res | ROB and NEW | 0 | Residential Households | household | 23 | DEER:HVAC_Eff_AC | 969.44 | 0.05124 | -65.2 | SWHC049-06 | 7042.324 | 2022 | 949.5 | 2022 | 0 | -340.3 | SWHC049-06 | Res Central Furnace Only - Fuel Sub - Marine ¦ SDG&E ¦ Marine | Res Central Furnace Only - Fuel Sub - Marine | 0.29631 | 0.47 | 0 | RASS 2019 | 0 | 2012 | 1 | SWHC049
RES-HVAC-FS-20B.15 | Res ¦ Res Furnace Heat Pump Heating Only (SEER2 14.3) - Fuel Sub Future Baseline - Hot-Dry ¦ SDG&E ¦ Hot-Dry | Res ¦ Res Furnace Heat Pump Heating Only (SEER2 14.3) - Fuel Sub Future Baseline - Hot-Dry | SDG&E ¦ Hot-Dry | SDG&E | All | Electric & Gas | Res Furnace Heat Pump Heating Only (SEER2 14.3) - Fuel Sub Future Baseline | Efficient | 2029 |  | 1 | Conventional | HVAC | Res - Single Family | Res | ROB and NEW | 0 | Residential Households | household | 23 | DEER:HVAC_Eff_AC | 2299.5637 | 0.23879 | -178.0547 | SWHC049-06 | 17660.8282 | 2022 | 2381.168 | 2022 | 0 | -853.4086 | SWHC049-06 | Res Central Furnace Only - Fuel Sub - Hot-Dry ¦ SDG&E ¦ Hot-Dry | Res Central Furnace Only - Fuel Sub - Hot-Dry | 0.17372 | 0.47 | 0 | RASS 2019 | 0 | 2012 | 1 | SWHC049
RES-HVAC-FS-20B.16 | Res ¦ Res Furnace Heat Pump Heating Only (SEER2 14.3) - Fuel Sub Future Baseline - Hot-Dry ¦ SDG&E ¦ Hot-Dry | Res ¦ Res Furnace Heat Pump Heating Only (SEER2 14.3) - Fuel Sub Future Baseline - Hot-Dry | SDG&E ¦ Hot-Dry | SDG&E | All | Electric & Gas | Res Furnace Heat Pump Heating Only (SEER2 14.3) - Fuel Sub Future Baseline | Efficient | 2029 |  | 1 | Conventional | HVAC | Res - Multi Family | Res | ROB and NEW | 0 | Residential Households | household | 23 | DEER:HVAC_Eff_AC | 792.1758 | 0.065143 | -60.1828 | SWHC049-06 | 6107.0153 | 2022 | 823.3945 | 2022 | 0 | -295.1039 | SWHC049-06 | Res Central Furnace Only - Fuel Sub - Hot-Dry ¦ SDG&E ¦ Hot-Dry | Res Central Furnace Only - Fuel Sub - Hot-Dry | 0.053553 | 0.47 | 0 | RASS 2019 | 0 | 2012 | 1 | SWHC049
RES-HVAC-FS-22.1 | Res ¦ Res Furnace Heat Pump Heating Only (SEER2 15.2) - Fuel Sub - Marine ¦ PG&E ¦ Marine | Res ¦ Res Furnace Heat Pump Heating Only (SEER2 15.2) - Fuel Sub - Marine | PG&E ¦ Marine | PG&E | All | Electric & Gas | Res Furnace Heat Pump Heating Only (SEER2 15.2) - Fuel Sub | Efficient |  |  | 1 | Conventional | HVAC | Res - Single Family | Res | ROB Only | 1 | Residential Households | household | 23 | DEER:HVAC_Eff_AC | 2907 | 0 | -257.8953 | SWHC045-04 | 20274.0034 | 2024 | 2396.0039 | 2024 | 1704 | -858.7258 | SWHC045-04 | Res Central Furnace Only - Fuel Sub - Marine ¦ PG&E ¦ Marine | Res Central Furnace Only - Fuel Sub - Marine | 0.37466 | 0.47 | 0 | RASS 2019 | 1200 | 2032 | 1 | SWHC045
RES-HVAC-FS-22.2 | Res ¦ Res Furnace Heat Pump Heating Only (SEER2 15.2) - Fuel Sub - Marine ¦ PG&E ¦ Marine | Res ¦ Res Furnace Heat Pump Heating Only (SEER2 15.2) - Fuel Sub - Marine | PG&E ¦ Marine | PG&E | All | Electric & Gas | Res Furnace Heat Pump Heating Only (SEER2 15.2) - Fuel Sub | Efficient |  |  | 1 | Conventional | HVAC | Res - Multi Family | Res | ROB Only | 1 | Residential Households | household | 23 | DEER:HVAC_Eff_AC | 812.5 | 0 | -66.25 | SWHC045-04 | 6276.7812 | 2024 | 741.7969 | 2024 | 1704 | -265.8594 | SWHC045-04 | Res Central Furnace Only - Fuel Sub - Marine ¦ PG&E ¦ Marine | Res Central Furnace Only - Fuel Sub - Marine | 0.22588 | 0.47 | 0 | RASS 2019 | 0 | 2012 | 1 | SWHC045
RES-HVAC-FS-22.3 | Res ¦ Res Furnace Heat Pump Heating Only (SEER2 15.2) - Fuel Sub - Hot-Dry ¦ PG&E ¦ Hot-Dry | Res ¦ Res Furnace Heat Pump Heating Only (SEER2 15.2) - Fuel Sub - Hot-Dry | PG&E ¦ Hot-Dry | PG&E | All | Electric & Gas | Res Furnace Heat Pump Heating Only (SEER2 15.2) - Fuel Sub | Efficient |  |  | 1 | Conventional | HVAC | Res - Single Family | Res | ROB Only | 1 | Residential Households | household | 23 | DEER:HVAC_Eff_AC | 3550.625 | 0 | -218.8266 | SWHC045-04 | 15503.6497 | 2024 | 1832.2383 | 2024 | 1704 | -656.6727 | SWHC045-04 | Res Central Furnace Only - Fuel Sub - Hot-Dry ¦ PG&E ¦ Hot-Dry | Res Central Furnace Only - Fuel Sub - Hot-Dry | 0.048829 | 0.47 | 0 | RASS 2019 | 1200 | 2032 | 1 | SWHC045
RES-HVAC-FS-22.4 | Res ¦ Res Furnace Heat Pump Heating Only (SEER2 15.2) - Fuel Sub - Hot-Dry ¦ PG&E ¦ Hot-Dry | Res ¦ Res Furnace Heat Pump Heating Only (SEER2 15.2) - Fuel Sub - Hot-Dry | PG&E ¦ Hot-Dry | PG&E | All | Electric & Gas | Res Furnace Heat Pump Heating Only (SEER2 15.2) - Fuel Sub | Efficient |  |  | 1 | Conventional | HVAC | Res - Multi Family | Res | ROB Only | 1 | Residential Households | household | 23 | DEER:HVAC_Eff_AC | 904.6875 | 0 | -59.6875 | SWHC045-04 | 6276.7812 | 2024 | 741.7969 | 2024 | 1704 | -265.8594 | SWHC045-04 | Res Central Furnace Only - Fuel Sub - Hot-Dry ¦ PG&E ¦ Hot-Dry | Res Central Furnace Only - Fuel Sub - Hot-Dry | 0.033189 | 0.47 | 0 | RASS 2019 | 0 | 2012 | 1 | SWHC045
RES-HVAC-FS-22.5 | Res ¦ Res Furnace Heat Pump Heating Only (SEER2 15.2) - Fuel Sub - Cold ¦ PG&E ¦ Cold | Res ¦ Res Furnace Heat Pump Heating Only (SEER2 15.2) - Fuel Sub - Cold | PG&E ¦ Cold | PG&E | All | Electric & Gas | Res Furnace Heat Pump Heating Only (SEER2 15.2) - Fuel Sub | Efficient |  |  | 1 | Conventional | HVAC | Res - Single Family | Res | ROB Only | 1 | Residential Households | household | 23 | DEER:HVAC_Eff_AC | 6937.9688 | 0 | -297.825 | SWHC045-04 | 22659.1803 | 2024 | 2677.8867 | 2024 | 1704 | -959.7523 | SWHC045-04 | Res Central Furnace Only - Fuel Sub - Cold ¦ PG&E ¦ Cold | Res Central Furnace Only - Fuel Sub - Cold | 0.0077842 | 0.47 | 0 | RASS 2019 | 1200 | 2032 | 1 | SWHC045
RES-HVAC-FS-22.6 | Res ¦ Res Furnace Heat Pump Heating Only (SEER2 15.2) - Fuel Sub - Cold ¦ PG&E ¦ Cold | Res ¦ Res Furnace Heat Pump Heating Only (SEER2 15.2) - Fuel Sub - Cold | PG&E ¦ Cold | PG&E | All | Electric & Gas | Res Furnace Heat Pump Heating Only (SEER2 15.2) - Fuel Sub | Efficient |  |  | 1 | Conventional | HVAC | Res - Multi Family | Res | ROB Only | 1 | Residential Households | household | 23 | DEER:HVAC_Eff_AC | 1490.625 | 0 | -94.5312 | SWHC045-04 | 6276.7812 | 2024 | 741.7969 | 2024 | 1704 | -265.8594 | SWHC045-04 | Res Central Furnace Only - Fuel Sub - Cold ¦ PG&E ¦ Cold | Res Central Furnace Only - Fuel Sub - Cold | 0.017953 | 0.47 | 0 | RASS 2019 | 0 | 2012 | 1 | SWHC045
RES-HVAC-FS-22.7 | Res ¦ Res Furnace Heat Pump Heating Only (SEER2 15.2) - Fuel Sub - Marine ¦ SCG ¦ Marine | Res ¦ Res Furnace Heat Pump Heating Only (SEER2 15.2) - Fuel Sub - Marine | SCG ¦ Marine | SCG | All | Electric & Gas | Res Furnace Heat Pump Heating Only (SEER2 15.2) - Fuel Sub | Efficient |  |  | 1 | Conventional | HVAC | Res - Single Family | Res | ROB Only | 1 | Residential Households | household | 23 | DEER:HVAC_Eff_AC | 2424.7969 | 0 | -179.8234 | SWHC045-04 | 25169.8928 | 2024 | 2974.6055 | 2024 | 1704 | -1066.0961 | SWHC045-04 | Res Central Furnace Only - Fuel Sub - Marine ¦ SCG ¦ Marine | Res Central Furnace Only - Fuel Sub - Marine | 0.40939 | 0.47 | 0 | RASS 2019 | 1200 | 2032 | 1 | SWHC045
RES-HVAC-FS-22.8 | Res ¦ Res Furnace Heat Pump Heating Only (SEER2 15.2) - Fuel Sub - Marine ¦ SCG ¦ Marine | Res ¦ Res Furnace Heat Pump Heating Only (SEER2 15.2) - Fuel Sub - Marine | SCG ¦ Marine | SCG | All | Electric & Gas | Res Furnace Heat Pump Heating Only (SEER2 15.2) - Fuel Sub | Efficient |  |  | 1 | Conventional | HVAC | Res - Multi Family | Res | ROB Only | 1 | Residential Households | household | 23 | DEER:HVAC_Eff_AC | 890 | 0 | -65.2 | SWHC045-04 | 8034.28 | 2024 | 949.5 | 2024 | 1704 | -340.3 | SWHC045-04 | Res Central Furnace Only - Fuel Sub - Marine ¦ SCG ¦ Marine | Res Central Furnace Only - Fuel Sub - Marine | 0.18899 | 0.47 | 0 | RASS 2019 | 0 | 2012 | 1 | SWHC045
RES-HVAC-FS-22.9 | Res ¦ Res Furnace Heat Pump Heating Only (SEER2 15.2) - Fuel Sub - Hot-Dry ¦ SCG ¦ Hot-Dry | Res ¦ Res Furnace Heat Pump Heating Only (SEER2 15.2) - Fuel Sub - Hot-Dry | SCG ¦ Hot-Dry | SCG | All | Electric & Gas | Res Furnace Heat Pump Heating Only (SEER2 15.2) - Fuel Sub | Efficient |  |  | 1 | Conventional | HVAC | Res - Single Family | Res | ROB Only | 1 | Residential Households | household | 23 | DEER:HVAC_Eff_AC | 3038.2656 | 0 | -156.9156 | SWHC045-04 | 21152.7528 | 2024 | 2499.8555 | 2024 | 1704 | -895.9461 | SWHC045-04 | Res Central Furnace Only - Fuel Sub - Hot-Dry ¦ SCG ¦ Hot-Dry | Res Central Furnace Only - Fuel Sub - Hot-Dry | 0.053422 | 0.47 | 0 | RASS 2019 | 1200 | 2032 | 1 | SWHC045
RES-HVAC-FS-22.10 | Res ¦ Res Furnace Heat Pump Heating Only (SEER2 15.2) - Fuel Sub - Hot-Dry ¦ SCG ¦ Hot-Dry | Res ¦ Res Furnace Heat Pump Heating Only (SEER2 15.2) - Fuel Sub - Hot-Dry | SCG ¦ Hot-Dry | SCG | All | Electric & Gas | Res Furnace Heat Pump Heating Only (SEER2 15.2) - Fuel Sub | Efficient |  |  | 1 | Conventional | HVAC | Res - Multi Family | Res | ROB Only | 1 | Residential Households | household | 23 | DEER:HVAC_Eff_AC | 1039.0625 | 0 | -46.875 | SWHC045-04 | 6276.7812 | 2024 | 741.7969 | 2024 | 1704 | -265.8594 | SWHC045-04 | Res Central Furnace Only - Fuel Sub - Hot-Dry ¦ SCG ¦ Hot-Dry | Res Central Furnace Only - Fuel Sub - Hot-Dry | 0.023966 | 0.47 | 0 | RASS 2019 | 0 | 2012 | 1 | SWHC045
RES-HVAC-FS-22.11 | Res ¦ Res Furnace Heat Pump Heating Only (SEER2 15.2) - Fuel Sub - Cold ¦ SCG ¦ Cold | Res ¦ Res Furnace Heat Pump Heating Only (SEER2 15.2) - Fuel Sub - Cold | SCG ¦ Cold | SCG | All | Electric & Gas | Res Furnace Heat Pump Heating Only (SEER2 15.2) - Fuel Sub | Efficient |  |  | 1 | Conventional | HVAC | Res - Single Family | Res | ROB Only | 1 | Residential Households | household | 23 | DEER:HVAC_Eff_AC | 6937.9688 | 0 | -297.825 | SWHC045-04 | 22659.1803 | 2024 | 2677.8867 | 2024 | 1704 | -959.7523 | SWHC045-04 | Res Central Furnace Only - Fuel Sub - Cold ¦ SCG ¦ Cold | Res Central Furnace Only - Fuel Sub - Cold | 0.090455 | 0.47 | 0 | RASS 2019 | 1200 | 2032 | 1 | SWHC045
RES-HVAC-FS-22.12 | Res ¦ Res Furnace Heat Pump Heating Only (SEER2 15.2) - Fuel Sub - Cold ¦ SCG ¦ Cold | Res ¦ Res Furnace Heat Pump Heating Only (SEER2 15.2) - Fuel Sub - Cold | SCG ¦ Cold | SCG | All | Electric & Gas | Res Furnace Heat Pump Heating Only (SEER2 15.2) - Fuel Sub | Efficient |  |  | 1 | Conventional | HVAC | Res - Multi Family | Res | ROB Only | 1 | Residential Households | household | 23 | DEER:HVAC_Eff_AC | 1490.625 | 0 | -94.5312 | SWHC045-04 | 6276.7812 | 2024 | 741.7969 | 2024 | 1704 | -265.8594 | SWHC045-04 | Res Central Furnace Only - Fuel Sub - Cold ¦ SCG ¦ Cold | Res Central Furnace Only - Fuel Sub - Cold | 0.017953 | 0.47 | 0 | RASS 2019 | 0 | 2012 | 1 | SWHC045
RES-HVAC-FS-22.13 | Res ¦ Res Furnace Heat Pump Heating Only (SEER2 15.2) - Fuel Sub - Marine ¦ SDG&E ¦ Marine | Res ¦ Res Furnace Heat Pump Heating Only (SEER2 15.2) - Fuel Sub - Marine | SDG&E ¦ Marine | SDG&E | All | Electric & Gas | Res Furnace Heat Pump Heating Only (SEER2 15.2) - Fuel Sub | Efficient |  |  | 1 | Conventional | HVAC | Res - Single Family | Res | ROB Only | 1 | Residential Households | household | 23 | DEER:HVAC_Eff_AC | 2424.7969 | 0 | -179.8234 | SWHC045-04 | 25169.8928 | 2024 | 2974.6055 | 2024 | 1704 | -1066.0961 | SWHC045-04 | Res Central Furnace Only - Fuel Sub - Marine ¦ SDG&E ¦ Marine | Res Central Furnace Only - Fuel Sub - Marine | 0.15258 | 0.47 | 0 | RASS 2019 | 1200 | 2032 | 1 | SWHC045
RES-HVAC-FS-22.14 | Res ¦ Res Furnace Heat Pump Heating Only (SEER2 15.2) - Fuel Sub - Marine ¦ SDG&E ¦ Marine | Res ¦ Res Furnace Heat Pump Heating Only (SEER2 15.2) - Fuel Sub - Marine | SDG&E ¦ Marine | SDG&E | All | Electric & Gas | Res Furnace Heat Pump Heating Only (SEER2 15.2) - Fuel Sub | Efficient |  |  | 1 | Conventional | HVAC | Res - Multi Family | Res | ROB Only | 1 | Residential Households | household | 23 | DEER:HVAC_Eff_AC | 890 | 0 | -65.2 | SWHC045-04 | 8034.28 | 2024 | 949.5 | 2024 | 1704 | -340.3 | SWHC045-04 | Res Central Furnace Only - Fuel Sub - Marine ¦ SDG&E ¦ Marine | Res Central Furnace Only - Fuel Sub - Marine | 0.29631 | 0.47 | 0 | RASS 2019 | 0 | 2012 | 1 | SWHC045
RES-HVAC-FS-22.15 | Res ¦ Res Furnace Heat Pump Heating Only (SEER2 15.2) - Fuel Sub - Hot-Dry ¦ SDG&E ¦ Hot-Dry | Res ¦ Res Furnace Heat Pump Heating Only (SEER2 15.2) - Fuel Sub - Hot-Dry | SDG&E ¦ Hot-Dry | SDG&E | All | Electric & Gas | Res Furnace Heat Pump Heating Only (SEER2 15.2) - Fuel Sub | Efficient |  |  | 1 | Conventional | HVAC | Res - Single Family | Res | ROB Only | 1 | Residential Households | household | 23 | DEER:HVAC_Eff_AC | 2146.6875 | 0 | -178.0547 | SWHC045-04 | 20148.4678 | 2024 | 2381.168 | 2024 | 1704 | -853.4086 | SWHC045-04 | Res Central Furnace Only - Fuel Sub - Hot-Dry ¦ SDG&E ¦ Hot-Dry | Res Central Furnace Only - Fuel Sub - Hot-Dry | 0.17372 | 0.47 | 0 | RASS 2019 | 1200 | 2032 | 1 | SWHC045
RES-HVAC-FS-22.16 | Res ¦ Res Furnace Heat Pump Heating Only (SEER2 15.2) - Fuel Sub - Hot-Dry ¦ SDG&E ¦ Hot-Dry | Res ¦ Res Furnace Heat Pump Heating Only (SEER2 15.2) - Fuel Sub - Hot-Dry | SDG&E ¦ Hot-Dry | SDG&E | All | Electric & Gas | Res Furnace Heat Pump Heating Only (SEER2 15.2) - Fuel Sub | Efficient |  |  | 1 | Conventional | HVAC | Res - Multi Family | Res | ROB Only | 1 | Residential Households | household | 23 | DEER:HVAC_Eff_AC | 707.625 | 0 | -60.1828 | SWHC045-04 | 6967.2272 | 2024 | 823.3945 | 2024 | 1704 | -295.1039 | SWHC045-04 | Res Central Furnace Only - Fuel Sub - Hot-Dry ¦ SDG&E ¦ Hot-Dry | Res Central Furnace Only - Fuel Sub - Hot-Dry | 0.053553 | 0.47 | 0 | RASS 2019 | 0 | 2012 | 1 | SWHC045
RES-HVAC-FS-23.1 | Res ¦ Res Furnace Heat Pump Heating Only (SEER2 16.0) - Fuel Sub - Marine ¦ PG&E ¦ Marine | Res ¦ Res Furnace Heat Pump Heating Only (SEER2 16.0) - Fuel Sub - Marine | PG&E ¦ Marine | PG&E | All | Electric & Gas | Res Furnace Heat Pump Heating Only (SEER2 16.0) - Fuel Sub | Efficient |  |  | 1 | Conventional | HVAC | Res - Single Family | Res | ROB Only | 1 | Residential Households | household | 23 | DEER:HVAC_Eff_AC | 2795.9688 | 0 | -257.8953 | SWHC045-04 | 21515.0805 | 2024 | 2396.0039 | 2024 | 1704 | -858.7258 | SWHC045-04 | Res Central Furnace Only - Fuel Sub - Marine ¦ PG&E ¦ Marine | Res Central Furnace Only - Fuel Sub - Marine | 0.37466 | 0.47 | 0 | RASS 2019 | 1200 | 2032 | 1 | SWHC045
RES-HVAC-FS-23.2 | Res ¦ Res Furnace Heat Pump Heating Only (SEER2 16.0) - Fuel Sub - Marine ¦ PG&E ¦ Marine | Res ¦ Res Furnace Heat Pump Heating Only (SEER2 16.0) - Fuel Sub - Marine | PG&E ¦ Marine | PG&E | All | Electric & Gas | Res Furnace Heat Pump Heating Only (SEER2 16.0) - Fuel Sub | Efficient |  |  | 1 | Conventional | HVAC | Res - Multi Family | Res | ROB Only | 1 | Residential Households | household | 23 | DEER:HVAC_Eff_AC | 792.1875 | 0 | -66.25 | SWHC045-04 | 6661.0156 | 2024 | 741.7969 | 2024 | 1704 | -265.8594 | SWHC045-04 | Res Central Furnace Only - Fuel Sub - Marine ¦ PG&E ¦ Marine | Res Central Furnace Only - Fuel Sub - Marine | 0.22588 | 0.47 | 0 | RASS 2019 | 0 | 2012 | 1 | SWHC045
RES-HVAC-FS-23.3 | Res ¦ Res Furnace Heat Pump Heating Only (SEER2 16.0) - Fuel Sub - Hot-Dry ¦ PG&E ¦ Hot-Dry | Res ¦ Res Furnace Heat Pump Heating Only (SEER2 16.0) - Fuel Sub - Hot-Dry | PG&E ¦ Hot-Dry | PG&E | All | Electric & Gas | Res Furnace Heat Pump Heating Only (SEER2 16.0) - Fuel Sub | Efficient |  |  | 1 | Conventional | HVAC | Res - Single Family | Res | ROB Only | 1 | Residential Households | household | 23 | DEER:HVAC_Eff_AC | 3434.8438 | 0 | -218.8266 | SWHC045-04 | 16452.7086 | 2024 | 1832.2383 | 2024 | 1704 | -656.6727 | SWHC045-04 | Res Central Furnace Only - Fuel Sub - Hot-Dry ¦ PG&E ¦ Hot-Dry | Res Central Furnace Only - Fuel Sub - Hot-Dry | 0.048829 | 0.47 | 0 | RASS 2019 | 1200 | 2032 | 1 | SWHC045
RES-HVAC-FS-23.4 | Res ¦ Res Furnace Heat Pump Heating Only (SEER2 16.0) - Fuel Sub - Hot-Dry ¦ PG&E ¦ Hot-Dry | Res ¦ Res Furnace Heat Pump Heating Only (SEER2 16.0) - Fuel Sub - Hot-Dry | PG&E ¦ Hot-Dry | PG&E | All | Electric & Gas | Res Furnace Heat Pump Heating Only (SEER2 16.0) - Fuel Sub | Efficient |  |  | 1 | Conventional | HVAC | Res - Multi Family | Res | ROB Only | 1 | Residential Households | household | 23 | DEER:HVAC_Eff_AC | 885.9375 | 0 | -59.6875 | SWHC045-04 | 6661.0156 | 2024 | 741.7969 | 2024 | 1704 | -265.8594 | SWHC045-04 | Res Central Furnace Only - Fuel Sub - Hot-Dry ¦ PG&E ¦ Hot-Dry | Res Central Furnace Only - Fuel Sub - Hot-Dry | 0.033189 | 0.47 | 0 | RASS 2019 | 0 | 2012 | 1 | SWHC045
RES-HVAC-FS-23.5 | Res ¦ Res Furnace Heat Pump Heating Only (SEER2 16.0) - Fuel Sub - Cold ¦ PG&E ¦ Cold | Res ¦ Res Furnace Heat Pump Heating Only (SEER2 16.0) - Fuel Sub - Cold | PG&E ¦ Cold | PG&E | All | Electric & Gas | Res Furnace Heat Pump Heating Only (SEER2 16.0) - Fuel Sub | Efficient |  |  | 1 | Conventional | HVAC | Res - Single Family | Res | ROB Only | 1 | Residential Households | household | 23 | DEER:HVAC_Eff_AC | 6768.75 | 0 | -297.825 | SWHC045-04 | 24046.2664 | 2024 | 2677.8867 | 2024 | 1704 | -959.7523 | SWHC045-04 | Res Central Furnace Only - Fuel Sub - Cold ¦ PG&E ¦ Cold | Res Central Furnace Only - Fuel Sub - Cold | 0.0077842 | 0.47 | 0 | RASS 2019 | 1200 | 2032 | 1 | SWHC045
RES-HVAC-FS-23.6 | Res ¦ Res Furnace Heat Pump Heating Only (SEER2 16.0) - Fuel Sub - Cold ¦ PG&E ¦ Cold | Res ¦ Res Furnace Heat Pump Heating Only (SEER2 16.0) - Fuel Sub - Cold | PG&E ¦ Cold | PG&E | All | Electric & Gas | Res Furnace Heat Pump Heating Only (SEER2 16.0) - Fuel Sub | Efficient |  |  | 1 | Conventional | HVAC | Res - Multi Family | Res | ROB Only | 1 | Residential Households | household | 23 | DEER:HVAC_Eff_AC | 1470.3125 | 0 | -94.5312 | SWHC045-04 | 6661.0156 | 2024 | 741.7969 | 2024 | 1704 | -265.8594 | SWHC045-04 | Res Central Furnace Only - Fuel Sub - Cold ¦ PG&E ¦ Cold | Res Central Furnace Only - Fuel Sub - Cold | 0.017953 | 0.47 | 0 | RASS 2019 | 0 | 2012 | 1 | SWHC045
RES-HVAC-FS-23.7 | Res ¦ Res Furnace Heat Pump Heating Only (SEER2 16.0) - Fuel Sub - Marine ¦ SCG ¦ Marine | Res ¦ Res Furnace Heat Pump Heating Only (SEER2 16.0) - Fuel Sub - Marine | SCG ¦ Marine | SCG | All | Electric & Gas | Res Furnace Heat Pump Heating Only (SEER2 16.0) - Fuel Sub | Efficient |  |  | 1 | Conventional | HVAC | Res - Single Family | Res | ROB Only | 1 | Residential Households | household | 23 | DEER:HVAC_Eff_AC | 2337.0781 | 0 | -179.8234 | SWHC045-04 | 26710.6727 | 2024 | 2974.6055 | 2024 | 1704 | -1066.0961 | SWHC045-04 | Res Central Furnace Only - Fuel Sub - Marine ¦ SCG ¦ Marine | Res Central Furnace Only - Fuel Sub - Marine | 0.40939 | 0.47 | 0 | RASS 2019 | 1200 | 2032 | 1 | SWHC045
RES-HVAC-FS-23.8 | Res ¦ Res Furnace Heat Pump Heating Only (SEER2 16.0) - Fuel Sub - Marine ¦ SCG ¦ Marine | Res ¦ Res Furnace Heat Pump Heating Only (SEER2 16.0) - Fuel Sub - Marine | SCG ¦ Marine | SCG | All | Electric & Gas | Res Furnace Heat Pump Heating Only (SEER2 16.0) - Fuel Sub | Efficient |  |  | 1 | Conventional | HVAC | Res - Multi Family | Res | ROB Only | 1 | Residential Households | household | 23 | DEER:HVAC_Eff_AC | 876 | 0 | -65.2 | SWHC045-04 | 8526.1 | 2024 | 949.5 | 2024 | 1704 | -340.3 | SWHC045-04 | Res Central Furnace Only - Fuel Sub - Marine ¦ SCG ¦ Marine | Res Central Furnace Only - Fuel Sub - Marine | 0.18899 | 0.47 | 0 | RASS 2019 | 0 | 2012 | 1 | SWHC045
RES-HVAC-FS-23.9 | Res ¦ Res Furnace Heat Pump Heating Only (SEER2 16.0) - Fuel Sub - Hot-Dry ¦ SCG ¦ Hot-Dry | Res ¦ Res Furnace Heat Pump Heating Only (SEER2 16.0) - Fuel Sub - Hot-Dry | SCG ¦ Hot-Dry | SCG | All | Electric & Gas | Res Furnace Heat Pump Heating Only (SEER2 16.0) - Fuel Sub | Efficient |  |  | 1 | Conventional | HVAC | Res - Single Family | Res | ROB Only | 1 | Residential Households | household | 23 | DEER:HVAC_Eff_AC | 2964.5469 | 0 | -156.9156 | SWHC045-04 | 22447.6227 | 2024 | 2499.8555 | 2024 | 1704 | -895.9461 | SWHC045-04 | Res Central Furnace Only - Fuel Sub - Hot-Dry ¦ SCG ¦ Hot-Dry | Res Central Furnace Only - Fuel Sub - Hot-Dry | 0.053422 | 0.47 | 0 | RASS 2019 | 1200 | 2032 | 1 | SWHC045
RES-HVAC-FS-23.10 | Res ¦ Res Furnace Heat Pump Heating Only (SEER2 16.0) - Fuel Sub - Hot-Dry ¦ SCG ¦ Hot-Dry | Res ¦ Res Furnace Heat Pump Heating Only (SEER2 16.0) - Fuel Sub - Hot-Dry | SCG ¦ Hot-Dry | SCG | All | Electric & Gas | Res Furnace Heat Pump Heating Only (SEER2 16.0) - Fuel Sub | Efficient |  |  | 1 | Conventional | HVAC | Res - Multi Family | Res | ROB Only | 1 | Residential Households | household | 23 | DEER:HVAC_Eff_AC | 1028.125 | 0 | -46.875 | SWHC045-04 | 6661.0156 | 2024 | 741.7969 | 2024 | 1704 | -265.8594 | SWHC045-04 | Res Central Furnace Only - Fuel Sub - Hot-Dry ¦ SCG ¦ Hot-Dry | Res Central Furnace Only - Fuel Sub - Hot-Dry | 0.023966 | 0.47 | 0 | RASS 2019 | 0 | 2012 | 1 | SWHC045
RES-HVAC-FS-23.11 | Res ¦ Res Furnace Heat Pump Heating Only (SEER2 16.0) - Fuel Sub - Cold ¦ SCG ¦ Cold | Res ¦ Res Furnace Heat Pump Heating Only (SEER2 16.0) - Fuel Sub - Cold | SCG ¦ Cold | SCG | All | Electric & Gas | Res Furnace Heat Pump Heating Only (SEER2 16.0) - Fuel Sub | Efficient |  |  | 1 | Conventional | HVAC | Res - Single Family | Res | ROB Only | 1 | Residential Households | household | 23 | DEER:HVAC_Eff_AC | 6768.75 | 0 | -297.825 | SWHC045-04 | 24046.2664 | 2024 | 2677.8867 | 2024 | 1704 | -959.7523 | SWHC045-04 | Res Central Furnace Only - Fuel Sub - Cold ¦ SCG ¦ Cold | Res Central Furnace Only - Fuel Sub - Cold | 0.090455 | 0.47 | 0 | RASS 2019 | 1200 | 2032 | 1 | SWHC045
RES-HVAC-FS-23.12 | Res ¦ Res Furnace Heat Pump Heating Only (SEER2 16.0) - Fuel Sub - Cold ¦ SCG ¦ Cold | Res ¦ Res Furnace Heat Pump Heating Only (SEER2 16.0) - Fuel Sub - Cold | SCG ¦ Cold | SCG | All | Electric & Gas | Res Furnace Heat Pump Heating Only (SEER2 16.0) - Fuel Sub | Efficient |  |  | 1 | Conventional | HVAC | Res - Multi Family | Res | ROB Only | 1 | Residential Households | household | 23 | DEER:HVAC_Eff_AC | 1470.3125 | 0 | -94.5312 | SWHC045-04 | 6661.0156 | 2024 | 741.7969 | 2024 | 1704 | -265.8594 | SWHC045-04 | Res Central Furnace Only - Fuel Sub - Cold ¦ SCG ¦ Cold | Res Central Furnace Only - Fuel Sub - Cold | 0.017953 | 0.47 | 0 | RASS 2019 | 0 | 2012 | 1 | SWHC045
RES-HVAC-FS-23.13 | Res ¦ Res Furnace Heat Pump Heating Only (SEER2 16.0) - Fuel Sub - Marine ¦ SDG&E ¦ Marine | Res ¦ Res Furnace Heat Pump Heating Only (SEER2 16.0) - Fuel Sub - Marine | SDG&E ¦ Marine | SDG&E | All | Electric & Gas | Res Furnace Heat Pump Heating Only (SEER2 16.0) - Fuel Sub | Efficient |  |  | 1 | Conventional | HVAC | Res - Single Family | Res | ROB Only | 1 | Residential Households | household | 23 | DEER:HVAC_Eff_AC | 2337.0781 | 0 | -179.8234 | SWHC045-04 | 26710.6727 | 2024 | 2974.6055 | 2024 | 1704 | -1066.0961 | SWHC045-04 | Res Central Furnace Only - Fuel Sub - Marine ¦ SDG&E ¦ Marine | Res Central Furnace Only - Fuel Sub - Marine | 0.15258 | 0.47 | 0 | RASS 2019 | 1200 | 2032 | 1 | SWHC045
RES-HVAC-FS-23.14 | Res ¦ Res Furnace Heat Pump Heating Only (SEER2 16.0) - Fuel Sub - Marine ¦ SDG&E ¦ Marine | Res ¦ Res Furnace Heat Pump Heating Only (SEER2 16.0) - Fuel Sub - Marine | SDG&E ¦ Marine | SDG&E | All | Electric & Gas | Res Furnace Heat Pump Heating Only (SEER2 16.0) - Fuel Sub | Efficient |  |  | 1 | Conventional | HVAC | Res - Multi Family | Res | ROB Only | 1 | Residential Households | household | 23 | DEER:HVAC_Eff_AC | 876 | 0 | -65.2 | SWHC045-04 | 8526.1 | 2024 | 949.5 | 2024 | 1704 | -340.3 | SWHC045-04 | Res Central Furnace Only - Fuel Sub - Marine ¦ SDG&E ¦ Marine | Res Central Furnace Only - Fuel Sub - Marine | 0.29631 | 0.47 | 0 | RASS 2019 | 0 | 2012 | 1 | SWHC045
RES-HVAC-FS-23.15 | Res ¦ Res Furnace Heat Pump Heating Only (SEER2 16.0) - Fuel Sub - Hot-Dry ¦ SDG&E ¦ Hot-Dry | Res ¦ Res Furnace Heat Pump Heating Only (SEER2 16.0) - Fuel Sub - Hot-Dry | SDG&E ¦ Hot-Dry | SDG&E | All | Electric & Gas | Res Furnace Heat Pump Heating Only (SEER2 16.0) - Fuel Sub | Efficient |  |  | 1 | Conventional | HVAC | Res - Single Family | Res | ROB Only | 1 | Residential Households | household | 23 | DEER:HVAC_Eff_AC | 2081.4844 | 0 | -178.0547 | SWHC045-04 | 21381.8602 | 2024 | 2381.168 | 2024 | 1704 | -853.4086 | SWHC045-04 | Res Central Furnace Only - Fuel Sub - Hot-Dry ¦ SDG&E ¦ Hot-Dry | Res Central Furnace Only - Fuel Sub - Hot-Dry | 0.17372 | 0.47 | 0 | RASS 2019 | 1200 | 2032 | 1 | SWHC045
RES-HVAC-FS-23.16 | Res ¦ Res Furnace Heat Pump Heating Only (SEER2 16.0) - Fuel Sub - Hot-Dry ¦ SDG&E ¦ Hot-Dry | Res ¦ Res Furnace Heat Pump Heating Only (SEER2 16.0) - Fuel Sub - Hot-Dry | SDG&E ¦ Hot-Dry | SDG&E | All | Electric & Gas | Res Furnace Heat Pump Heating Only (SEER2 16.0) - Fuel Sub | Efficient |  |  | 1 | Conventional | HVAC | Res - Multi Family | Res | ROB Only | 1 | Residential Households | household | 23 | DEER:HVAC_Eff_AC | 692.0156 | 0 | -60.1828 | SWHC045-04 | 7393.7273 | 2024 | 823.3945 | 2024 | 1704 | -295.1039 | SWHC045-04 | Res Central Furnace Only - Fuel Sub - Hot-Dry ¦ SDG&E ¦ Hot-Dry | Res Central Furnace Only - Fuel Sub - Hot-Dry | 0.053553 | 0.47 | 0 | RASS 2019 | 0 | 2012 | 1 | SWHC045
RES-HVAC-FS-24.1 | Res ¦ Res Furnace Heat Pump Heating Only (SEER2 16.9) - Fuel Sub - Marine ¦ PG&E ¦ Marine | Res ¦ Res Furnace Heat Pump Heating Only (SEER2 16.9) - Fuel Sub - Marine | PG&E ¦ Marine | PG&E | All | Electric & Gas | Res Furnace Heat Pump Heating Only (SEER2 16.9) - Fuel Sub | Efficient |  |  | 1 | Conventional | HVAC | Res - Single Family | Res | ROB Only | 1 | Residential Households | household | 23 | DEER:HVAC_Eff_AC | 2770.7344 | 0 | -257.8953 | SWHC045-04 | 22756.107 | 2024 | 2396.0039 | 2024 | 1704 | -858.7258 | SWHC045-04 | Res Central Furnace Only - Fuel Sub - Marine ¦ PG&E ¦ Marine | Res Central Furnace Only - Fuel Sub - Marine | 0.37466 | 0.47 | 0 | RASS 2019 | 1200 | 2032 | 1 | SWHC045
RES-HVAC-FS-24.2 | Res ¦ Res Furnace Heat Pump Heating Only (SEER2 16.9) - Fuel Sub - Marine ¦ PG&E ¦ Marine | Res ¦ Res Furnace Heat Pump Heating Only (SEER2 16.9) - Fuel Sub - Marine | PG&E ¦ Marine | PG&E | All | Electric & Gas | Res Furnace Heat Pump Heating Only (SEER2 16.9) - Fuel Sub | Efficient |  |  | 1 | Conventional | HVAC | Res - Multi Family | Res | ROB Only | 1 | Residential Households | household | 23 | DEER:HVAC_Eff_AC | 781.25 | 0 | -66.25 | SWHC045-04 | 7045.2344 | 2024 | 741.7969 | 2024 | 1704 | -265.8594 | SWHC045-04 | Res Central Furnace Only - Fuel Sub - Marine ¦ PG&E ¦ Marine | Res Central Furnace Only - Fuel Sub - Marine | 0.22588 | 0.47 | 0 | RASS 2019 | 0 | 2012 | 1 | SWHC045
RES-HVAC-FS-24.3 | Res ¦ Res Furnace Heat Pump Heating Only (SEER2 16.9) - Fuel Sub - Hot-Dry ¦ PG&E ¦ Hot-Dry | Res ¦ Res Furnace Heat Pump Heating Only (SEER2 16.9) - Fuel Sub - Hot-Dry | PG&E ¦ Hot-Dry | PG&E | All | Electric & Gas | Res Furnace Heat Pump Heating Only (SEER2 16.9) - Fuel Sub | Efficient |  |  | 1 | Conventional | HVAC | Res - Single Family | Res | ROB Only | 1 | Residential Households | household | 23 | DEER:HVAC_Eff_AC | 3396.25 | 0 | -218.8266 | SWHC045-04 | 17401.7289 | 2024 | 1832.2383 | 2024 | 1704 | -656.6727 | SWHC045-04 | Res Central Furnace Only - Fuel Sub - Hot-Dry ¦ PG&E ¦ Hot-Dry | Res Central Furnace Only - Fuel Sub - Hot-Dry | 0.048829 | 0.47 | 0 | RASS 2019 | 1200 | 2032 | 1 | SWHC045
RES-HVAC-FS-24.4 | Res ¦ Res Furnace Heat Pump Heating Only (SEER2 16.9) - Fuel Sub - Hot-Dry ¦ PG&E ¦ Hot-Dry | Res ¦ Res Furnace Heat Pump Heating Only (SEER2 16.9) - Fuel Sub - Hot-Dry | PG&E ¦ Hot-Dry | PG&E | All | Electric & Gas | Res Furnace Heat Pump Heating Only (SEER2 16.9) - Fuel Sub | Efficient |  |  | 1 | Conventional | HVAC | Res - Multi Family | Res | ROB Only | 1 | Residential Households | household | 23 | DEER:HVAC_Eff_AC | 885.9375 | 0 | -59.6875 | SWHC045-04 | 7045.2344 | 2024 | 741.7969 | 2024 | 1704 | -265.8594 | SWHC045-04 | Res Central Furnace Only - Fuel Sub - Hot-Dry ¦ PG&E ¦ Hot-Dry | Res Central Furnace Only - Fuel Sub - Hot-Dry | 0.033189 | 0.47 | 0 | RASS 2019 | 0 | 2012 | 1 | SWHC045
RES-HVAC-FS-24.5 | Res ¦ Res Furnace Heat Pump Heating Only (SEER2 16.9) - Fuel Sub - Cold ¦ PG&E ¦ Cold | Res ¦ Res Furnace Heat Pump Heating Only (SEER2 16.9) - Fuel Sub - Cold | PG&E ¦ Cold | PG&E | All | Electric & Gas | Res Furnace Heat Pump Heating Only (SEER2 16.9) - Fuel Sub | Efficient |  |  | 1 | Conventional | HVAC | Res - Single Family | Res | ROB Only | 1 | Residential Households | household | 23 | DEER:HVAC_Eff_AC | 6712.3438 | 0 | -297.825 | SWHC045-04 | 25433.2961 | 2024 | 2677.8867 | 2024 | 1704 | -959.7523 | SWHC045-04 | Res Central Furnace Only - Fuel Sub - Cold ¦ PG&E ¦ Cold | Res Central Furnace Only - Fuel Sub - Cold | 0.0077842 | 0.47 | 0 | RASS 2019 | 1200 | 2032 | 1 | SWHC045
RES-HVAC-FS-24.6 | Res ¦ Res Furnace Heat Pump Heating Only (SEER2 16.9) - Fuel Sub - Cold ¦ PG&E ¦ Cold | Res ¦ Res Furnace Heat Pump Heating Only (SEER2 16.9) - Fuel Sub - Cold | PG&E ¦ Cold | PG&E | All | Electric & Gas | Res Furnace Heat Pump Heating Only (SEER2 16.9) - Fuel Sub | Efficient |  |  | 1 | Conventional | HVAC | Res - Multi Family | Res | ROB Only | 1 | Residential Households | household | 23 | DEER:HVAC_Eff_AC | 1459.375 | 0 | -94.5312 | SWHC045-04 | 7045.2344 | 2024 | 741.7969 | 2024 | 1704 | -265.8594 | SWHC045-04 | Res Central Furnace Only - Fuel Sub - Cold ¦ PG&E ¦ Cold | Res Central Furnace Only - Fuel Sub - Cold | 0.017953 | 0.47 | 0 | RASS 2019 | 0 | 2012 | 1 | SWHC045
RES-HVAC-FS-24.7 | Res ¦ Res Furnace Heat Pump Heating Only (SEER2 16.9) - Fuel Sub - Marine ¦ SCG ¦ Marine | Res ¦ Res Furnace Heat Pump Heating Only (SEER2 16.9) - Fuel Sub - Marine | SCG ¦ Marine | SCG | All | Electric & Gas | Res Furnace Heat Pump Heating Only (SEER2 16.9) - Fuel Sub | Efficient |  |  | 1 | Conventional | HVAC | Res - Single Family | Res | ROB Only | 1 | Residential Households | household | 23 | DEER:HVAC_Eff_AC | 2337.0781 | 0 | -179.8234 | SWHC045-04 | 28251.3898 | 2024 | 2974.6055 | 2024 | 1704 | -1066.0961 | SWHC045-04 | Res Central Furnace Only - Fuel Sub - Marine ¦ SCG ¦ Marine | Res Central Furnace Only - Fuel Sub - Marine | 0.40939 | 0.47 | 0 | RASS 2019 | 1200 | 2032 | 1 | SWHC045
RES-HVAC-FS-24.8 | Res ¦ Res Furnace Heat Pump Heating Only (SEER2 16.9) - Fuel Sub - Marine ¦ SCG ¦ Marine | Res ¦ Res Furnace Heat Pump Heating Only (SEER2 16.9) - Fuel Sub - Marine | SCG ¦ Marine | SCG | All | Electric & Gas | Res Furnace Heat Pump Heating Only (SEER2 16.9) - Fuel Sub | Efficient |  |  | 1 | Conventional | HVAC | Res - Multi Family | Res | ROB Only | 1 | Residential Households | household | 23 | DEER:HVAC_Eff_AC | 876 | 0 | -65.2 | SWHC045-04 | 9017.9 | 2024 | 949.5 | 2024 | 1704 | -340.3 | SWHC045-04 | Res Central Furnace Only - Fuel Sub - Marine ¦ SCG ¦ Marine | Res Central Furnace Only - Fuel Sub - Marine | 0.18899 | 0.47 | 0 | RASS 2019 | 0 | 2012 | 1 | SWHC045
RES-HVAC-FS-24.9 | Res ¦ Res Furnace Heat Pump Heating Only (SEER2 16.9) - Fuel Sub - Hot-Dry ¦ SCG ¦ Hot-Dry | Res ¦ Res Furnace Heat Pump Heating Only (SEER2 16.9) - Fuel Sub - Hot-Dry | SCG ¦ Hot-Dry | SCG | All | Electric & Gas | Res Furnace Heat Pump Heating Only (SEER2 16.9) - Fuel Sub | Efficient |  |  | 1 | Conventional | HVAC | Res - Single Family | Res | ROB Only | 1 | Residential Households | household | 23 | DEER:HVAC_Eff_AC | 2938.2188 | 0 | -156.9156 | SWHC045-04 | 23742.4398 | 2024 | 2499.8555 | 2024 | 1704 | -895.9461 | SWHC045-04 | Res Central Furnace Only - Fuel Sub - Hot-Dry ¦ SCG ¦ Hot-Dry | Res Central Furnace Only - Fuel Sub - Hot-Dry | 0.053422 | 0.47 | 0 | RASS 2019 | 1200 | 2032 | 1 | SWHC045
RES-HVAC-FS-24.10 | Res ¦ Res Furnace Heat Pump Heating Only (SEER2 16.9) - Fuel Sub - Hot-Dry ¦ SCG ¦ Hot-Dry | Res ¦ Res Furnace Heat Pump Heating Only (SEER2 16.9) - Fuel Sub - Hot-Dry | SCG ¦ Hot-Dry | SCG | All | Electric & Gas | Res Furnace Heat Pump Heating Only (SEER2 16.9) - Fuel Sub | Efficient |  |  | 1 | Conventional | HVAC | Res - Multi Family | Res | ROB Only | 1 | Residential Households | household | 23 | DEER:HVAC_Eff_AC | 1028.125 | 0 | -46.875 | SWHC045-04 | 7045.2344 | 2024 | 741.7969 | 2024 | 1704 | -265.8594 | SWHC045-04 | Res Central Furnace Only - Fuel Sub - Hot-Dry ¦ SCG ¦ Hot-Dry | Res Central Furnace Only - Fuel Sub - Hot-Dry | 0.023966 | 0.47 | 0 | RASS 2019 | 0 | 2012 | 1 | SWHC045
RES-HVAC-FS-24.11 | Res ¦ Res Furnace Heat Pump Heating Only (SEER2 16.9) - Fuel Sub - Cold ¦ SCG ¦ Cold | Res ¦ Res Furnace Heat Pump Heating Only (SEER2 16.9) - Fuel Sub - Cold | SCG ¦ Cold | SCG | All | Electric & Gas | Res Furnace Heat Pump Heating Only (SEER2 16.9) - Fuel Sub | Efficient |  |  | 1 | Conventional | HVAC | Res - Single Family | Res | ROB Only | 1 | Residential Households | household | 23 | DEER:HVAC_Eff_AC | 6712.3438 | 0 | -297.825 | SWHC045-04 | 25433.2961 | 2024 | 2677.8867 | 2024 | 1704 | -959.7523 | SWHC045-04 | Res Central Furnace Only - Fuel Sub - Cold ¦ SCG ¦ Cold | Res Central Furnace Only - Fuel Sub - Cold | 0.090455 | 0.47 | 0 | RASS 2019 | 1200 | 2032 | 1 | SWHC045
RES-HVAC-FS-24.12 | Res ¦ Res Furnace Heat Pump Heating Only (SEER2 16.9) - Fuel Sub - Cold ¦ SCG ¦ Cold | Res ¦ Res Furnace Heat Pump Heating Only (SEER2 16.9) - Fuel Sub - Cold | SCG ¦ Cold | SCG | All | Electric & Gas | Res Furnace Heat Pump Heating Only (SEER2 16.9) - Fuel Sub | Efficient |  |  | 1 | Conventional | HVAC | Res - Multi Family | Res | ROB Only | 1 | Residential Households | household | 23 | DEER:HVAC_Eff_AC | 1459.375 | 0 | -94.5312 | SWHC045-04 | 7045.2344 | 2024 | 741.7969 | 2024 | 1704 | -265.8594 | SWHC045-04 | Res Central Furnace Only - Fuel Sub - Cold ¦ SCG ¦ Cold | Res Central Furnace Only - Fuel Sub - Cold | 0.017953 | 0.47 | 0 | RASS 2019 | 0 | 2012 | 1 | SWHC045
RES-HVAC-FS-24.13 | Res ¦ Res Furnace Heat Pump Heating Only (SEER2 16.9) - Fuel Sub - Marine ¦ SDG&E ¦ Marine | Res ¦ Res Furnace Heat Pump Heating Only (SEER2 16.9) - Fuel Sub - Marine | SDG&E ¦ Marine | SDG&E | All | Electric & Gas | Res Furnace Heat Pump Heating Only (SEER2 16.9) - Fuel Sub | Efficient |  |  | 1 | Conventional | HVAC | Res - Single Family | Res | ROB Only | 1 | Residential Households | household | 23 | DEER:HVAC_Eff_AC | 2337.0781 | 0 | -179.8234 | SWHC045-04 | 28251.3898 | 2024 | 2974.6055 | 2024 | 1704 | -1066.0961 | SWHC045-04 | Res Central Furnace Only - Fuel Sub - Marine ¦ SDG&E ¦ Marine | Res Central Furnace Only - Fuel Sub - Marine | 0.15258 | 0.47 | 0 | RASS 2019 | 1200 | 2032 | 1 | SWHC045
RES-HVAC-FS-24.14 | Res ¦ Res Furnace Heat Pump Heating Only (SEER2 16.9) - Fuel Sub - Marine ¦ SDG&E ¦ Marine | Res ¦ Res Furnace Heat Pump Heating Only (SEER2 16.9) - Fuel Sub - Marine | SDG&E ¦ Marine | SDG&E | All | Electric & Gas | Res Furnace Heat Pump Heating Only (SEER2 16.9) - Fuel Sub | Efficient |  |  | 1 | Conventional | HVAC | Res - Multi Family | Res | ROB Only | 1 | Residential Households | household | 23 | DEER:HVAC_Eff_AC | 876 | 0 | -65.2 | SWHC045-04 | 9017.9 | 2024 | 949.5 | 2024 | 1704 | -340.3 | SWHC045-04 | Res Central Furnace Only - Fuel Sub - Marine ¦ SDG&E ¦ Marine | Res Central Furnace Only - Fuel Sub - Marine | 0.29631 | 0.47 | 0 | RASS 2019 | 0 | 2012 | 1 | SWHC045
RES-HVAC-FS-24.15 | Res ¦ Res Furnace Heat Pump Heating Only (SEER2 16.9) - Fuel Sub - Hot-Dry ¦ SDG&E ¦ Hot-Dry | Res ¦ Res Furnace Heat Pump Heating Only (SEER2 16.9) - Fuel Sub - Hot-Dry | SDG&E ¦ Hot-Dry | SDG&E | All | Electric & Gas | Res Furnace Heat Pump Heating Only (SEER2 16.9) - Fuel Sub | Efficient |  |  | 1 | Conventional | HVAC | Res - Single Family | Res | ROB Only | 1 | Residential Households | household | 23 | DEER:HVAC_Eff_AC | 2051.3906 | 0 | -178.0547 | SWHC045-04 | 22615.2023 | 2024 | 2381.168 | 2024 | 1704 | -853.4086 | SWHC045-04 | Res Central Furnace Only - Fuel Sub - Hot-Dry ¦ SDG&E ¦ Hot-Dry | Res Central Furnace Only - Fuel Sub - Hot-Dry | 0.17372 | 0.47 | 0 | RASS 2019 | 1200 | 2032 | 1 | SWHC045
RES-HVAC-FS-24.16 | Res ¦ Res Furnace Heat Pump Heating Only (SEER2 16.9) - Fuel Sub - Hot-Dry ¦ SDG&E ¦ Hot-Dry | Res ¦ Res Furnace Heat Pump Heating Only (SEER2 16.9) - Fuel Sub - Hot-Dry | SDG&E ¦ Hot-Dry | SDG&E | All | Electric & Gas | Res Furnace Heat Pump Heating Only (SEER2 16.9) - Fuel Sub | Efficient |  |  | 1 | Conventional | HVAC | Res - Multi Family | Res | ROB Only | 1 | Residential Households | household | 23 | DEER:HVAC_Eff_AC | 678.1406 | 0 | -60.1828 | SWHC045-04 | 7820.2102 | 2024 | 823.3945 | 2024 | 1704 | -295.1039 | SWHC045-04 | Res Central Furnace Only - Fuel Sub - Hot-Dry ¦ SDG&E ¦ Hot-Dry | Res Central Furnace Only - Fuel Sub - Hot-Dry | 0.053553 | 0.47 | 0 | RASS 2019 | 0 | 2012 | 1 | SWHC045
RES-HVAC-FS-25.1 | Res ¦ Res Furnace Heat Pump Heating Only (SEER2 17.8) - Fuel Sub - Marine ¦ PG&E ¦ Marine | Res ¦ Res Furnace Heat Pump Heating Only (SEER2 17.8) - Fuel Sub - Marine | PG&E ¦ Marine | PG&E | All | Electric & Gas | Res Furnace Heat Pump Heating Only (SEER2 17.8) - Fuel Sub | Efficient |  |  | 1 | Conventional | HVAC | Res - Single Family | Res | ROB Only | 1 | Residential Households | household | 23 | DEER:HVAC_Eff_AC | 2745.5 | 0 | -257.8953 | SWHC045-04 | 23997.1841 | 2024 | 2396.0039 | 2024 | 1704 | -858.7258 | SWHC045-04 | Res Central Furnace Only - Fuel Sub - Marine ¦ PG&E ¦ Marine | Res Central Furnace Only - Fuel Sub - Marine | 0.37466 | 0.47 | 0 | RASS 2019 | 1200 | 2032 | 1 | SWHC045
RES-HVAC-FS-25.2 | Res ¦ Res Furnace Heat Pump Heating Only (SEER2 17.8) - Fuel Sub - Marine ¦ PG&E ¦ Marine | Res ¦ Res Furnace Heat Pump Heating Only (SEER2 17.8) - Fuel Sub - Marine | PG&E ¦ Marine | PG&E | All | Electric & Gas | Res Furnace Heat Pump Heating Only (SEER2 17.8) - Fuel Sub | Efficient |  |  | 1 | Conventional | HVAC | Res - Multi Family | Res | ROB Only | 1 | Residential Households | household | 23 | DEER:HVAC_Eff_AC | 771.875 | 0 | -66.25 | SWHC045-04 | 7429.4687 | 2024 | 741.7969 | 2024 | 1704 | -265.8594 | SWHC045-04 | Res Central Furnace Only - Fuel Sub - Marine ¦ PG&E ¦ Marine | Res Central Furnace Only - Fuel Sub - Marine | 0.22588 | 0.47 | 0 | RASS 2019 | 0 | 2012 | 1 | SWHC045
RES-HVAC-FS-25.3 | Res ¦ Res Furnace Heat Pump Heating Only (SEER2 17.8) - Fuel Sub - Hot-Dry ¦ PG&E ¦ Hot-Dry | Res ¦ Res Furnace Heat Pump Heating Only (SEER2 17.8) - Fuel Sub - Hot-Dry | PG&E ¦ Hot-Dry | PG&E | All | Electric & Gas | Res Furnace Heat Pump Heating Only (SEER2 17.8) - Fuel Sub | Efficient |  |  | 1 | Conventional | HVAC | Res - Single Family | Res | ROB Only | 1 | Residential Households | household | 23 | DEER:HVAC_Eff_AC | 3338.3594 | 0 | -218.8266 | SWHC045-04 | 18350.7878 | 2024 | 1832.2383 | 2024 | 1704 | -656.6727 | SWHC045-04 | Res Central Furnace Only - Fuel Sub - Hot-Dry ¦ PG&E ¦ Hot-Dry | Res Central Furnace Only - Fuel Sub - Hot-Dry | 0.048829 | 0.47 | 0 | RASS 2019 | 1200 | 2032 | 1 | SWHC045
RES-HVAC-FS-25.4 | Res ¦ Res Furnace Heat Pump Heating Only (SEER2 17.8) - Fuel Sub - Hot-Dry ¦ PG&E ¦ Hot-Dry | Res ¦ Res Furnace Heat Pump Heating Only (SEER2 17.8) - Fuel Sub - Hot-Dry | PG&E ¦ Hot-Dry | PG&E | All | Electric & Gas | Res Furnace Heat Pump Heating Only (SEER2 17.8) - Fuel Sub | Efficient |  |  | 1 | Conventional | HVAC | Res - Multi Family | Res | ROB Only | 1 | Residential Households | household | 23 | DEER:HVAC_Eff_AC | 868.75 | 0 | -59.6875 | SWHC045-04 | 7429.4687 | 2024 | 741.7969 | 2024 | 1704 | -265.8594 | SWHC045-04 | Res Central Furnace Only - Fuel Sub - Hot-Dry ¦ PG&E ¦ Hot-Dry | Res Central Furnace Only - Fuel Sub - Hot-Dry | 0.033189 | 0.47 | 0 | RASS 2019 | 0 | 2012 | 1 | SWHC045
RES-HVAC-FS-25.5 | Res ¦ Res Furnace Heat Pump Heating Only (SEER2 17.8) - Fuel Sub - Cold ¦ PG&E ¦ Cold | Res ¦ Res Furnace Heat Pump Heating Only (SEER2 17.8) - Fuel Sub - Cold | PG&E ¦ Cold | PG&E | All | Electric & Gas | Res Furnace Heat Pump Heating Only (SEER2 17.8) - Fuel Sub | Efficient |  |  | 1 | Conventional | HVAC | Res - Single Family | Res | ROB Only | 1 | Residential Households | household | 23 | DEER:HVAC_Eff_AC | 6599.5312 | 0 | -297.825 | SWHC045-04 | 26820.3822 | 2024 | 2677.8867 | 2024 | 1704 | -959.7523 | SWHC045-04 | Res Central Furnace Only - Fuel Sub - Cold ¦ PG&E ¦ Cold | Res Central Furnace Only - Fuel Sub - Cold | 0.0077842 | 0.47 | 0 | RASS 2019 | 1200 | 2032 | 1 | SWHC045
RES-HVAC-FS-25.6 | Res ¦ Res Furnace Heat Pump Heating Only (SEER2 17.8) - Fuel Sub - Cold ¦ PG&E ¦ Cold | Res ¦ Res Furnace Heat Pump Heating Only (SEER2 17.8) - Fuel Sub - Cold | PG&E ¦ Cold | PG&E | All | Electric & Gas | Res Furnace Heat Pump Heating Only (SEER2 17.8) - Fuel Sub | Efficient |  |  | 1 | Conventional | HVAC | Res - Multi Family | Res | ROB Only | 1 | Residential Households | household | 23 | DEER:HVAC_Eff_AC | 1429.6875 | 0 | -94.5312 | SWHC045-04 | 7429.4687 | 2024 | 741.7969 | 2024 | 1704 | -265.8594 | SWHC045-04 | Res Central Furnace Only - Fuel Sub - Cold ¦ PG&E ¦ Cold | Res Central Furnace Only - Fuel Sub - Cold | 0.017953 | 0.47 | 0 | RASS 2019 | 0 | 2012 | 1 | SWHC045
RES-HVAC-FS-25.7 | Res ¦ Res Furnace Heat Pump Heating Only (SEER2 17.8) - Fuel Sub - Marine ¦ SCG ¦ Marine | Res ¦ Res Furnace Heat Pump Heating Only (SEER2 17.8) - Fuel Sub - Marine | SCG ¦ Marine | SCG | All | Electric & Gas | Res Furnace Heat Pump Heating Only (SEER2 17.8) - Fuel Sub | Efficient |  |  | 1 | Conventional | HVAC | Res - Single Family | Res | ROB Only | 1 | Residential Households | household | 23 | DEER:HVAC_Eff_AC | 2274.4219 | 0 | -179.8234 | SWHC045-04 | 29792.1697 | 2024 | 2974.6055 | 2024 | 1704 | -1066.0961 | SWHC045-04 | Res Central Furnace Only - Fuel Sub - Marine ¦ SCG ¦ Marine | Res Central Furnace Only - Fuel Sub - Marine | 0.40939 | 0.47 | 0 | RASS 2019 | 1200 | 2032 | 1 | SWHC045
RES-HVAC-FS-25.8 | Res ¦ Res Furnace Heat Pump Heating Only (SEER2 17.8) - Fuel Sub - Marine ¦ SCG ¦ Marine | Res ¦ Res Furnace Heat Pump Heating Only (SEER2 17.8) - Fuel Sub - Marine | SCG ¦ Marine | SCG | All | Electric & Gas | Res Furnace Heat Pump Heating Only (SEER2 17.8) - Fuel Sub | Efficient |  |  | 1 | Conventional | HVAC | Res - Multi Family | Res | ROB Only | 1 | Residential Households | household | 23 | DEER:HVAC_Eff_AC | 862 | 0 | -65.2 | SWHC045-04 | 9509.72 | 2024 | 949.5 | 2024 | 1704 | -340.3 | SWHC045-04 | Res Central Furnace Only - Fuel Sub - Marine ¦ SCG ¦ Marine | Res Central Furnace Only - Fuel Sub - Marine | 0.18899 | 0.47 | 0 | RASS 2019 | 0 | 2012 | 1 | SWHC045
RES-HVAC-FS-25.9 | Res ¦ Res Furnace Heat Pump Heating Only (SEER2 17.8) - Fuel Sub - Hot-Dry ¦ SCG ¦ Hot-Dry | Res ¦ Res Furnace Heat Pump Heating Only (SEER2 17.8) - Fuel Sub - Hot-Dry | SCG ¦ Hot-Dry | SCG | All | Electric & Gas | Res Furnace Heat Pump Heating Only (SEER2 17.8) - Fuel Sub | Efficient |  |  | 1 | Conventional | HVAC | Res - Single Family | Res | ROB Only | 1 | Residential Households | household | 23 | DEER:HVAC_Eff_AC | 2890.8281 | 0 | -156.9156 | SWHC045-04 | 25037.3097 | 2024 | 2499.8555 | 2024 | 1704 | -895.9461 | SWHC045-04 | Res Central Furnace Only - Fuel Sub - Hot-Dry ¦ SCG ¦ Hot-Dry | Res Central Furnace Only - Fuel Sub - Hot-Dry | 0.053422 | 0.47 | 0 | RASS 2019 | 1200 | 2032 | 1 | SWHC045
RES-HVAC-FS-25.10 | Res ¦ Res Furnace Heat Pump Heating Only (SEER2 17.8) - Fuel Sub - Hot-Dry ¦ SCG ¦ Hot-Dry | Res ¦ Res Furnace Heat Pump Heating Only (SEER2 17.8) - Fuel Sub - Hot-Dry | SCG ¦ Hot-Dry | SCG | All | Electric & Gas | Res Furnace Heat Pump Heating Only (SEER2 17.8) - Fuel Sub | Efficient |  |  | 1 | Conventional | HVAC | Res - Multi Family | Res | ROB Only | 1 | Residential Households | household | 23 | DEER:HVAC_Eff_AC | 998.4375 | 0 | -46.875 | SWHC045-04 | 7429.4687 | 2024 | 741.7969 | 2024 | 1704 | -265.8594 | SWHC045-04 | Res Central Furnace Only - Fuel Sub - Hot-Dry ¦ SCG ¦ Hot-Dry | Res Central Furnace Only - Fuel Sub - Hot-Dry | 0.023966 | 0.47 | 0 | RASS 2019 | 0 | 2012 | 1 | SWHC045
RES-HVAC-FS-25.11 | Res ¦ Res Furnace Heat Pump Heating Only (SEER2 17.8) - Fuel Sub - Cold ¦ SCG ¦ Cold | Res ¦ Res Furnace Heat Pump Heating Only (SEER2 17.8) - Fuel Sub - Cold | SCG ¦ Cold | SCG | All | Electric & Gas | Res Furnace Heat Pump Heating Only (SEER2 17.8) - Fuel Sub | Efficient |  |  | 1 | Conventional | HVAC | Res - Single Family | Res | ROB Only | 1 | Residential Households | household | 23 | DEER:HVAC_Eff_AC | 6599.5312 | 0 | -297.825 | SWHC045-04 | 26820.3822 | 2024 | 2677.8867 | 2024 | 1704 | -959.7523 | SWHC045-04 | Res Central Furnace Only - Fuel Sub - Cold ¦ SCG ¦ Cold | Res Central Furnace Only - Fuel Sub - Cold | 0.090455 | 0.47 | 0 | RASS 2019 | 1200 | 2032 | 1 | SWHC045
RES-HVAC-FS-25.12 | Res ¦ Res Furnace Heat Pump Heating Only (SEER2 17.8) - Fuel Sub - Cold ¦ SCG ¦ Cold | Res ¦ Res Furnace Heat Pump Heating Only (SEER2 17.8) - Fuel Sub - Cold | SCG ¦ Cold | SCG | All | Electric & Gas | Res Furnace Heat Pump Heating Only (SEER2 17.8) - Fuel Sub | Efficient |  |  | 1 | Conventional | HVAC | Res - Multi Family | Res | ROB Only | 1 | Residential Households | household | 23 | DEER:HVAC_Eff_AC | 1429.6875 | 0 | -94.5312 | SWHC045-04 | 7429.4687 | 2024 | 741.7969 | 2024 | 1704 | -265.8594 | SWHC045-04 | Res Central Furnace Only - Fuel Sub - Cold ¦ SCG ¦ Cold | Res Central Furnace Only - Fuel Sub - Cold | 0.017953 | 0.47 | 0 | RASS 2019 | 0 | 2012 | 1 | SWHC045
RES-HVAC-FS-25.13 | Res ¦ Res Furnace Heat Pump Heating Only (SEER2 17.8) - Fuel Sub - Marine ¦ SDG&E ¦ Marine | Res ¦ Res Furnace Heat Pump Heating Only (SEER2 17.8) - Fuel Sub - Marine | SDG&E ¦ Marine | SDG&E | All | Electric & Gas | Res Furnace Heat Pump Heating Only (SEER2 17.8) - Fuel Sub | Efficient |  |  | 1 | Conventional | HVAC | Res - Single Family | Res | ROB Only | 1 | Residential Households | household | 23 | DEER:HVAC_Eff_AC | 2274.4219 | 0 | -179.8234 | SWHC045-04 | 29792.1697 | 2024 | 2974.6055 | 2024 | 1704 | -1066.0961 | SWHC045-04 | Res Central Furnace Only - Fuel Sub - Marine ¦ SDG&E ¦ Marine | Res Central Furnace Only - Fuel Sub - Marine | 0.15258 | 0.47 | 0 | RASS 2019 | 1200 | 2032 | 1 | SWHC045
RES-HVAC-FS-25.14 | Res ¦ Res Furnace Heat Pump Heating Only (SEER2 17.8) - Fuel Sub - Marine ¦ SDG&E ¦ Marine | Res ¦ Res Furnace Heat Pump Heating Only (SEER2 17.8) - Fuel Sub - Marine | SDG&E ¦ Marine | SDG&E | All | Electric & Gas | Res Furnace Heat Pump Heating Only (SEER2 17.8) - Fuel Sub | Efficient |  |  | 1 | Conventional | HVAC | Res - Multi Family | Res | ROB Only | 1 | Residential Households | household | 23 | DEER:HVAC_Eff_AC | 862 | 0 | -65.2 | SWHC045-04 | 9509.72 | 2024 | 949.5 | 2024 | 1704 | -340.3 | SWHC045-04 | Res Central Furnace Only - Fuel Sub - Marine ¦ SDG&E ¦ Marine | Res Central Furnace Only - Fuel Sub - Marine | 0.29631 | 0.47 | 0 | RASS 2019 | 0 | 2012 | 1 | SWHC045
RES-HVAC-FS-25.15 | Res ¦ Res Furnace Heat Pump Heating Only (SEER2 17.8) - Fuel Sub - Hot-Dry ¦ SDG&E ¦ Hot-Dry | Res ¦ Res Furnace Heat Pump Heating Only (SEER2 17.8) - Fuel Sub - Hot-Dry | SDG&E ¦ Hot-Dry | SDG&E | All | Electric & Gas | Res Furnace Heat Pump Heating Only (SEER2 17.8) - Fuel Sub | Efficient |  |  | 1 | Conventional | HVAC | Res - Single Family | Res | ROB Only | 1 | Residential Households | household | 23 | DEER:HVAC_Eff_AC | 2021.2969 | 0 | -178.0547 | SWHC045-04 | 23848.5947 | 2024 | 2381.168 | 2024 | 1704 | -853.4086 | SWHC045-04 | Res Central Furnace Only - Fuel Sub - Hot-Dry ¦ SDG&E ¦ Hot-Dry | Res Central Furnace Only - Fuel Sub - Hot-Dry | 0.17372 | 0.47 | 0 | RASS 2019 | 1200 | 2032 | 1 | SWHC045
RES-HVAC-FS-25.16 | Res ¦ Res Furnace Heat Pump Heating Only (SEER2 17.8) - Fuel Sub - Hot-Dry ¦ SDG&E ¦ Hot-Dry | Res ¦ Res Furnace Heat Pump Heating Only (SEER2 17.8) - Fuel Sub - Hot-Dry | SDG&E ¦ Hot-Dry | SDG&E | All | Electric & Gas | Res Furnace Heat Pump Heating Only (SEER2 17.8) - Fuel Sub | Efficient |  |  | 1 | Conventional | HVAC | Res - Multi Family | Res | ROB Only | 1 | Residential Households | household | 23 | DEER:HVAC_Eff_AC | 664.2656 | 0 | -60.1828 | SWHC045-04 | 8246.7103 | 2024 | 823.3945 | 2024 | 1704 | -295.1039 | SWHC045-04 | Res Central Furnace Only - Fuel Sub - Hot-Dry ¦ SDG&E ¦ Hot-Dry | Res Central Furnace Only - Fuel Sub - Hot-Dry | 0.053553 | 0.47 | 0 | RASS 2019 | 0 | 2012 | 1 | SWHC045
RES-HVAC-FS-26.1 | Res ¦ Res Furnace Heat Pump Heating Only (SEER2 18.7) - Fuel Sub - Marine ¦ PG&E ¦ Marine | Res ¦ Res Furnace Heat Pump Heating Only (SEER2 18.7) - Fuel Sub - Marine | PG&E ¦ Marine | PG&E | All | Electric & Gas | Res Furnace Heat Pump Heating Only (SEER2 18.7) - Fuel Sub | Efficient |  |  | 1 | Conventional | HVAC | Res - Single Family | Res | ROB Only | 1 | Residential Households | household | 23 | DEER:HVAC_Eff_AC | 2609.2344 | 0 | -257.8953 | SWHC045-04 | 25238.2611 | 2024 | 2396.0039 | 2024 | 1704 | -858.7258 | SWHC045-04 | Res Central Furnace Only - Fuel Sub - Marine ¦ PG&E ¦ Marine | Res Central Furnace Only - Fuel Sub - Marine | 0.37466 | 0.47 | 0 | RASS 2019 | 1200 | 2032 | 1 | SWHC045
RES-HVAC-FS-26.2 | Res ¦ Res Furnace Heat Pump Heating Only (SEER2 18.7) - Fuel Sub - Marine ¦ PG&E ¦ Marine | Res ¦ Res Furnace Heat Pump Heating Only (SEER2 18.7) - Fuel Sub - Marine | PG&E ¦ Marine | PG&E | All | Electric & Gas | Res Furnace Heat Pump Heating Only (SEER2 18.7) - Fuel Sub | Efficient |  |  | 1 | Conventional | HVAC | Res - Multi Family | Res | ROB Only | 1 | Residential Households | household | 23 | DEER:HVAC_Eff_AC | 740.625 | 0 | -66.25 | SWHC045-04 | 7813.7031 | 2024 | 741.7969 | 2024 | 1704 | -265.8594 | SWHC045-04 | Res Central Furnace Only - Fuel Sub - Marine ¦ PG&E ¦ Marine | Res Central Furnace Only - Fuel Sub - Marine | 0.22588 | 0.47 | 0 | RASS 2019 | 0 | 2012 | 1 | SWHC045
RES-HVAC-FS-26.3 | Res ¦ Res Furnace Heat Pump Heating Only (SEER2 18.7) - Fuel Sub - Hot-Dry ¦ PG&E ¦ Hot-Dry | Res ¦ Res Furnace Heat Pump Heating Only (SEER2 18.7) - Fuel Sub - Hot-Dry | PG&E ¦ Hot-Dry | PG&E | All | Electric & Gas | Res Furnace Heat Pump Heating Only (SEER2 18.7) - Fuel Sub | Efficient |  |  | 1 | Conventional | HVAC | Res - Single Family | Res | ROB Only | 1 | Residential Households | household | 23 | DEER:HVAC_Eff_AC | 3203.2812 | 0 | -218.8266 | SWHC045-04 | 19299.8467 | 2024 | 1832.2383 | 2024 | 1704 | -656.6727 | SWHC045-04 | Res Central Furnace Only - Fuel Sub - Hot-Dry ¦ PG&E ¦ Hot-Dry | Res Central Furnace Only - Fuel Sub - Hot-Dry | 0.048829 | 0.47 | 0 | RASS 2019 | 1200 | 2032 | 1 | SWHC045
RES-HVAC-FS-26.4 | Res ¦ Res Furnace Heat Pump Heating Only (SEER2 18.7) - Fuel Sub - Hot-Dry ¦ PG&E ¦ Hot-Dry | Res ¦ Res Furnace Heat Pump Heating Only (SEER2 18.7) - Fuel Sub - Hot-Dry | PG&E ¦ Hot-Dry | PG&E | All | Electric & Gas | Res Furnace Heat Pump Heating Only (SEER2 18.7) - Fuel Sub | Efficient |  |  | 1 | Conventional | HVAC | Res - Multi Family | Res | ROB Only | 1 | Residential Households | household | 23 | DEER:HVAC_Eff_AC | 831.25 | 0 | -59.6875 | SWHC045-04 | 7813.7031 | 2024 | 741.7969 | 2024 | 1704 | -265.8594 | SWHC045-04 | Res Central Furnace Only - Fuel Sub - Hot-Dry ¦ PG&E ¦ Hot-Dry | Res Central Furnace Only - Fuel Sub - Hot-Dry | 0.033189 | 0.47 | 0 | RASS 2019 | 0 | 2012 | 1 | SWHC045
RES-HVAC-FS-26.5 | Res ¦ Res Furnace Heat Pump Heating Only (SEER2 18.7) - Fuel Sub - Cold ¦ PG&E ¦ Cold | Res ¦ Res Furnace Heat Pump Heating Only (SEER2 18.7) - Fuel Sub - Cold | PG&E ¦ Cold | PG&E | All | Electric & Gas | Res Furnace Heat Pump Heating Only (SEER2 18.7) - Fuel Sub | Efficient |  |  | 1 | Conventional | HVAC | Res - Single Family | Res | ROB Only | 1 | Residential Households | household | 23 | DEER:HVAC_Eff_AC | 6373.9062 | 0 | -297.825 | SWHC045-04 | 28207.4683 | 2024 | 2677.8867 | 2024 | 1704 | -959.7523 | SWHC045-04 | Res Central Furnace Only - Fuel Sub - Cold ¦ PG&E ¦ Cold | Res Central Furnace Only - Fuel Sub - Cold | 0.0077842 | 0.47 | 0 | RASS 2019 | 1200 | 2032 | 1 | SWHC045
RES-HVAC-FS-26.6 | Res ¦ Res Furnace Heat Pump Heating Only (SEER2 18.7) - Fuel Sub - Cold ¦ PG&E ¦ Cold | Res ¦ Res Furnace Heat Pump Heating Only (SEER2 18.7) - Fuel Sub - Cold | PG&E ¦ Cold | PG&E | All | Electric & Gas | Res Furnace Heat Pump Heating Only (SEER2 18.7) - Fuel Sub | Efficient |  |  | 1 | Conventional | HVAC | Res - Multi Family | Res | ROB Only | 1 | Residential Households | household | 23 | DEER:HVAC_Eff_AC | 1378.125 | 0 | -94.5312 | SWHC045-04 | 7813.7031 | 2024 | 741.7969 | 2024 | 1704 | -265.8594 | SWHC045-04 | Res Central Furnace Only - Fuel Sub - Cold ¦ PG&E ¦ Cold | Res Central Furnace Only - Fuel Sub - Cold | 0.017953 | 0.47 | 0 | RASS 2019 | 0 | 2012 | 1 | SWHC045
RES-HVAC-FS-26.7 | Res ¦ Res Furnace Heat Pump Heating Only (SEER2 18.7) - Fuel Sub - Marine ¦ SCG ¦ Marine | Res ¦ Res Furnace Heat Pump Heating Only (SEER2 18.7) - Fuel Sub - Marine | SCG ¦ Marine | SCG | All | Electric & Gas | Res Furnace Heat Pump Heating Only (SEER2 18.7) - Fuel Sub | Efficient |  |  | 1 | Conventional | HVAC | Res - Single Family | Res | ROB Only | 1 | Residential Households | household | 23 | DEER:HVAC_Eff_AC | 2186.7031 | 0 | -179.8234 | SWHC045-04 | 31332.9495 | 2024 | 2974.6055 | 2024 | 1704 | -1066.0961 | SWHC045-04 | Res Central Furnace Only - Fuel Sub - Marine ¦ SCG ¦ Marine | Res Central Furnace Only - Fuel Sub - Marine | 0.40939 | 0.47 | 0 | RASS 2019 | 1200 | 2032 | 1 | SWHC045
RES-HVAC-FS-26.8 | Res ¦ Res Furnace Heat Pump Heating Only (SEER2 18.7) - Fuel Sub - Marine ¦ SCG ¦ Marine | Res ¦ Res Furnace Heat Pump Heating Only (SEER2 18.7) - Fuel Sub - Marine | SCG ¦ Marine | SCG | All | Electric & Gas | Res Furnace Heat Pump Heating Only (SEER2 18.7) - Fuel Sub | Efficient |  |  | 1 | Conventional | HVAC | Res - Multi Family | Res | ROB Only | 1 | Residential Households | household | 23 | DEER:HVAC_Eff_AC | 818 | 0 | -65.2 | SWHC045-04 | 10001.54 | 2024 | 949.5 | 2024 | 1704 | -340.3 | SWHC045-04 | Res Central Furnace Only - Fuel Sub - Marine ¦ SCG ¦ Marine | Res Central Furnace Only - Fuel Sub - Marine | 0.18899 | 0.47 | 0 | RASS 2019 | 0 | 2012 | 1 | SWHC045
RES-HVAC-FS-26.9 | Res ¦ Res Furnace Heat Pump Heating Only (SEER2 18.7) - Fuel Sub - Hot-Dry ¦ SCG ¦ Hot-Dry | Res ¦ Res Furnace Heat Pump Heating Only (SEER2 18.7) - Fuel Sub - Hot-Dry | SCG ¦ Hot-Dry | SCG | All | Electric & Gas | Res Furnace Heat Pump Heating Only (SEER2 18.7) - Fuel Sub | Efficient |  |  | 1 | Conventional | HVAC | Res - Single Family | Res | ROB Only | 1 | Residential Households | household | 23 | DEER:HVAC_Eff_AC | 2764.4531 | 0 | -156.9156 | SWHC045-04 | 26332.1795 | 2024 | 2499.8555 | 2024 | 1704 | -895.9461 | SWHC045-04 | Res Central Furnace Only - Fuel Sub - Hot-Dry ¦ SCG ¦ Hot-Dry | Res Central Furnace Only - Fuel Sub - Hot-Dry | 0.053422 | 0.47 | 0 | RASS 2019 | 1200 | 2032 | 1 | SWHC045
RES-HVAC-FS-26.10 | Res ¦ Res Furnace Heat Pump Heating Only (SEER2 18.7) - Fuel Sub - Hot-Dry ¦ SCG ¦ Hot-Dry | Res ¦ Res Furnace Heat Pump Heating Only (SEER2 18.7) - Fuel Sub - Hot-Dry | SCG ¦ Hot-Dry | SCG | All | Electric & Gas | Res Furnace Heat Pump Heating Only (SEER2 18.7) - Fuel Sub | Efficient |  |  | 1 | Conventional | HVAC | Res - Multi Family | Res | ROB Only | 1 | Residential Households | household | 23 | DEER:HVAC_Eff_AC | 967.1875 | 0 | -46.875 | SWHC045-04 | 7813.7031 | 2024 | 741.7969 | 2024 | 1704 | -265.8594 | SWHC045-04 | Res Central Furnace Only - Fuel Sub - Hot-Dry ¦ SCG ¦ Hot-Dry | Res Central Furnace Only - Fuel Sub - Hot-Dry | 0.023966 | 0.47 | 0 | RASS 2019 | 0 | 2012 | 1 | SWHC045
RES-HVAC-FS-26.11 | Res ¦ Res Furnace Heat Pump Heating Only (SEER2 18.7) - Fuel Sub - Cold ¦ SCG ¦ Cold | Res ¦ Res Furnace Heat Pump Heating Only (SEER2 18.7) - Fuel Sub - Cold | SCG ¦ Cold | SCG | All | Electric & Gas | Res Furnace Heat Pump Heating Only (SEER2 18.7) - Fuel Sub | Efficient |  |  | 1 | Conventional | HVAC | Res - Single Family | Res | ROB Only | 1 | Residential Households | household | 23 | DEER:HVAC_Eff_AC | 6373.9062 | 0 | -297.825 | SWHC045-04 | 28207.4683 | 2024 | 2677.8867 | 2024 | 1704 | -959.7523 | SWHC045-04 | Res Central Furnace Only - Fuel Sub - Cold ¦ SCG ¦ Cold | Res Central Furnace Only - Fuel Sub - Cold | 0.090455 | 0.47 | 0 | RASS 2019 | 1200 | 2032 | 1 | SWHC045
RES-HVAC-FS-26.12 | Res ¦ Res Furnace Heat Pump Heating Only (SEER2 18.7) - Fuel Sub - Cold ¦ SCG ¦ Cold | Res ¦ Res Furnace Heat Pump Heating Only (SEER2 18.7) - Fuel Sub - Cold | SCG ¦ Cold | SCG | All | Electric & Gas | Res Furnace Heat Pump Heating Only (SEER2 18.7) - Fuel Sub | Efficient |  |  | 1 | Conventional | HVAC | Res - Multi Family | Res | ROB Only | 1 | Residential Households | household | 23 | DEER:HVAC_Eff_AC | 1378.125 | 0 | -94.5312 | SWHC045-04 | 7813.7031 | 2024 | 741.7969 | 2024 | 1704 | -265.8594 | SWHC045-04 | Res Central Furnace Only - Fuel Sub - Cold ¦ SCG ¦ Cold | Res Central Furnace Only - Fuel Sub - Cold | 0.017953 | 0.47 | 0 | RASS 2019 | 0 | 2012 | 1 | SWHC045
RES-HVAC-FS-26.13 | Res ¦ Res Furnace Heat Pump Heating Only (SEER2 18.7) - Fuel Sub - Marine ¦ SDG&E ¦ Marine | Res ¦ Res Furnace Heat Pump Heating Only (SEER2 18.7) - Fuel Sub - Marine | SDG&E ¦ Marine | SDG&E | All | Electric & Gas | Res Furnace Heat Pump Heating Only (SEER2 18.7) - Fuel Sub | Efficient |  |  | 1 | Conventional | HVAC | Res - Single Family | Res | ROB Only | 1 | Residential Households | household | 23 | DEER:HVAC_Eff_AC | 2186.7031 | 0 | -179.8234 | SWHC045-04 | 31332.9495 | 2024 | 2974.6055 | 2024 | 1704 | -1066.0961 | SWHC045-04 | Res Central Furnace Only - Fuel Sub - Marine ¦ SDG&E ¦ Marine | Res Central Furnace Only - Fuel Sub - Marine | 0.15258 | 0.47 | 0 | RASS 2019 | 1200 | 2032 | 1 | SWHC045
RES-HVAC-FS-26.14 | Res ¦ Res Furnace Heat Pump Heating Only (SEER2 18.7) - Fuel Sub - Marine ¦ SDG&E ¦ Marine | Res ¦ Res Furnace Heat Pump Heating Only (SEER2 18.7) - Fuel Sub - Marine | SDG&E ¦ Marine | SDG&E | All | Electric & Gas | Res Furnace Heat Pump Heating Only (SEER2 18.7) - Fuel Sub | Efficient |  |  | 1 | Conventional | HVAC | Res - Multi Family | Res | ROB Only | 1 | Residential Households | household | 23 | DEER:HVAC_Eff_AC | 818 | 0 | -65.2 | SWHC045-04 | 10001.54 | 2024 | 949.5 | 2024 | 1704 | -340.3 | SWHC045-04 | Res Central Furnace Only - Fuel Sub - Marine ¦ SDG&E ¦ Marine | Res Central Furnace Only - Fuel Sub - Marine | 0.29631 | 0.47 | 0 | RASS 2019 | 0 | 2012 | 1 | SWHC045
RES-HVAC-FS-26.15 | Res ¦ Res Furnace Heat Pump Heating Only (SEER2 18.7) - Fuel Sub - Hot-Dry ¦ SDG&E ¦ Hot-Dry | Res ¦ Res Furnace Heat Pump Heating Only (SEER2 18.7) - Fuel Sub - Hot-Dry | SDG&E ¦ Hot-Dry | SDG&E | All | Electric & Gas | Res Furnace Heat Pump Heating Only (SEER2 18.7) - Fuel Sub | Efficient |  |  | 1 | Conventional | HVAC | Res - Single Family | Res | ROB Only | 1 | Residential Households | household | 23 | DEER:HVAC_Eff_AC | 1926 | 0 | -178.0547 | SWHC045-04 | 25081.987 | 2024 | 2381.168 | 2024 | 1704 | -853.4086 | SWHC045-04 | Res Central Furnace Only - Fuel Sub - Hot-Dry ¦ SDG&E ¦ Hot-Dry | Res Central Furnace Only - Fuel Sub - Hot-Dry | 0.17372 | 0.47 | 0 | RASS 2019 | 1200 | 2032 | 1 | SWHC045
RES-HVAC-FS-26.16 | Res ¦ Res Furnace Heat Pump Heating Only (SEER2 18.7) - Fuel Sub - Hot-Dry ¦ SDG&E ¦ Hot-Dry | Res ¦ Res Furnace Heat Pump Heating Only (SEER2 18.7) - Fuel Sub - Hot-Dry | SDG&E ¦ Hot-Dry | SDG&E | All | Electric & Gas | Res Furnace Heat Pump Heating Only (SEER2 18.7) - Fuel Sub | Efficient |  |  | 1 | Conventional | HVAC | Res - Multi Family | Res | ROB Only | 1 | Residential Households | household | 23 | DEER:HVAC_Eff_AC | 648.6562 | 0 | -60.1828 | SWHC045-04 | 8673.2105 | 2024 | 823.3945 | 2024 | 1704 | -295.1039 | SWHC045-04 | Res Central Furnace Only - Fuel Sub - Hot-Dry ¦ SDG&E ¦ Hot-Dry | Res Central Furnace Only - Fuel Sub - Hot-Dry | 0.053553 | 0.47 | 0 | RASS 2019 | 0 | 2012 | 1 | SWHC045
RES-HVAC-FS-27.1 | Res ¦ Res Furnace Heat Pump Heating Only (SEER2 19.6) - Fuel Sub - Marine ¦ PG&E ¦ Marine | Res ¦ Res Furnace Heat Pump Heating Only (SEER2 19.6) - Fuel Sub - Marine | PG&E ¦ Marine | PG&E | All | Electric & Gas | Res Furnace Heat Pump Heating Only (SEER2 19.6) - Fuel Sub | Efficient |  |  | 1 | Conventional | HVAC | Res - Single Family | Res | ROB Only | 1 | Residential Households | household | 23 | DEER:HVAC_Eff_AC | 2478.0156 | 0 | -257.8953 | SWHC045-04 | 26479.3381 | 2024 | 2396.0039 | 2024 | 1704 | -858.7258 | SWHC045-04 | Res Central Furnace Only - Fuel Sub - Marine ¦ PG&E ¦ Marine | Res Central Furnace Only - Fuel Sub - Marine | 0.37466 | 0.47 | 0 | RASS 2019 | 1200 | 2032 | 1 | SWHC045
RES-HVAC-FS-27.2 | Res ¦ Res Furnace Heat Pump Heating Only (SEER2 19.6) - Fuel Sub - Marine ¦ PG&E ¦ Marine | Res ¦ Res Furnace Heat Pump Heating Only (SEER2 19.6) - Fuel Sub - Marine | PG&E ¦ Marine | PG&E | All | Electric & Gas | Res Furnace Heat Pump Heating Only (SEER2 19.6) - Fuel Sub | Efficient |  |  | 1 | Conventional | HVAC | Res - Multi Family | Res | ROB Only | 1 | Residential Households | household | 23 | DEER:HVAC_Eff_AC | 710.9375 | 0 | -66.25 | SWHC045-04 | 8197.9375 | 2024 | 741.7969 | 2024 | 1704 | -265.8594 | SWHC045-04 | Res Central Furnace Only - Fuel Sub - Marine ¦ PG&E ¦ Marine | Res Central Furnace Only - Fuel Sub - Marine | 0.22588 | 0.47 | 0 | RASS 2019 | 0 | 2012 | 1 | SWHC045
RES-HVAC-FS-27.3 | Res ¦ Res Furnace Heat Pump Heating Only (SEER2 19.6) - Fuel Sub - Hot-Dry ¦ PG&E ¦ Hot-Dry | Res ¦ Res Furnace Heat Pump Heating Only (SEER2 19.6) - Fuel Sub - Hot-Dry | PG&E ¦ Hot-Dry | PG&E | All | Electric & Gas | Res Furnace Heat Pump Heating Only (SEER2 19.6) - Fuel Sub | Efficient |  |  | 1 | Conventional | HVAC | Res - Single Family | Res | ROB Only | 1 | Residential Households | household | 23 | DEER:HVAC_Eff_AC | 3052.7656 | 0 | -218.8266 | SWHC045-04 | 20248.9056 | 2024 | 1832.2383 | 2024 | 1704 | -656.6727 | SWHC045-04 | Res Central Furnace Only - Fuel Sub - Hot-Dry ¦ PG&E ¦ Hot-Dry | Res Central Furnace Only - Fuel Sub - Hot-Dry | 0.048829 | 0.47 | 0 | RASS 2019 | 1200 | 2032 | 1 | SWHC045
RES-HVAC-FS-27.4 | Res ¦ Res Furnace Heat Pump Heating Only (SEER2 19.6) - Fuel Sub - Hot-Dry ¦ PG&E ¦ Hot-Dry | Res ¦ Res Furnace Heat Pump Heating Only (SEER2 19.6) - Fuel Sub - Hot-Dry | PG&E ¦ Hot-Dry | PG&E | All | Electric & Gas | Res Furnace Heat Pump Heating Only (SEER2 19.6) - Fuel Sub | Efficient |  |  | 1 | Conventional | HVAC | Res - Multi Family | Res | ROB Only | 1 | Residential Households | household | 23 | DEER:HVAC_Eff_AC | 803.125 | 0 | -59.6875 | SWHC045-04 | 8197.9375 | 2024 | 741.7969 | 2024 | 1704 | -265.8594 | SWHC045-04 | Res Central Furnace Only - Fuel Sub - Hot-Dry ¦ PG&E ¦ Hot-Dry | Res Central Furnace Only - Fuel Sub - Hot-Dry | 0.033189 | 0.47 | 0 | RASS 2019 | 0 | 2012 | 1 | SWHC045
RES-HVAC-FS-27.5 | Res ¦ Res Furnace Heat Pump Heating Only (SEER2 19.6) - Fuel Sub - Cold ¦ PG&E ¦ Cold | Res ¦ Res Furnace Heat Pump Heating Only (SEER2 19.6) - Fuel Sub - Cold | PG&E ¦ Cold | PG&E | All | Electric & Gas | Res Furnace Heat Pump Heating Only (SEER2 19.6) - Fuel Sub | Efficient |  |  | 1 | Conventional | HVAC | Res - Single Family | Res | ROB Only | 1 | Residential Households | household | 23 | DEER:HVAC_Eff_AC | 6091.875 | 0 | -297.825 | SWHC045-04 | 29594.5544 | 2024 | 2677.8867 | 2024 | 1704 | -959.7523 | SWHC045-04 | Res Central Furnace Only - Fuel Sub - Cold ¦ PG&E ¦ Cold | Res Central Furnace Only - Fuel Sub - Cold | 0.0077842 | 0.47 | 0 | RASS 2019 | 1200 | 2032 | 1 | SWHC045
RES-HVAC-FS-27.6 | Res ¦ Res Furnace Heat Pump Heating Only (SEER2 19.6) - Fuel Sub - Cold ¦ PG&E ¦ Cold | Res ¦ Res Furnace Heat Pump Heating Only (SEER2 19.6) - Fuel Sub - Cold | PG&E ¦ Cold | PG&E | All | Electric & Gas | Res Furnace Heat Pump Heating Only (SEER2 19.6) - Fuel Sub | Efficient |  |  | 1 | Conventional | HVAC | Res - Multi Family | Res | ROB Only | 1 | Residential Households | household | 23 | DEER:HVAC_Eff_AC | 1328.125 | 0 | -94.5312 | SWHC045-04 | 8197.9375 | 2024 | 741.7969 | 2024 | 1704 | -265.8594 | SWHC045-04 | Res Central Furnace Only - Fuel Sub - Cold ¦ PG&E ¦ Cold | Res Central Furnace Only - Fuel Sub - Cold | 0.017953 | 0.47 | 0 | RASS 2019 | 0 | 2012 | 1 | SWHC045
RES-HVAC-FS-27.7 | Res ¦ Res Furnace Heat Pump Heating Only (SEER2 19.6) - Fuel Sub - Marine ¦ SCG ¦ Marine | Res ¦ Res Furnace Heat Pump Heating Only (SEER2 19.6) - Fuel Sub - Marine | SCG ¦ Marine | SCG | All | Electric & Gas | Res Furnace Heat Pump Heating Only (SEER2 19.6) - Fuel Sub | Efficient |  |  | 1 | Conventional | HVAC | Res - Single Family | Res | ROB Only | 1 | Residential Households | household | 23 | DEER:HVAC_Eff_AC | 2067.6562 | 0 | -179.8234 | SWHC045-04 | 32873.7294 | 2024 | 2974.6055 | 2024 | 1704 | -1066.0961 | SWHC045-04 | Res Central Furnace Only - Fuel Sub - Marine ¦ SCG ¦ Marine | Res Central Furnace Only - Fuel Sub - Marine | 0.40939 | 0.47 | 0 | RASS 2019 | 1200 | 2032 | 1 | SWHC045
RES-HVAC-FS-27.8 | Res ¦ Res Furnace Heat Pump Heating Only (SEER2 19.6) - Fuel Sub - Marine ¦ SCG ¦ Marine | Res ¦ Res Furnace Heat Pump Heating Only (SEER2 19.6) - Fuel Sub - Marine | SCG ¦ Marine | SCG | All | Electric & Gas | Res Furnace Heat Pump Heating Only (SEER2 19.6) - Fuel Sub | Efficient |  |  | 1 | Conventional | HVAC | Res - Multi Family | Res | ROB Only | 1 | Residential Households | household | 23 | DEER:HVAC_Eff_AC | 788 | 0 | -65.2 | SWHC045-04 | 10493.36 | 2024 | 949.5 | 2024 | 1704 | -340.3 | SWHC045-04 | Res Central Furnace Only - Fuel Sub - Marine ¦ SCG ¦ Marine | Res Central Furnace Only - Fuel Sub - Marine | 0.18899 | 0.47 | 0 | RASS 2019 | 0 | 2012 | 1 | SWHC045
RES-HVAC-FS-27.9 | Res ¦ Res Furnace Heat Pump Heating Only (SEER2 19.6) - Fuel Sub - Hot-Dry ¦ SCG ¦ Hot-Dry | Res ¦ Res Furnace Heat Pump Heating Only (SEER2 19.6) - Fuel Sub - Hot-Dry | SCG ¦ Hot-Dry | SCG | All | Electric & Gas | Res Furnace Heat Pump Heating Only (SEER2 19.6) - Fuel Sub | Efficient |  |  | 1 | Conventional | HVAC | Res - Single Family | Res | ROB Only | 1 | Residential Households | household | 23 | DEER:HVAC_Eff_AC | 2643.3438 | 0 | -156.9156 | SWHC045-04 | 27627.0494 | 2024 | 2499.8555 | 2024 | 1704 | -895.9461 | SWHC045-04 | Res Central Furnace Only - Fuel Sub - Hot-Dry ¦ SCG ¦ Hot-Dry | Res Central Furnace Only - Fuel Sub - Hot-Dry | 0.053422 | 0.47 | 0 | RASS 2019 | 1200 | 2032 | 1 | SWHC045
RES-HVAC-FS-27.10 | Res ¦ Res Furnace Heat Pump Heating Only (SEER2 19.6) - Fuel Sub - Hot-Dry ¦ SCG ¦ Hot-Dry | Res ¦ Res Furnace Heat Pump Heating Only (SEER2 19.6) - Fuel Sub - Hot-Dry | SCG ¦ Hot-Dry | SCG | All | Electric & Gas | Res Furnace Heat Pump Heating Only (SEER2 19.6) - Fuel Sub | Efficient |  |  | 1 | Conventional | HVAC | Res - Multi Family | Res | ROB Only | 1 | Residential Households | household | 23 | DEER:HVAC_Eff_AC | 926.5625 | 0 | -46.875 | SWHC045-04 | 8197.9375 | 2024 | 741.7969 | 2024 | 1704 | -265.8594 | SWHC045-04 | Res Central Furnace Only - Fuel Sub - Hot-Dry ¦ SCG ¦ Hot-Dry | Res Central Furnace Only - Fuel Sub - Hot-Dry | 0.023966 | 0.47 | 0 | RASS 2019 | 0 | 2012 | 1 | SWHC045
RES-HVAC-FS-27.11 | Res ¦ Res Furnace Heat Pump Heating Only (SEER2 19.6) - Fuel Sub - Cold ¦ SCG ¦ Cold | Res ¦ Res Furnace Heat Pump Heating Only (SEER2 19.6) - Fuel Sub - Cold | SCG ¦ Cold | SCG | All | Electric & Gas | Res Furnace Heat Pump Heating Only (SEER2 19.6) - Fuel Sub | Efficient |  |  | 1 | Conventional | HVAC | Res - Single Family | Res | ROB Only | 1 | Residential Households | household | 23 | DEER:HVAC_Eff_AC | 6091.875 | 0 | -297.825 | SWHC045-04 | 29594.5544 | 2024 | 2677.8867 | 2024 | 1704 | -959.7523 | SWHC045-04 | Res Central Furnace Only - Fuel Sub - Cold ¦ SCG ¦ Cold | Res Central Furnace Only - Fuel Sub - Cold | 0.090455 | 0.47 | 0 | RASS 2019 | 1200 | 2032 | 1 | SWHC045
RES-HVAC-FS-27.12 | Res ¦ Res Furnace Heat Pump Heating Only (SEER2 19.6) - Fuel Sub - Cold ¦ SCG ¦ Cold | Res ¦ Res Furnace Heat Pump Heating Only (SEER2 19.6) - Fuel Sub - Cold | SCG ¦ Cold | SCG | All | Electric & Gas | Res Furnace Heat Pump Heating Only (SEER2 19.6) - Fuel Sub | Efficient |  |  | 1 | Conventional | HVAC | Res - Multi Family | Res | ROB Only | 1 | Residential Households | household | 23 | DEER:HVAC_Eff_AC | 1328.125 | 0 | -94.5312 | SWHC045-04 | 8197.9375 | 2024 | 741.7969 | 2024 | 1704 | -265.8594 | SWHC045-04 | Res Central Furnace Only - Fuel Sub - Cold ¦ SCG ¦ Cold | Res Central Furnace Only - Fuel Sub - Cold | 0.017953 | 0.47 | 0 | RASS 2019 | 0 | 2012 | 1 | SWHC045
RES-HVAC-FS-27.13 | Res ¦ Res Furnace Heat Pump Heating Only (SEER2 19.6) - Fuel Sub - Marine ¦ SDG&E ¦ Marine | Res ¦ Res Furnace Heat Pump Heating Only (SEER2 19.6) - Fuel Sub - Marine | SDG&E ¦ Marine | SDG&E | All | Electric & Gas | Res Furnace Heat Pump Heating Only (SEER2 19.6) - Fuel Sub | Efficient |  |  | 1 | Conventional | HVAC | Res - Single Family | Res | ROB Only | 1 | Residential Households | household | 23 | DEER:HVAC_Eff_AC | 2067.6562 | 0 | -179.8234 | SWHC045-04 | 32873.7294 | 2024 | 2974.6055 | 2024 | 1704 | -1066.0961 | SWHC045-04 | Res Central Furnace Only - Fuel Sub - Marine ¦ SDG&E ¦ Marine | Res Central Furnace Only - Fuel Sub - Marine | 0.15258 | 0.47 | 0 | RASS 2019 | 1200 | 2032 | 1 | SWHC045
RES-HVAC-FS-27.14 | Res ¦ Res Furnace Heat Pump Heating Only (SEER2 19.6) - Fuel Sub - Marine ¦ SDG&E ¦ Marine | Res ¦ Res Furnace Heat Pump Heating Only (SEER2 19.6) - Fuel Sub - Marine | SDG&E ¦ Marine | SDG&E | All | Electric & Gas | Res Furnace Heat Pump Heating Only (SEER2 19.6) - Fuel Sub | Efficient |  |  | 1 | Conventional | HVAC | Res - Multi Family | Res | ROB Only | 1 | Residential Households | household | 23 | DEER:HVAC_Eff_AC | 788 | 0 | -65.2 | SWHC045-04 | 10493.36 | 2024 | 949.5 | 2024 | 1704 | -340.3 | SWHC045-04 | Res Central Furnace Only - Fuel Sub - Marine ¦ SDG&E ¦ Marine | Res Central Furnace Only - Fuel Sub - Marine | 0.29631 | 0.47 | 0 | RASS 2019 | 0 | 2012 | 1 | SWHC045
RES-HVAC-FS-27.15 | Res ¦ Res Furnace Heat Pump Heating Only (SEER2 19.6) - Fuel Sub - Hot-Dry ¦ SDG&E ¦ Hot-Dry | Res ¦ Res Furnace Heat Pump Heating Only (SEER2 19.6) - Fuel Sub - Hot-Dry | SDG&E ¦ Hot-Dry | SDG&E | All | Electric & Gas | Res Furnace Heat Pump Heating Only (SEER2 19.6) - Fuel Sub | Efficient |  |  | 1 | Conventional | HVAC | Res - Single Family | Res | ROB Only | 1 | Residential Households | household | 23 | DEER:HVAC_Eff_AC | 1805.625 | 0 | -178.0547 | SWHC045-04 | 26315.3794 | 2024 | 2381.168 | 2024 | 1704 | -853.4086 | SWHC045-04 | Res Central Furnace Only - Fuel Sub - Hot-Dry ¦ SDG&E ¦ Hot-Dry | Res Central Furnace Only - Fuel Sub - Hot-Dry | 0.17372 | 0.47 | 0 | RASS 2019 | 1200 | 2032 | 1 | SWHC045
RES-HVAC-FS-27.16 | Res ¦ Res Furnace Heat Pump Heating Only (SEER2 19.6) - Fuel Sub - Hot-Dry ¦ SDG&E ¦ Hot-Dry | Res ¦ Res Furnace Heat Pump Heating Only (SEER2 19.6) - Fuel Sub - Hot-Dry | SDG&E ¦ Hot-Dry | SDG&E | All | Electric & Gas | Res Furnace Heat Pump Heating Only (SEER2 19.6) - Fuel Sub | Efficient |  |  | 1 | Conventional | HVAC | Res - Multi Family | Res | ROB Only | 1 | Residential Households | household | 23 | DEER:HVAC_Eff_AC | 619.1719 | 0 | -60.1828 | SWHC045-04 | 9099.7106 | 2024 | 823.3945 | 2024 | 1704 | -295.1039 | SWHC045-04 | Res Central Furnace Only - Fuel Sub - Hot-Dry ¦ SDG&E ¦ Hot-Dry | Res Central Furnace Only - Fuel Sub - Hot-Dry | 0.053553 | 0.47 | 0 | RASS 2019 | 0 | 2012 | 1 | SWHC045
RES-HVAC-FS-PU-20.1 | Res ¦ Res Furnace FS (AFUE and HIR at Code Level) - Panel Upgrade - Marine ¦ PG&E ¦ Marine | Res ¦ Res Furnace FS (AFUE and HIR at Code Level) - Panel Upgrade - Marine | PG&E ¦ Marine | PG&E | All | Electric & Gas | Res Furnace FS (AFUE and HIR at Code Level) | Average Existing and Code |  | 2029 | 1 | Conventional | HVAC | Res - Single Family | Res | ROB and NEW | 0 | Residential Households | household | 30 | DEER:HVAC_Eff_AC | 0 | 0 | 0 | SWHC045-04 | 13071.2044 | 2024 | 419.0925 | 2024 | 0 | 0 | SWHC045-04 | Res Central Furnace Only - Fuel Sub - Panel Upgrade - Marine ¦ PG&E ¦ Marine | Res Central Furnace Only - Fuel Sub - Panel Upgrade - Marine | 0.37466 | 0.53 | 0.83168 | RASS 2019 | 0 | 2012 | 1 | SWHC045
RES-HVAC-FS-PU-20.2 | Res ¦ Res Furnace FS (AFUE and HIR at Code Level) - Panel Upgrade - Marine ¦ PG&E ¦ Marine | Res ¦ Res Furnace FS (AFUE and HIR at Code Level) - Panel Upgrade - Marine | PG&E ¦ Marine | PG&E | All | Electric & Gas | Res Furnace FS (AFUE and HIR at Code Level) | Average Existing and Code |  | 2029 | 1 | Conventional | HVAC | Res - Multi Family | Res | ROB and NEW | 0 | Residential Households | household | 30 | DEER:HVAC_Eff_AC | 0 | 0 | 0 | SWHC045-04 | 4046.8125 | 2024 | 129.75 | 2024 | 0 | 0 | SWHC045-04 | Res Central Furnace Only - Fuel Sub - Panel Upgrade - Marine ¦ PG&E ¦ Marine | Res Central Furnace Only - Fuel Sub - Panel Upgrade - Marine | 0.22588 | 0.53 | 0.94444 | RASS 2019 | 0 | 2012 | 1 | SWHC045
RES-HVAC-FS-PU-20.3 | Res ¦ Res Furnace FS (AFUE and HIR at Code Level) - Panel Upgrade - Hot-Dry ¦ PG&E ¦ Hot-Dry | Res ¦ Res Furnace FS (AFUE and HIR at Code Level) - Panel Upgrade - Hot-Dry | PG&E ¦ Hot-Dry | PG&E | All | Electric & Gas | Res Furnace FS (AFUE and HIR at Code Level) | Average Existing and Code |  | 2029 | 1 | Conventional | HVAC | Res - Single Family | Res | ROB and NEW | 0 | Residential Households | household | 30 | DEER:HVAC_Eff_AC | 0 | 0 | 0 | SWHC045-04 | 9995.6269 | 2024 | 320.4825 | 2024 | 0 | 0 | SWHC045-04 | Res Central Furnace Only - Fuel Sub - Panel Upgrade - Hot-Dry ¦ PG&E ¦ Hot-Dry | Res Central Furnace Only - Fuel Sub - Panel Upgrade - Hot-Dry | 0.048829 | 0.53 | 0.83168 | RASS 2019 | 0 | 2012 | 1 | SWHC045
RES-HVAC-FS-PU-20.4 | Res ¦ Res Furnace FS (AFUE and HIR at Code Level) - Panel Upgrade - Hot-Dry ¦ PG&E ¦ Hot-Dry | Res ¦ Res Furnace FS (AFUE and HIR at Code Level) - Panel Upgrade - Hot-Dry | PG&E ¦ Hot-Dry | PG&E | All | Electric & Gas | Res Furnace FS (AFUE and HIR at Code Level) | Average Existing and Code |  | 2029 | 1 | Conventional | HVAC | Res - Multi Family | Res | ROB and NEW | 0 | Residential Households | household | 30 | DEER:HVAC_Eff_AC | 0 | 0 | 0 | SWHC045-04 | 4046.8125 | 2024 | 129.75 | 2024 | 0 | 0 | SWHC045-04 | Res Central Furnace Only - Fuel Sub - Panel Upgrade - Hot-Dry ¦ PG&E ¦ Hot-Dry | Res Central Furnace Only - Fuel Sub - Panel Upgrade - Hot-Dry | 0.033189 | 0.53 | 0.94444 | RASS 2019 | 0 | 2012 | 1 | SWHC045
RES-HVAC-FS-PU-20.5 | Res ¦ Res Furnace FS (AFUE and HIR at Code Level) - Panel Upgrade - Cold ¦ PG&E ¦ Cold | Res ¦ Res Furnace FS (AFUE and HIR at Code Level) - Panel Upgrade - Cold | PG&E ¦ Cold | PG&E | All | Electric & Gas | Res Furnace FS (AFUE and HIR at Code Level) | Average Existing and Code |  | 2029 | 1 | Conventional | HVAC | Res - Single Family | Res | ROB and NEW | 0 | Residential Households | household | 30 | DEER:HVAC_Eff_AC | 0 | 0 | 0 | SWHC045-04 | 14608.9931 | 2024 | 468.3975 | 2024 | 0 | 0 | SWHC045-04 | Res Central Furnace Only - Fuel Sub - Panel Upgrade - Cold ¦ PG&E ¦ Cold | Res Central Furnace Only - Fuel Sub - Panel Upgrade - Cold | 0.0077842 | 0.53 | 0.83168 | RASS 2019 | 0 | 2012 | 1 | SWHC045
RES-HVAC-FS-PU-20.6 | Res ¦ Res Furnace FS (AFUE and HIR at Code Level) - Panel Upgrade - Cold ¦ PG&E ¦ Cold | Res ¦ Res Furnace FS (AFUE and HIR at Code Level) - Panel Upgrade - Cold | PG&E ¦ Cold | PG&E | All | Electric & Gas | Res Furnace FS (AFUE and HIR at Code Level) | Average Existing and Code |  | 2029 | 1 | Conventional | HVAC | Res - Multi Family | Res | ROB and NEW | 0 | Residential Households | household | 30 | DEER:HVAC_Eff_AC | 0 | 0 | 0 | SWHC045-04 | 4046.8125 | 2024 | 129.75 | 2024 | 0 | 0 | SWHC045-04 | Res Central Furnace Only - Fuel Sub - Panel Upgrade - Cold ¦ PG&E ¦ Cold | Res Central Furnace Only - Fuel Sub - Panel Upgrade - Cold | 0.017953 | 0.53 | 0.94444 | RASS 2019 | 0 | 2012 | 1 | SWHC045
RES-HVAC-FS-PU-20.7 | Res ¦ Res Furnace FS (AFUE and HIR at Code Level) - Panel Upgrade - Marine ¦ SCG ¦ Marine | Res ¦ Res Furnace FS (AFUE and HIR at Code Level) - Panel Upgrade - Marine | SCG ¦ Marine | SCG | All | Electric & Gas | Res Furnace FS (AFUE and HIR at Code Level) | Average Existing and Code |  | 2029 | 1 | Conventional | HVAC | Res - Single Family | Res | ROB and NEW | 0 | Residential Households | household | 30 | DEER:HVAC_Eff_AC | 0 | 0 | 0 | SWHC045-04 | 16227.7181 | 2024 | 520.2975 | 2024 | 0 | 0 | SWHC045-04 | Res Central Furnace Only - Fuel Sub - Panel Upgrade - Marine ¦ SCG ¦ Marine | Res Central Furnace Only - Fuel Sub - Panel Upgrade - Marine | 0.40939 | 0.53 | 0.96212 | RASS 2019 | 0 | 2012 | 1 | SWHC045
RES-HVAC-FS-PU-20.8 | Res ¦ Res Furnace FS (AFUE and HIR at Code Level) - Panel Upgrade - Marine ¦ SCG ¦ Marine | Res ¦ Res Furnace FS (AFUE and HIR at Code Level) - Panel Upgrade - Marine | SCG ¦ Marine | SCG | All | Electric & Gas | Res Furnace FS (AFUE and HIR at Code Level) | Average Existing and Code |  | 2029 | 1 | Conventional | HVAC | Res - Multi Family | Res | ROB and NEW | 0 | Residential Households | household | 30 | DEER:HVAC_Eff_AC | 0 | 0 | 0 | SWHC045-04 | 5179.92 | 2024 | 166.08 | 2024 | 0 | 0 | SWHC045-04 | Res Central Furnace Only - Fuel Sub - Panel Upgrade - Marine ¦ SCG ¦ Marine | Res Central Furnace Only - Fuel Sub - Panel Upgrade - Marine | 0.18899 | 0.53 | 0.96875 | RASS 2019 | 0 | 2012 | 1 | SWHC045
RES-HVAC-FS-PU-20.9 | Res ¦ Res Furnace FS (AFUE and HIR at Code Level) - Panel Upgrade - Hot-Dry ¦ SCG ¦ Hot-Dry | Res ¦ Res Furnace FS (AFUE and HIR at Code Level) - Panel Upgrade - Hot-Dry | SCG ¦ Hot-Dry | SCG | All | Electric & Gas | Res Furnace FS (AFUE and HIR at Code Level) | Average Existing and Code |  | 2029 | 1 | Conventional | HVAC | Res - Single Family | Res | ROB and NEW | 0 | Residential Households | household | 30 | DEER:HVAC_Eff_AC | 0 | 0 | 0 | SWHC045-04 | 13637.7581 | 2024 | 437.2575 | 2024 | 0 | 0 | SWHC045-04 | Res Central Furnace Only - Fuel Sub - Panel Upgrade - Hot-Dry ¦ SCG ¦ Hot-Dry | Res Central Furnace Only - Fuel Sub - Panel Upgrade - Hot-Dry | 0.053422 | 0.53 | 0.96212 | RASS 2019 | 0 | 2012 | 1 | SWHC045
RES-HVAC-FS-PU-20.10 | Res ¦ Res Furnace FS (AFUE and HIR at Code Level) - Panel Upgrade - Hot-Dry ¦ SCG ¦ Hot-Dry | Res ¦ Res Furnace FS (AFUE and HIR at Code Level) - Panel Upgrade - Hot-Dry | SCG ¦ Hot-Dry | SCG | All | Electric & Gas | Res Furnace FS (AFUE and HIR at Code Level) | Average Existing and Code |  | 2029 | 1 | Conventional | HVAC | Res - Multi Family | Res | ROB and NEW | 0 | Residential Households | household | 30 | DEER:HVAC_Eff_AC | 0 | 0 | 0 | SWHC045-04 | 4046.8125 | 2024 | 129.75 | 2024 | 0 | 0 | SWHC045-04 | Res Central Furnace Only - Fuel Sub - Panel Upgrade - Hot-Dry ¦ SCG ¦ Hot-Dry | Res Central Furnace Only - Fuel Sub - Panel Upgrade - Hot-Dry | 0.023966 | 0.53 | 0.96875 | RASS 2019 | 0 | 2012 | 1 | SWHC045
RES-HVAC-FS-PU-20.11 | Res ¦ Res Furnace FS (AFUE and HIR at Code Level) - Panel Upgrade - Cold ¦ SCG ¦ Cold | Res ¦ Res Furnace FS (AFUE and HIR at Code Level) - Panel Upgrade - Cold | SCG ¦ Cold | SCG | All | Electric & Gas | Res Furnace FS (AFUE and HIR at Code Level) | Average Existing and Code |  | 2029 | 1 | Conventional | HVAC | Res - Single Family | Res | ROB and NEW | 0 | Residential Households | household | 30 | DEER:HVAC_Eff_AC | 0 | 0 | 0 | SWHC045-04 | 14608.9931 | 2024 | 468.3975 | 2024 | 0 | 0 | SWHC045-04 | Res Central Furnace Only - Fuel Sub - Panel Upgrade - Cold ¦ SCG ¦ Cold | Res Central Furnace Only - Fuel Sub - Panel Upgrade - Cold | 0.090455 | 0.53 | 0.96212 | RASS 2019 | 0 | 2012 | 1 | SWHC045
RES-HVAC-FS-PU-20.12 | Res ¦ Res Furnace FS (AFUE and HIR at Code Level) - Panel Upgrade - Cold ¦ SCG ¦ Cold | Res ¦ Res Furnace FS (AFUE and HIR at Code Level) - Panel Upgrade - Cold | SCG ¦ Cold | SCG | All | Electric & Gas | Res Furnace FS (AFUE and HIR at Code Level) | Average Existing and Code |  | 2029 | 1 | Conventional | HVAC | Res - Multi Family | Res | ROB and NEW | 0 | Residential Households | household | 30 | DEER:HVAC_Eff_AC | 0 | 0 | 0 | SWHC045-04 | 4046.8125 | 2024 | 129.75 | 2024 | 0 | 0 | SWHC045-04 | Res Central Furnace Only - Fuel Sub - Panel Upgrade - Cold ¦ SCG ¦ Cold | Res Central Furnace Only - Fuel Sub - Panel Upgrade - Cold | 0.017953 | 0.53 | 0.96875 | RASS 2019 | 0 | 2012 | 1 | SWHC045
RES-HVAC-FS-PU-20.13 | Res ¦ Res Furnace FS (AFUE and HIR at Code Level) - Panel Upgrade - Marine ¦ SDG&E ¦ Marine | Res ¦ Res Furnace FS (AFUE and HIR at Code Level) - Panel Upgrade - Marine | SDG&E ¦ Marine | SDG&E | All | Electric & Gas | Res Furnace FS (AFUE and HIR at Code Level) | Average Existing and Code |  | 2029 | 1 | Conventional | HVAC | Res - Single Family | Res | ROB and NEW | 0 | Residential Households | household | 30 | DEER:HVAC_Eff_AC | 0 | 0 | 0 | SWHC045-04 | 16227.7181 | 2024 | 520.2975 | 2024 | 0 | 0 | SWHC045-04 | Res Central Furnace Only - Fuel Sub - Panel Upgrade - Marine ¦ SDG&E ¦ Marine | Res Central Furnace Only - Fuel Sub - Panel Upgrade - Marine | 0.15258 | 0.53 | 0.96296 | RASS 2019 | 0 | 2012 | 1 | SWHC045
RES-HVAC-FS-PU-20.14 | Res ¦ Res Furnace FS (AFUE and HIR at Code Level) - Panel Upgrade - Marine ¦ SDG&E ¦ Marine | Res ¦ Res Furnace FS (AFUE and HIR at Code Level) - Panel Upgrade - Marine | SDG&E ¦ Marine | SDG&E | All | Electric & Gas | Res Furnace FS (AFUE and HIR at Code Level) | Average Existing and Code |  | 2029 | 1 | Conventional | HVAC | Res - Multi Family | Res | ROB and NEW | 0 | Residential Households | household | 30 | DEER:HVAC_Eff_AC | 0 | 0 | 0 | SWHC045-04 | 5179.92 | 2024 | 166.08 | 2024 | 0 | 0 | SWHC045-04 | Res Central Furnace Only - Fuel Sub - Panel Upgrade - Marine ¦ SDG&E ¦ Marine | Res Central Furnace Only - Fuel Sub - Panel Upgrade - Marine | 0.29631 | 0.53 | 1 | RASS 2019 | 0 | 2012 | 1 | SWHC045
RES-HVAC-FS-PU-20.15 | Res ¦ Res Furnace FS (AFUE and HIR at Code Level) - Panel Upgrade - Hot-Dry ¦ SDG&E ¦ Hot-Dry | Res ¦ Res Furnace FS (AFUE and HIR at Code Level) - Panel Upgrade - Hot-Dry | SDG&E ¦ Hot-Dry | SDG&E | All | Electric & Gas | Res Furnace FS (AFUE and HIR at Code Level) | Average Existing and Code |  | 2029 | 1 | Conventional | HVAC | Res - Single Family | Res | ROB and NEW | 0 | Residential Households | household | 30 | DEER:HVAC_Eff_AC | 0 | 0 | 0 | SWHC045-04 | 12990.2681 | 2024 | 416.4975 | 2024 | 0 | 0 | SWHC045-04 | Res Central Furnace Only - Fuel Sub - Panel Upgrade - Hot-Dry ¦ SDG&E ¦ Hot-Dry | Res Central Furnace Only - Fuel Sub - Panel Upgrade - Hot-Dry | 0.17372 | 0.53 | 0.96296 | RASS 2019 | 0 | 2012 | 1 | SWHC045
RES-HVAC-FS-PU-20.16 | Res ¦ Res Furnace FS (AFUE and HIR at Code Level) - Panel Upgrade - Hot-Dry ¦ SDG&E ¦ Hot-Dry | Res ¦ Res Furnace FS (AFUE and HIR at Code Level) - Panel Upgrade - Hot-Dry | SDG&E ¦ Hot-Dry | SDG&E | All | Electric & Gas | Res Furnace FS (AFUE and HIR at Code Level) | Average Existing and Code |  | 2029 | 1 | Conventional | HVAC | Res - Multi Family | Res | ROB and NEW | 0 | Residential Households | household | 30 | DEER:HVAC_Eff_AC | 0 | 0 | 0 | SWHC045-04 | 4491.9619 | 2024 | 144.0225 | 2024 | 0 | 0 | SWHC045-04 | Res Central Furnace Only - Fuel Sub - Panel Upgrade - Hot-Dry ¦ SDG&E ¦ Hot-Dry | Res Central Furnace Only - Fuel Sub - Panel Upgrade - Hot-Dry | 0.053553 | 0.53 | 1 | RASS 2019 | 0 | 2012 | 1 | SWHC045
RES-HVAC-FS-PU-21.1 | Res ¦ Res Efficient Furnace FS (AFUE = 95) - Panel Upgrade - Marine ¦ PG&E ¦ Marine | Res ¦ Res Efficient Furnace FS (AFUE = 95) - Panel Upgrade - Marine | PG&E ¦ Marine | PG&E | All | Electric & Gas | Res Efficient Furnace FS (AFUE = 95) | Efficient |  | 2029 | 1 | Conventional | HVAC | Res - Single Family | Res | ROB and NEW | 0 | Residential Households | household | 30 | DEER:HVAC_Eff_AC | -33.3094 | 0 | -5.596 | SWHC031-04 | 13404.6312 | 2022 | 419.0925 | 2022 | 2349.1721 | 0 | SWHC031-04 | Res Central Furnace Only - Fuel Sub - Panel Upgrade - Marine ¦ PG&E ¦ Marine | Res Central Furnace Only - Fuel Sub - Panel Upgrade - Marine | 0.37466 | 0.53 | 0.16832 | RASS 2019 | 1440.9406 | 2032 | 1 | SWHC031 (furnace)
RES-HVAC-FS-PU-21.2 | Res ¦ Res Efficient Furnace FS (AFUE = 95) - Panel Upgrade - Marine ¦ PG&E ¦ Marine | Res ¦ Res Efficient Furnace FS (AFUE = 95) - Panel Upgrade - Marine | PG&E ¦ Marine | PG&E | All | Electric & Gas | Res Efficient Furnace FS (AFUE = 95) | Efficient |  | 2029 | 1 | Conventional | HVAC | Res - Multi Family | Res | ROB and NEW | 0 | Residential Households | household | 30 | DEER:HVAC_Eff_AC | -2.0625 | 0 | -1.3406 | SWHC031-04 | 4150.0406 | 2022 | 129.75 | 2022 | 2349.1721 | 0 | SWHC031-04 | Res Central Furnace Only - Fuel Sub - Panel Upgrade - Marine ¦ PG&E ¦ Marine | Res Central Furnace Only - Fuel Sub - Panel Upgrade - Marine | 0.22588 | 0.53 | 0.055556 | RASS 2019 | 0 | 2012 | 1 | SWHC031 (furnace)
RES-HVAC-FS-PU-21.3 | Res ¦ Res Efficient Furnace FS (AFUE = 95) - Panel Upgrade - Hot-Dry ¦ PG&E ¦ Hot-Dry | Res ¦ Res Efficient Furnace FS (AFUE = 95) - Panel Upgrade - Hot-Dry | PG&E ¦ Hot-Dry | PG&E | All | Electric & Gas | Res Efficient Furnace FS (AFUE = 95) | Efficient |  | 2029 | 1 | Conventional | HVAC | Res - Single Family | Res | ROB and NEW | 0 | Residential Households | household | 30 | DEER:HVAC_Eff_AC | -22.9247 | 0 | -6.4953 | SWHC031-04 | 10250.6003 | 2022 | 320.4825 | 2022 | 2349.1721 | 0 | SWHC031-04 | Res Central Furnace Only - Fuel Sub - Panel Upgrade - Hot-Dry ¦ PG&E ¦ Hot-Dry | Res Central Furnace Only - Fuel Sub - Panel Upgrade - Hot-Dry | 0.048829 | 0.53 | 0.16832 | RASS 2019 | 1440.9406 | 2032 | 1 | SWHC031 (furnace)
RES-HVAC-FS-PU-21.4 | Res ¦ Res Efficient Furnace FS (AFUE = 95) - Panel Upgrade - Hot-Dry ¦ PG&E ¦ Hot-Dry | Res ¦ Res Efficient Furnace FS (AFUE = 95) - Panel Upgrade - Hot-Dry | PG&E ¦ Hot-Dry | PG&E | All | Electric & Gas | Res Efficient Furnace FS (AFUE = 95) | Efficient |  | 2029 | 1 | Conventional | HVAC | Res - Multi Family | Res | ROB and NEW | 0 | Residential Households | household | 30 | DEER:HVAC_Eff_AC | -2.0625 | 0 | -1.3406 | SWHC031-04 | 4150.0406 | 2022 | 129.75 | 2022 | 2349.1721 | 0 | SWHC031-04 | Res Central Furnace Only - Fuel Sub - Panel Upgrade - Hot-Dry ¦ PG&E ¦ Hot-Dry | Res Central Furnace Only - Fuel Sub - Panel Upgrade - Hot-Dry | 0.033189 | 0.53 | 0.055556 | RASS 2019 | 0 | 2012 | 1 | SWHC031 (furnace)
RES-HVAC-FS-PU-21.5 | Res ¦ Res Efficient Furnace FS (AFUE = 95) - Panel Upgrade - Cold ¦ PG&E ¦ Cold | Res ¦ Res Efficient Furnace FS (AFUE = 95) - Panel Upgrade - Cold | PG&E ¦ Cold | PG&E | All | Electric & Gas | Res Efficient Furnace FS (AFUE = 95) | Efficient |  | 2029 | 1 | Conventional | HVAC | Res - Single Family | Res | ROB and NEW | 0 | Residential Households | household | 30 | DEER:HVAC_Eff_AC | -26.0597 | 0 | -5.9565 | SWHC031-04 | 14981.6467 | 2022 | 468.3975 | 2022 | 2349.1721 | 0 | SWHC031-04 | Res Central Furnace Only - Fuel Sub - Panel Upgrade - Cold ¦ PG&E ¦ Cold | Res Central Furnace Only - Fuel Sub - Panel Upgrade - Cold | 0.0077842 | 0.53 | 0.16832 | RASS 2019 | 1440.9406 | 2032 | 1 | SWHC031 (furnace)
RES-HVAC-FS-PU-21.6 | Res ¦ Res Efficient Furnace FS (AFUE = 95) - Panel Upgrade - Cold ¦ PG&E ¦ Cold | Res ¦ Res Efficient Furnace FS (AFUE = 95) - Panel Upgrade - Cold | PG&E ¦ Cold | PG&E | All | Electric & Gas | Res Efficient Furnace FS (AFUE = 95) | Efficient |  | 2029 | 1 | Conventional | HVAC | Res - Multi Family | Res | ROB and NEW | 0 | Residential Households | household | 30 | DEER:HVAC_Eff_AC | -4.125 | 0 | -1.9903 | SWHC031-04 | 4150.0406 | 2022 | 129.75 | 2022 | 2349.1721 | 0 | SWHC031-04 | Res Central Furnace Only - Fuel Sub - Panel Upgrade - Cold ¦ PG&E ¦ Cold | Res Central Furnace Only - Fuel Sub - Panel Upgrade - Cold | 0.017953 | 0.53 | 0.055556 | RASS 2019 | 0 | 2012 | 1 | SWHC031 (furnace)
RES-HVAC-FS-PU-21.7 | Res ¦ Res Efficient Furnace FS (AFUE = 95) - Panel Upgrade - Marine ¦ SCG ¦ Marine | Res ¦ Res Efficient Furnace FS (AFUE = 95) - Panel Upgrade - Marine | SCG ¦ Marine | SCG | All | Electric & Gas | Res Efficient Furnace FS (AFUE = 95) | Efficient |  | 2029 | 1 | Conventional | HVAC | Res - Single Family | Res | ROB and NEW | 0 | Residential Households | household | 30 | DEER:HVAC_Eff_AC | -33.0825 | 0 | -3.6804 | SWHC031-04 | 16641.6629 | 2022 | 520.2975 | 2022 | 2349.1721 | 0 | SWHC031-04 | Res Central Furnace Only - Fuel Sub - Panel Upgrade - Marine ¦ SCG ¦ Marine | Res Central Furnace Only - Fuel Sub - Panel Upgrade - Marine | 0.40939 | 0.53 | 0.037879 | RASS 2019 | 1440.9406 | 2032 | 1 | SWHC031 (furnace)
RES-HVAC-FS-PU-21.8 | Res ¦ Res Efficient Furnace FS (AFUE = 95) - Panel Upgrade - Marine ¦ SCG ¦ Marine | Res ¦ Res Efficient Furnace FS (AFUE = 95) - Panel Upgrade - Marine | SCG ¦ Marine | SCG | All | Electric & Gas | Res Efficient Furnace FS (AFUE = 95) | Efficient |  | 2029 | 1 | Conventional | HVAC | Res - Multi Family | Res | ROB and NEW | 0 | Residential Households | household | 30 | DEER:HVAC_Eff_AC | -1.32 | 0 | -0.9372 | SWHC031-04 | 5312.052 | 2022 | 166.08 | 2022 | 2349.1721 | 0 | SWHC031-04 | Res Central Furnace Only - Fuel Sub - Panel Upgrade - Marine ¦ SCG ¦ Marine | Res Central Furnace Only - Fuel Sub - Panel Upgrade - Marine | 0.18899 | 0.53 | 0.03125 | RASS 2019 | 0 | 2012 | 1 | SWHC031 (furnace)
RES-HVAC-FS-PU-21.9 | Res ¦ Res Efficient Furnace FS (AFUE = 95) - Panel Upgrade - Hot-Dry ¦ SCG ¦ Hot-Dry | Res ¦ Res Efficient Furnace FS (AFUE = 95) - Panel Upgrade - Hot-Dry | SCG ¦ Hot-Dry | SCG | All | Electric & Gas | Res Efficient Furnace FS (AFUE = 95) | Efficient |  | 2029 | 1 | Conventional | HVAC | Res - Single Family | Res | ROB and NEW | 0 | Residential Households | household | 30 | DEER:HVAC_Eff_AC | -24.3272 | 0 | -3.3363 | SWHC031-04 | 13985.6369 | 2022 | 437.2575 | 2022 | 2349.1721 | 0 | SWHC031-04 | Res Central Furnace Only - Fuel Sub - Panel Upgrade - Hot-Dry ¦ SCG ¦ Hot-Dry | Res Central Furnace Only - Fuel Sub - Panel Upgrade - Hot-Dry | 0.053422 | 0.53 | 0.037879 | RASS 2019 | 1440.9406 | 2032 | 1 | SWHC031 (furnace)
RES-HVAC-FS-PU-21.10 | Res ¦ Res Efficient Furnace FS (AFUE = 95) - Panel Upgrade - Hot-Dry ¦ SCG ¦ Hot-Dry | Res ¦ Res Efficient Furnace FS (AFUE = 95) - Panel Upgrade - Hot-Dry | SCG ¦ Hot-Dry | SCG | All | Electric & Gas | Res Efficient Furnace FS (AFUE = 95) | Efficient |  | 2029 | 1 | Conventional | HVAC | Res - Multi Family | Res | ROB and NEW | 0 | Residential Households | household | 30 | DEER:HVAC_Eff_AC | -2.0625 | 0 | -0.86625 | SWHC031-04 | 4150.0406 | 2022 | 129.75 | 2022 | 2349.1721 | 0 | SWHC031-04 | Res Central Furnace Only - Fuel Sub - Panel Upgrade - Hot-Dry ¦ SCG ¦ Hot-Dry | Res Central Furnace Only - Fuel Sub - Panel Upgrade - Hot-Dry | 0.023966 | 0.53 | 0.03125 | RASS 2019 | 0 | 2012 | 1 | SWHC031 (furnace)
RES-HVAC-FS-PU-21.11 | Res ¦ Res Efficient Furnace FS (AFUE = 95) - Panel Upgrade - Cold ¦ SCG ¦ Cold | Res ¦ Res Efficient Furnace FS (AFUE = 95) - Panel Upgrade - Cold | SCG ¦ Cold | SCG | All | Electric & Gas | Res Efficient Furnace FS (AFUE = 95) | Efficient |  | 2029 | 1 | Conventional | HVAC | Res - Single Family | Res | ROB and NEW | 0 | Residential Households | household | 30 | DEER:HVAC_Eff_AC | -26.0597 | 0 | -5.9565 | SWHC031-04 | 14981.6467 | 2022 | 468.3975 | 2022 | 2349.1721 | 0 | SWHC031-04 | Res Central Furnace Only - Fuel Sub - Panel Upgrade - Cold ¦ SCG ¦ Cold | Res Central Furnace Only - Fuel Sub - Panel Upgrade - Cold | 0.090455 | 0.53 | 0.037879 | RASS 2019 | 1440.9406 | 2032 | 1 | SWHC031 (furnace)
RES-HVAC-FS-PU-21.12 | Res ¦ Res Efficient Furnace FS (AFUE = 95) - Panel Upgrade - Cold ¦ SCG ¦ Cold | Res ¦ Res Efficient Furnace FS (AFUE = 95) - Panel Upgrade - Cold | SCG ¦ Cold | SCG | All | Electric & Gas | Res Efficient Furnace FS (AFUE = 95) | Efficient |  | 2029 | 1 | Conventional | HVAC | Res - Multi Family | Res | ROB and NEW | 0 | Residential Households | household | 30 | DEER:HVAC_Eff_AC | -4.125 | 0 | -1.9903 | SWHC031-04 | 4150.0406 | 2022 | 129.75 | 2022 | 2349.1721 | 0 | SWHC031-04 | Res Central Furnace Only - Fuel Sub - Panel Upgrade - Cold ¦ SCG ¦ Cold | Res Central Furnace Only - Fuel Sub - Panel Upgrade - Cold | 0.017953 | 0.53 | 0.03125 | RASS 2019 | 0 | 2012 | 1 | SWHC031 (furnace)
RES-HVAC-FS-PU-21.13 | Res ¦ Res Efficient Furnace FS (AFUE = 95) - Panel Upgrade - Marine ¦ SDG&E ¦ Marine | Res ¦ Res Efficient Furnace FS (AFUE = 95) - Panel Upgrade - Marine | SDG&E ¦ Marine | SDG&E | All | Electric & Gas | Res Efficient Furnace FS (AFUE = 95) | Efficient |  | 2029 | 1 | Conventional | HVAC | Res - Single Family | Res | ROB and NEW | 0 | Residential Households | household | 30 | DEER:HVAC_Eff_AC | -33.0825 | 0 | -3.6804 | SWHC031-04 | 16641.6629 | 2022 | 520.2975 | 2022 | 2349.1721 | 0 | SWHC031-04 | Res Central Furnace Only - Fuel Sub - Panel Upgrade - Marine ¦ SDG&E ¦ Marine | Res Central Furnace Only - Fuel Sub - Panel Upgrade - Marine | 0.15258 | 0.53 | 0.037037 | RASS 2019 | 1440.9406 | 2032 | 1 | SWHC031 (furnace)
RES-HVAC-FS-PU-21.14 | Res ¦ Res Efficient Furnace FS (AFUE = 95) - Panel Upgrade - Marine ¦ SDG&E ¦ Marine | Res ¦ Res Efficient Furnace FS (AFUE = 95) - Panel Upgrade - Marine | SDG&E ¦ Marine | SDG&E | All | Electric & Gas | Res Efficient Furnace FS (AFUE = 95) | Efficient |  | 2029 | 1 | Conventional | HVAC | Res - Multi Family | Res | ROB and NEW | 0 | Residential Households | household | 30 | DEER:HVAC_Eff_AC | -1.32 | 0 | -0.9372 | SWHC031-04 | 5312.052 | 2022 | 166.08 | 2022 | 2349.1721 | 0 | SWHC031-04 | Res Central Furnace Only - Fuel Sub - Panel Upgrade - Marine ¦ SDG&E ¦ Marine | Res Central Furnace Only - Fuel Sub - Panel Upgrade - Marine | 0.29631 | 0.53 | 0 | RASS 2019 | 0 | 2012 | 1 | SWHC031 (furnace)
RES-HVAC-FS-PU-21.15 | Res ¦ Res Efficient Furnace FS (AFUE = 95) - Panel Upgrade - Hot-Dry ¦ SDG&E ¦ Hot-Dry | Res ¦ Res Efficient Furnace FS (AFUE = 95) - Panel Upgrade - Hot-Dry | SDG&E ¦ Hot-Dry | SDG&E | All | Electric & Gas | Res Efficient Furnace FS (AFUE = 95) | Efficient |  | 2029 | 1 | Conventional | HVAC | Res - Single Family | Res | ROB and NEW | 0 | Residential Households | household | 30 | DEER:HVAC_Eff_AC | -33.1031 | 0 | -2.5158 | SWHC031-04 | 13321.6304 | 2022 | 416.4975 | 2022 | 2349.1721 | 0 | SWHC031-04 | Res Central Furnace Only - Fuel Sub - Panel Upgrade - Hot-Dry ¦ SDG&E ¦ Hot-Dry | Res Central Furnace Only - Fuel Sub - Panel Upgrade - Hot-Dry | 0.17372 | 0.53 | 0.037037 | RASS 2019 | 1440.9406 | 2032 | 1 | SWHC031 (furnace)
RES-HVAC-FS-PU-21.16 | Res ¦ Res Efficient Furnace FS (AFUE = 95) - Panel Upgrade - Hot-Dry ¦ SDG&E ¦ Hot-Dry | Res ¦ Res Efficient Furnace FS (AFUE = 95) - Panel Upgrade - Hot-Dry | SDG&E ¦ Hot-Dry | SDG&E | All | Electric & Gas | Res Efficient Furnace FS (AFUE = 95) | Efficient |  | 2029 | 1 | Conventional | HVAC | Res - Multi Family | Res | ROB and NEW | 0 | Residential Households | household | 30 | DEER:HVAC_Eff_AC | -1.1447 | 0 | -0.76694 | SWHC031-04 | 4606.5451 | 2022 | 144.0225 | 2022 | 2349.1721 | 0 | SWHC031-04 | Res Central Furnace Only - Fuel Sub - Panel Upgrade - Hot-Dry ¦ SDG&E ¦ Hot-Dry | Res Central Furnace Only - Fuel Sub - Panel Upgrade - Hot-Dry | 0.053553 | 0.53 | 0 | RASS 2019 | 0 | 2012 | 1 | SWHC031 (furnace)
RES-HVAC-FS-PU-20B.1 | Res ¦ Res Furnace Heat Pump Heating Only (SEER2 14.3) - Fuel Sub Future Baseline - Panel Upgrade - Marine ¦ PG&E ¦ Marine | Res ¦ Res Furnace Heat Pump Heating Only (SEER2 14.3) - Fuel Sub Future Baseline - Panel Upgrade - Marine | PG&E ¦ Marine | PG&E | All | Electric & Gas | Res Furnace Heat Pump Heating Only (SEER2 14.3) - Fuel Sub Future Baseline | Efficient | 2029 |  | 1 | Conventional | HVAC | Res - Single Family | Res | ROB and NEW | 0 | Residential Households | household | 23 | DEER:HVAC_Eff_AC | 3349.1062 | 0.20894 | -257.8953 | SWHC049-06 | 17770.8645 | 2022 | 2396.0039 | 2022 | 0 | -858.7258 | SWHC049-06 | Res Central Furnace Only - Fuel Sub - Panel Upgrade - Marine ¦ PG&E ¦ Marine | Res Central Furnace Only - Fuel Sub - Panel Upgrade - Marine | 0.37466 | 0.53 | 0 | RASS 2019 | 0 | 2012 | 1 | SWHC049
RES-HVAC-FS-PU-20B.2 | Res ¦ Res Furnace Heat Pump Heating Only (SEER2 14.3) - Fuel Sub Future Baseline - Panel Upgrade - Marine ¦ PG&E ¦ Marine | Res ¦ Res Furnace Heat Pump Heating Only (SEER2 14.3) - Fuel Sub Future Baseline - Panel Upgrade - Marine | PG&E ¦ Marine | PG&E | All | Electric & Gas | Res Furnace Heat Pump Heating Only (SEER2 14.3) - Fuel Sub Future Baseline | Efficient | 2029 |  | 1 | Conventional | HVAC | Res - Multi Family | Res | ROB and NEW | 0 | Residential Households | household | 23 | DEER:HVAC_Eff_AC | 1134.0625 | 0.067828 | -66.25 | SWHC049-06 | 5501.8156 | 2022 | 741.7969 | 2022 | 0 | -265.8594 | SWHC049-06 | Res Central Furnace Only - Fuel Sub - Panel Upgrade - Marine ¦ PG&E ¦ Marine | Res Central Furnace Only - Fuel Sub - Panel Upgrade - Marine | 0.22588 | 0.53 | 0 | RASS 2019 | 0 | 2012 | 1 | SWHC049
RES-HVAC-FS-PU-20B.3 | Res ¦ Res Furnace Heat Pump Heating Only (SEER2 14.3) - Fuel Sub Future Baseline - Panel Upgrade - Hot-Dry ¦ PG&E ¦ Hot-Dry | Res ¦ Res Furnace Heat Pump Heating Only (SEER2 14.3) - Fuel Sub Future Baseline - Panel Upgrade - Hot-Dry | PG&E ¦ Hot-Dry | PG&E | All | Electric & Gas | Res Furnace Heat Pump Heating Only (SEER2 14.3) - Fuel Sub Future Baseline | Efficient | 2029 |  | 1 | Conventional | HVAC | Res - Single Family | Res | ROB and NEW | 0 | Residential Households | household | 23 | DEER:HVAC_Eff_AC | 4583.3938 | 0.22033 | -218.8266 | SWHC049-06 | 13589.4846 | 2022 | 1832.2383 | 2022 | 0 | -656.6727 | SWHC049-06 | Res Central Furnace Only - Fuel Sub - Panel Upgrade - Hot-Dry ¦ PG&E ¦ Hot-Dry | Res Central Furnace Only - Fuel Sub - Panel Upgrade - Hot-Dry | 0.048829 | 0.53 | 0 | RASS 2019 | 0 | 2012 | 1 | SWHC049
RES-HVAC-FS-PU-20B.4 | Res ¦ Res Furnace Heat Pump Heating Only (SEER2 14.3) - Fuel Sub Future Baseline - Panel Upgrade - Hot-Dry ¦ PG&E ¦ Hot-Dry | Res ¦ Res Furnace Heat Pump Heating Only (SEER2 14.3) - Fuel Sub Future Baseline - Panel Upgrade - Hot-Dry | PG&E ¦ Hot-Dry | PG&E | All | Electric & Gas | Res Furnace Heat Pump Heating Only (SEER2 14.3) - Fuel Sub Future Baseline | Efficient | 2029 |  | 1 | Conventional | HVAC | Res - Multi Family | Res | ROB and NEW | 0 | Residential Households | household | 23 | DEER:HVAC_Eff_AC | 1549.6875 | 0.085922 | -59.6875 | SWHC049-06 | 5501.8156 | 2022 | 741.7969 | 2022 | 0 | -265.8594 | SWHC049-06 | Res Central Furnace Only - Fuel Sub - Panel Upgrade - Hot-Dry ¦ PG&E ¦ Hot-Dry | Res Central Furnace Only - Fuel Sub - Panel Upgrade - Hot-Dry | 0.033189 | 0.53 | 0 | RASS 2019 | 0 | 2012 | 1 | SWHC049
RES-HVAC-FS-PU-20B.5 | Res ¦ Res Furnace Heat Pump Heating Only (SEER2 14.3) - Fuel Sub Future Baseline - Panel Upgrade - Cold ¦ PG&E ¦ Cold | Res ¦ Res Furnace Heat Pump Heating Only (SEER2 14.3) - Fuel Sub Future Baseline - Panel Upgrade - Cold | PG&E ¦ Cold | PG&E | All | Electric & Gas | Res Furnace Heat Pump Heating Only (SEER2 14.3) - Fuel Sub Future Baseline | Efficient | 2029 |  | 1 | Conventional | HVAC | Res - Single Family | Res | ROB and NEW | 0 | Residential Households | household | 23 | DEER:HVAC_Eff_AC | 9147.9656 | 0.33268 | -297.825 | SWHC049-06 | 19861.5544 | 2022 | 2677.8867 | 2022 | 0 | -959.7523 | SWHC049-06 | Res Central Furnace Only - Fuel Sub - Panel Upgrade - Cold ¦ PG&E ¦ Cold | Res Central Furnace Only - Fuel Sub - Panel Upgrade - Cold | 0.0077842 | 0.53 | 0 | RASS 2019 | 0 | 2012 | 1 | SWHC049
RES-HVAC-FS-PU-20B.6 | Res ¦ Res Furnace Heat Pump Heating Only (SEER2 14.3) - Fuel Sub Future Baseline - Panel Upgrade - Cold ¦ PG&E ¦ Cold | Res ¦ Res Furnace Heat Pump Heating Only (SEER2 14.3) - Fuel Sub Future Baseline - Panel Upgrade - Cold | PG&E ¦ Cold | PG&E | All | Electric & Gas | Res Furnace Heat Pump Heating Only (SEER2 14.3) - Fuel Sub Future Baseline | Efficient | 2029 |  | 1 | Conventional | HVAC | Res - Multi Family | Res | ROB and NEW | 0 | Residential Households | household | 23 | DEER:HVAC_Eff_AC | 2568.75 | 0.11672 | -94.5312 | SWHC049-06 | 5501.8156 | 2022 | 741.7969 | 2022 | 0 | -265.8594 | SWHC049-06 | Res Central Furnace Only - Fuel Sub - Panel Upgrade - Cold ¦ PG&E ¦ Cold | Res Central Furnace Only - Fuel Sub - Panel Upgrade - Cold | 0.017953 | 0.53 | 0 | RASS 2019 | 0 | 2012 | 1 | SWHC049
RES-HVAC-FS-PU-20B.7 | Res ¦ Res Furnace Heat Pump Heating Only (SEER2 14.3) - Fuel Sub Future Baseline - Panel Upgrade - Marine ¦ SCG ¦ Marine | Res ¦ Res Furnace Heat Pump Heating Only (SEER2 14.3) - Fuel Sub Future Baseline - Panel Upgrade - Marine | SCG ¦ Marine | SCG | All | Electric & Gas | Res Furnace Heat Pump Heating Only (SEER2 14.3) - Fuel Sub Future Baseline | Efficient | 2029 |  | 1 | Conventional | HVAC | Res - Single Family | Res | ROB and NEW | 0 | Residential Households | household | 23 | DEER:HVAC_Eff_AC | 2582.6906 | 0.15131 | -179.8234 | SWHC049-06 | 22062.2807 | 2022 | 2974.6055 | 2022 | 0 | -1066.0961 | SWHC049-06 | Res Central Furnace Only - Fuel Sub - Panel Upgrade - Marine ¦ SCG ¦ Marine | Res Central Furnace Only - Fuel Sub - Panel Upgrade - Marine | 0.40939 | 0.53 | 0 | RASS 2019 | 0 | 2012 | 1 | SWHC049
RES-HVAC-FS-PU-20B.8 | Res ¦ Res Furnace Heat Pump Heating Only (SEER2 14.3) - Fuel Sub Future Baseline - Panel Upgrade - Marine ¦ SCG ¦ Marine | Res ¦ Res Furnace Heat Pump Heating Only (SEER2 14.3) - Fuel Sub Future Baseline - Panel Upgrade - Marine | SCG ¦ Marine | SCG | All | Electric & Gas | Res Furnace Heat Pump Heating Only (SEER2 14.3) - Fuel Sub Future Baseline | Efficient | 2029 |  | 1 | Conventional | HVAC | Res - Multi Family | Res | ROB and NEW | 0 | Residential Households | household | 23 | DEER:HVAC_Eff_AC | 969.44 | 0.05124 | -65.2 | SWHC049-06 | 7042.324 | 2022 | 949.5 | 2022 | 0 | -340.3 | SWHC049-06 | Res Central Furnace Only - Fuel Sub - Panel Upgrade - Marine ¦ SCG ¦ Marine | Res Central Furnace Only - Fuel Sub - Panel Upgrade - Marine | 0.18899 | 0.53 | 0 | RASS 2019 | 0 | 2012 | 1 | SWHC049
RES-HVAC-FS-PU-20B.9 | Res ¦ Res Furnace Heat Pump Heating Only (SEER2 14.3) - Fuel Sub Future Baseline - Panel Upgrade - Hot-Dry ¦ SCG ¦ Hot-Dry | Res ¦ Res Furnace Heat Pump Heating Only (SEER2 14.3) - Fuel Sub Future Baseline - Panel Upgrade - Hot-Dry | SCG ¦ Hot-Dry | SCG | All | Electric & Gas | Res Furnace Heat Pump Heating Only (SEER2 14.3) - Fuel Sub Future Baseline | Efficient | 2029 |  | 1 | Conventional | HVAC | Res - Single Family | Res | ROB and NEW | 0 | Residential Households | household | 23 | DEER:HVAC_Eff_AC | 3371.8956 | 0.29287 | -156.9156 | SWHC049-06 | 18541.1187 | 2022 | 2499.8555 | 2022 | 0 | -895.9461 | SWHC049-06 | Res Central Furnace Only - Fuel Sub - Panel Upgrade - Hot-Dry ¦ SCG ¦ Hot-Dry | Res Central Furnace Only - Fuel Sub - Panel Upgrade - Hot-Dry | 0.053422 | 0.53 | 0 | RASS 2019 | 0 | 2012 | 1 | SWHC049
RES-HVAC-FS-PU-20B.10 | Res ¦ Res Furnace Heat Pump Heating Only (SEER2 14.3) - Fuel Sub Future Baseline - Panel Upgrade - Hot-Dry ¦ SCG ¦ Hot-Dry | Res ¦ Res Furnace Heat Pump Heating Only (SEER2 14.3) - Fuel Sub Future Baseline - Panel Upgrade - Hot-Dry | SCG ¦ Hot-Dry | SCG | All | Electric & Gas | Res Furnace Heat Pump Heating Only (SEER2 14.3) - Fuel Sub Future Baseline | Efficient | 2029 |  | 1 | Conventional | HVAC | Res - Multi Family | Res | ROB and NEW | 0 | Residential Households | household | 23 | DEER:HVAC_Eff_AC | 1170.3125 | 0.074063 | -46.875 | SWHC049-06 | 5501.8156 | 2022 | 741.7969 | 2022 | 0 | -265.8594 | SWHC049-06 | Res Central Furnace Only - Fuel Sub - Panel Upgrade - Hot-Dry ¦ SCG ¦ Hot-Dry | Res Central Furnace Only - Fuel Sub - Panel Upgrade - Hot-Dry | 0.023966 | 0.53 | 0 | RASS 2019 | 0 | 2012 | 1 | SWHC049
RES-HVAC-FS-PU-20B.11 | Res ¦ Res Furnace Heat Pump Heating Only (SEER2 14.3) - Fuel Sub Future Baseline - Panel Upgrade - Cold ¦ SCG ¦ Cold | Res ¦ Res Furnace Heat Pump Heating Only (SEER2 14.3) - Fuel Sub Future Baseline - Panel Upgrade - Cold | SCG ¦ Cold | SCG | All | Electric & Gas | Res Furnace Heat Pump Heating Only (SEER2 14.3) - Fuel Sub Future Baseline | Efficient | 2029 |  | 1 | Conventional | HVAC | Res - Single Family | Res | ROB and NEW | 0 | Residential Households | household | 23 | DEER:HVAC_Eff_AC | 9147.9656 | 0.33268 | -297.825 | SWHC049-06 | 19861.5544 | 2022 | 2677.8867 | 2022 | 0 | -959.7523 | SWHC049-06 | Res Central Furnace Only - Fuel Sub - Panel Upgrade - Cold ¦ SCG ¦ Cold | Res Central Furnace Only - Fuel Sub - Panel Upgrade - Cold | 0.090455 | 0.53 | 0 | RASS 2019 | 0 | 2012 | 1 | SWHC049
RES-HVAC-FS-PU-20B.12 | Res ¦ Res Furnace Heat Pump Heating Only (SEER2 14.3) - Fuel Sub Future Baseline - Panel Upgrade - Cold ¦ SCG ¦ Cold | Res ¦ Res Furnace Heat Pump Heating Only (SEER2 14.3) - Fuel Sub Future Baseline - Panel Upgrade - Cold | SCG ¦ Cold | SCG | All | Electric & Gas | Res Furnace Heat Pump Heating Only (SEER2 14.3) - Fuel Sub Future Baseline | Efficient | 2029 |  | 1 | Conventional | HVAC | Res - Multi Family | Res | ROB and NEW | 0 | Residential Households | household | 23 | DEER:HVAC_Eff_AC | 2568.75 | 0.11672 | -94.5312 | SWHC049-06 | 5501.8156 | 2022 | 741.7969 | 2022 | 0 | -265.8594 | SWHC049-06 | Res Central Furnace Only - Fuel Sub - Panel Upgrade - Cold ¦ SCG ¦ Cold | Res Central Furnace Only - Fuel Sub - Panel Upgrade - Cold | 0.017953 | 0.53 | 0 | RASS 2019 | 0 | 2012 | 1 | SWHC049
RES-HVAC-FS-PU-20B.13 | Res ¦ Res Furnace Heat Pump Heating Only (SEER2 14.3) - Fuel Sub Future Baseline - Panel Upgrade - Marine ¦ SDG&E ¦ Marine | Res ¦ Res Furnace Heat Pump Heating Only (SEER2 14.3) - Fuel Sub Future Baseline - Panel Upgrade - Marine | SDG&E ¦ Marine | SDG&E | All | Electric & Gas | Res Furnace Heat Pump Heating Only (SEER2 14.3) - Fuel Sub Future Baseline | Efficient | 2029 |  | 1 | Conventional | HVAC | Res - Single Family | Res | ROB and NEW | 0 | Residential Households | household | 23 | DEER:HVAC_Eff_AC | 2582.6906 | 0.15131 | -179.8234 | SWHC049-06 | 22062.2807 | 2022 | 2974.6055 | 2022 | 0 | -1066.0961 | SWHC049-06 | Res Central Furnace Only - Fuel Sub - Panel Upgrade - Marine ¦ SDG&E ¦ Marine | Res Central Furnace Only - Fuel Sub - Panel Upgrade - Marine | 0.15258 | 0.53 | 0 | RASS 2019 | 0 | 2012 | 1 | SWHC049
RES-HVAC-FS-PU-20B.14 | Res ¦ Res Furnace Heat Pump Heating Only (SEER2 14.3) - Fuel Sub Future Baseline - Panel Upgrade - Marine ¦ SDG&E ¦ Marine | Res ¦ Res Furnace Heat Pump Heating Only (SEER2 14.3) - Fuel Sub Future Baseline - Panel Upgrade - Marine | SDG&E ¦ Marine | SDG&E | All | Electric & Gas | Res Furnace Heat Pump Heating Only (SEER2 14.3) - Fuel Sub Future Baseline | Efficient | 2029 |  | 1 | Conventional | HVAC | Res - Multi Family | Res | ROB and NEW | 0 | Residential Households | household | 23 | DEER:HVAC_Eff_AC | 969.44 | 0.05124 | -65.2 | SWHC049-06 | 7042.324 | 2022 | 949.5 | 2022 | 0 | -340.3 | SWHC049-06 | Res Central Furnace Only - Fuel Sub - Panel Upgrade - Marine ¦ SDG&E ¦ Marine | Res Central Furnace Only - Fuel Sub - Panel Upgrade - Marine | 0.29631 | 0.53 | 0 | RASS 2019 | 0 | 2012 | 1 | SWHC049
RES-HVAC-FS-PU-20B.15 | Res ¦ Res Furnace Heat Pump Heating Only (SEER2 14.3) - Fuel Sub Future Baseline - Panel Upgrade - Hot-Dry ¦ SDG&E ¦ Hot-Dry | Res ¦ Res Furnace Heat Pump Heating Only (SEER2 14.3) - Fuel Sub Future Baseline - Panel Upgrade - Hot-Dry | SDG&E ¦ Hot-Dry | SDG&E | All | Electric & Gas | Res Furnace Heat Pump Heating Only (SEER2 14.3) - Fuel Sub Future Baseline | Efficient | 2029 |  | 1 | Conventional | HVAC | Res - Single Family | Res | ROB and NEW | 0 | Residential Households | household | 23 | DEER:HVAC_Eff_AC | 2299.5637 | 0.23879 | -178.0547 | SWHC049-06 | 17660.8282 | 2022 | 2381.168 | 2022 | 0 | -853.4086 | SWHC049-06 | Res Central Furnace Only - Fuel Sub - Panel Upgrade - Hot-Dry ¦ SDG&E ¦ Hot-Dry | Res Central Furnace Only - Fuel Sub - Panel Upgrade - Hot-Dry | 0.17372 | 0.53 | 0 | RASS 2019 | 0 | 2012 | 1 | SWHC049
RES-HVAC-FS-PU-20B.16 | Res ¦ Res Furnace Heat Pump Heating Only (SEER2 14.3) - Fuel Sub Future Baseline - Panel Upgrade - Hot-Dry ¦ SDG&E ¦ Hot-Dry | Res ¦ Res Furnace Heat Pump Heating Only (SEER2 14.3) - Fuel Sub Future Baseline - Panel Upgrade - Hot-Dry | SDG&E ¦ Hot-Dry | SDG&E | All | Electric & Gas | Res Furnace Heat Pump Heating Only (SEER2 14.3) - Fuel Sub Future Baseline | Efficient | 2029 |  | 1 | Conventional | HVAC | Res - Multi Family | Res | ROB and NEW | 0 | Residential Households | household | 23 | DEER:HVAC_Eff_AC | 792.1758 | 0.065143 | -60.1828 | SWHC049-06 | 6107.0153 | 2022 | 823.3945 | 2022 | 0 | -295.1039 | SWHC049-06 | Res Central Furnace Only - Fuel Sub - Panel Upgrade - Hot-Dry ¦ SDG&E ¦ Hot-Dry | Res Central Furnace Only - Fuel Sub - Panel Upgrade - Hot-Dry | 0.053553 | 0.53 | 0 | RASS 2019 | 0 | 2012 | 1 | SWHC049
RES-HVAC-FS-PU-22.1 | Res ¦ Res Furnace Heat Pump Heating Only (SEER2 15.2) - Fuel Sub - Panel Upgrade - Marine ¦ PG&E ¦ Marine | Res ¦ Res Furnace Heat Pump Heating Only (SEER2 15.2) - Fuel Sub - Panel Upgrade - Marine | PG&E ¦ Marine | PG&E | All | Electric & Gas | Res Furnace Heat Pump Heating Only (SEER2 15.2) - Fuel Sub | Efficient |  |  | 1 | Conventional | HVAC | Res - Single Family | Res | ROB Only | 1 | Residential Households | household | 23 | DEER:HVAC_Eff_AC | 2907 | 0 | -257.8953 | SWHC045-04 | 20274.0034 | 2024 | 2396.0039 | 2024 | 2349.1721 | -858.7258 | SWHC045-04 | Res Central Furnace Only - Fuel Sub - Panel Upgrade - Marine ¦ PG&E ¦ Marine | Res Central Furnace Only - Fuel Sub - Panel Upgrade - Marine | 0.37466 | 0.53 | 0 | RASS 2019 | 1765.3145 | 2032 | 1 | SWHC045
RES-HVAC-FS-PU-22.2 | Res ¦ Res Furnace Heat Pump Heating Only (SEER2 15.2) - Fuel Sub - Panel Upgrade - Marine ¦ PG&E ¦ Marine | Res ¦ Res Furnace Heat Pump Heating Only (SEER2 15.2) - Fuel Sub - Panel Upgrade - Marine | PG&E ¦ Marine | PG&E | All | Electric & Gas | Res Furnace Heat Pump Heating Only (SEER2 15.2) - Fuel Sub | Efficient |  |  | 1 | Conventional | HVAC | Res - Multi Family | Res | ROB Only | 1 | Residential Households | household | 23 | DEER:HVAC_Eff_AC | 812.5 | 0 | -66.25 | SWHC045-04 | 6276.7812 | 2024 | 741.7969 | 2024 | 2349.1721 | -265.8594 | SWHC045-04 | Res Central Furnace Only - Fuel Sub - Panel Upgrade - Marine ¦ PG&E ¦ Marine | Res Central Furnace Only - Fuel Sub - Panel Upgrade - Marine | 0.22588 | 0.53 | 0 | RASS 2019 | 0 | 2012 | 1 | SWHC045
RES-HVAC-FS-PU-22.3 | Res ¦ Res Furnace Heat Pump Heating Only (SEER2 15.2) - Fuel Sub - Panel Upgrade - Hot-Dry ¦ PG&E ¦ Hot-Dry | Res ¦ Res Furnace Heat Pump Heating Only (SEER2 15.2) - Fuel Sub - Panel Upgrade - Hot-Dry | PG&E ¦ Hot-Dry | PG&E | All | Electric & Gas | Res Furnace Heat Pump Heating Only (SEER2 15.2) - Fuel Sub | Efficient |  |  | 1 | Conventional | HVAC | Res - Single Family | Res | ROB Only | 1 | Residential Households | household | 23 | DEER:HVAC_Eff_AC | 3550.625 | 0 | -218.8266 | SWHC045-04 | 15503.6497 | 2024 | 1832.2383 | 2024 | 2349.1721 | -656.6727 | SWHC045-04 | Res Central Furnace Only - Fuel Sub - Panel Upgrade - Hot-Dry ¦ PG&E ¦ Hot-Dry | Res Central Furnace Only - Fuel Sub - Panel Upgrade - Hot-Dry | 0.048829 | 0.53 | 0 | RASS 2019 | 1765.3145 | 2032 | 1 | SWHC045
RES-HVAC-FS-PU-22.4 | Res ¦ Res Furnace Heat Pump Heating Only (SEER2 15.2) - Fuel Sub - Panel Upgrade - Hot-Dry ¦ PG&E ¦ Hot-Dry | Res ¦ Res Furnace Heat Pump Heating Only (SEER2 15.2) - Fuel Sub - Panel Upgrade - Hot-Dry | PG&E ¦ Hot-Dry | PG&E | All | Electric & Gas | Res Furnace Heat Pump Heating Only (SEER2 15.2) - Fuel Sub | Efficient |  |  | 1 | Conventional | HVAC | Res - Multi Family | Res | ROB Only | 1 | Residential Households | household | 23 | DEER:HVAC_Eff_AC | 904.6875 | 0 | -59.6875 | SWHC045-04 | 6276.7812 | 2024 | 741.7969 | 2024 | 2349.1721 | -265.8594 | SWHC045-04 | Res Central Furnace Only - Fuel Sub - Panel Upgrade - Hot-Dry ¦ PG&E ¦ Hot-Dry | Res Central Furnace Only - Fuel Sub - Panel Upgrade - Hot-Dry | 0.033189 | 0.53 | 0 | RASS 2019 | 0 | 2012 | 1 | SWHC045
RES-HVAC-FS-PU-22.5 | Res ¦ Res Furnace Heat Pump Heating Only (SEER2 15.2) - Fuel Sub - Panel Upgrade - Cold ¦ PG&E ¦ Cold | Res ¦ Res Furnace Heat Pump Heating Only (SEER2 15.2) - Fuel Sub - Panel Upgrade - Cold | PG&E ¦ Cold | PG&E | All | Electric & Gas | Res Furnace Heat Pump Heating Only (SEER2 15.2) - Fuel Sub | Efficient |  |  | 1 | Conventional | HVAC | Res - Single Family | Res | ROB Only | 1 | Residential Households | household | 23 | DEER:HVAC_Eff_AC | 6937.9688 | 0 | -297.825 | SWHC045-04 | 22659.1803 | 2024 | 2677.8867 | 2024 | 2349.1721 | -959.7523 | SWHC045-04 | Res Central Furnace Only - Fuel Sub - Panel Upgrade - Cold ¦ PG&E ¦ Cold | Res Central Furnace Only - Fuel Sub - Panel Upgrade - Cold | 0.0077842 | 0.53 | 0 | RASS 2019 | 1765.3145 | 2032 | 1 | SWHC045
RES-HVAC-FS-PU-22.6 | Res ¦ Res Furnace Heat Pump Heating Only (SEER2 15.2) - Fuel Sub - Panel Upgrade - Cold ¦ PG&E ¦ Cold | Res ¦ Res Furnace Heat Pump Heating Only (SEER2 15.2) - Fuel Sub - Panel Upgrade - Cold | PG&E ¦ Cold | PG&E | All | Electric & Gas | Res Furnace Heat Pump Heating Only (SEER2 15.2) - Fuel Sub | Efficient |  |  | 1 | Conventional | HVAC | Res - Multi Family | Res | ROB Only | 1 | Residential Households | household | 23 | DEER:HVAC_Eff_AC | 1490.625 | 0 | -94.5312 | SWHC045-04 | 6276.7812 | 2024 | 741.7969 | 2024 | 2349.1721 | -265.8594 | SWHC045-04 | Res Central Furnace Only - Fuel Sub - Panel Upgrade - Cold ¦ PG&E ¦ Cold | Res Central Furnace Only - Fuel Sub - Panel Upgrade - Cold | 0.017953 | 0.53 | 0 | RASS 2019 | 0 | 2012 | 1 | SWHC045
RES-HVAC-FS-PU-22.7 | Res ¦ Res Furnace Heat Pump Heating Only (SEER2 15.2) - Fuel Sub - Panel Upgrade - Marine ¦ SCG ¦ Marine | Res ¦ Res Furnace Heat Pump Heating Only (SEER2 15.2) - Fuel Sub - Panel Upgrade - Marine | SCG ¦ Marine | SCG | All | Electric & Gas | Res Furnace Heat Pump Heating Only (SEER2 15.2) - Fuel Sub | Efficient |  |  | 1 | Conventional | HVAC | Res - Single Family | Res | ROB Only | 1 | Residential Households | household | 23 | DEER:HVAC_Eff_AC | 2424.7969 | 0 | -179.8234 | SWHC045-04 | 25169.8928 | 2024 | 2974.6055 | 2024 | 2349.1721 | -1066.0961 | SWHC045-04 | Res Central Furnace Only - Fuel Sub - Panel Upgrade - Marine ¦ SCG ¦ Marine | Res Central Furnace Only - Fuel Sub - Panel Upgrade - Marine | 0.40939 | 0.53 | 0 | RASS 2019 | 1765.3145 | 2032 | 1 | SWHC045
RES-HVAC-FS-PU-22.8 | Res ¦ Res Furnace Heat Pump Heating Only (SEER2 15.2) - Fuel Sub - Panel Upgrade - Marine ¦ SCG ¦ Marine | Res ¦ Res Furnace Heat Pump Heating Only (SEER2 15.2) - Fuel Sub - Panel Upgrade - Marine | SCG ¦ Marine | SCG | All | Electric & Gas | Res Furnace Heat Pump Heating Only (SEER2 15.2) - Fuel Sub | Efficient |  |  | 1 | Conventional | HVAC | Res - Multi Family | Res | ROB Only | 1 | Residential Households | household | 23 | DEER:HVAC_Eff_AC | 890 | 0 | -65.2 | SWHC045-04 | 8034.28 | 2024 | 949.5 | 2024 | 2349.1721 | -340.3 | SWHC045-04 | Res Central Furnace Only - Fuel Sub - Panel Upgrade - Marine ¦ SCG ¦ Marine | Res Central Furnace Only - Fuel Sub - Panel Upgrade - Marine | 0.18899 | 0.53 | 0 | RASS 2019 | 0 | 2012 | 1 | SWHC045
RES-HVAC-FS-PU-22.9 | Res ¦ Res Furnace Heat Pump Heating Only (SEER2 15.2) - Fuel Sub - Panel Upgrade - Hot-Dry ¦ SCG ¦ Hot-Dry | Res ¦ Res Furnace Heat Pump Heating Only (SEER2 15.2) - Fuel Sub - Panel Upgrade - Hot-Dry | SCG ¦ Hot-Dry | SCG | All | Electric & Gas | Res Furnace Heat Pump Heating Only (SEER2 15.2) - Fuel Sub | Efficient |  |  | 1 | Conventional | HVAC | Res - Single Family | Res | ROB Only | 1 | Residential Households | household | 23 | DEER:HVAC_Eff_AC | 3038.2656 | 0 | -156.9156 | SWHC045-04 | 21152.7528 | 2024 | 2499.8555 | 2024 | 2349.1721 | -895.9461 | SWHC045-04 | Res Central Furnace Only - Fuel Sub - Panel Upgrade - Hot-Dry ¦ SCG ¦ Hot-Dry | Res Central Furnace Only - Fuel Sub - Panel Upgrade - Hot-Dry | 0.053422 | 0.53 | 0 | RASS 2019 | 1765.3145 | 2032 | 1 | SWHC045
RES-HVAC-FS-PU-22.10 | Res ¦ Res Furnace Heat Pump Heating Only (SEER2 15.2) - Fuel Sub - Panel Upgrade - Hot-Dry ¦ SCG ¦ Hot-Dry | Res ¦ Res Furnace Heat Pump Heating Only (SEER2 15.2) - Fuel Sub - Panel Upgrade - Hot-Dry | SCG ¦ Hot-Dry | SCG | All | Electric & Gas | Res Furnace Heat Pump Heating Only (SEER2 15.2) - Fuel Sub | Efficient |  |  | 1 | Conventional | HVAC | Res - Multi Family | Res | ROB Only | 1 | Residential Households | household | 23 | DEER:HVAC_Eff_AC | 1039.0625 | 0 | -46.875 | SWHC045-04 | 6276.7812 | 2024 | 741.7969 | 2024 | 2349.1721 | -265.8594 | SWHC045-04 | Res Central Furnace Only - Fuel Sub - Panel Upgrade - Hot-Dry ¦ SCG ¦ Hot-Dry | Res Central Furnace Only - Fuel Sub - Panel Upgrade - Hot-Dry | 0.023966 | 0.53 | 0 | RASS 2019 | 0 | 2012 | 1 | SWHC045
RES-HVAC-FS-PU-22.11 | Res ¦ Res Furnace Heat Pump Heating Only (SEER2 15.2) - Fuel Sub - Panel Upgrade - Cold ¦ SCG ¦ Cold | Res ¦ Res Furnace Heat Pump Heating Only (SEER2 15.2) - Fuel Sub - Panel Upgrade - Cold | SCG ¦ Cold | SCG | All | Electric & Gas | Res Furnace Heat Pump Heating Only (SEER2 15.2) - Fuel Sub | Efficient |  |  | 1 | Conventional | HVAC | Res - Single Family | Res | ROB Only | 1 | Residential Households | household | 23 | DEER:HVAC_Eff_AC | 6937.9688 | 0 | -297.825 | SWHC045-04 | 22659.1803 | 2024 | 2677.8867 | 2024 | 2349.1721 | -959.7523 | SWHC045-04 | Res Central Furnace Only - Fuel Sub - Panel Upgrade - Cold ¦ SCG ¦ Cold | Res Central Furnace Only - Fuel Sub - Panel Upgrade - Cold | 0.090455 | 0.53 | 0 | RASS 2019 | 1765.3145 | 2032 | 1 | SWHC045
RES-HVAC-FS-PU-22.12 | Res ¦ Res Furnace Heat Pump Heating Only (SEER2 15.2) - Fuel Sub - Panel Upgrade - Cold ¦ SCG ¦ Cold | Res ¦ Res Furnace Heat Pump Heating Only (SEER2 15.2) - Fuel Sub - Panel Upgrade - Cold | SCG ¦ Cold | SCG | All | Electric & Gas | Res Furnace Heat Pump Heating Only (SEER2 15.2) - Fuel Sub | Efficient |  |  | 1 | Conventional | HVAC | Res - Multi Family | Res | ROB Only | 1 | Residential Households | household | 23 | DEER:HVAC_Eff_AC | 1490.625 | 0 | -94.5312 | SWHC045-04 | 6276.7812 | 2024 | 741.7969 | 2024 | 2349.1721 | -265.8594 | SWHC045-04 | Res Central Furnace Only - Fuel Sub - Panel Upgrade - Cold ¦ SCG ¦ Cold | Res Central Furnace Only - Fuel Sub - Panel Upgrade - Cold | 0.017953 | 0.53 | 0 | RASS 2019 | 0 | 2012 | 1 | SWHC045
RES-HVAC-FS-PU-22.13 | Res ¦ Res Furnace Heat Pump Heating Only (SEER2 15.2) - Fuel Sub - Panel Upgrade - Marine ¦ SDG&E ¦ Marine | Res ¦ Res Furnace Heat Pump Heating Only (SEER2 15.2) - Fuel Sub - Panel Upgrade - Marine | SDG&E ¦ Marine | SDG&E | All | Electric & Gas | Res Furnace Heat Pump Heating Only (SEER2 15.2) - Fuel Sub | Efficient |  |  | 1 | Conventional | HVAC | Res - Single Family | Res | ROB Only | 1 | Residential Households | household | 23 | DEER:HVAC_Eff_AC | 2424.7969 | 0 | -179.8234 | SWHC045-04 | 25169.8928 | 2024 | 2974.6055 | 2024 | 2349.1721 | -1066.0961 | SWHC045-04 | Res Central Furnace Only - Fuel Sub - Panel Upgrade - Marine ¦ SDG&E ¦ Marine | Res Central Furnace Only - Fuel Sub - Panel Upgrade - Marine | 0.15258 | 0.53 | 0 | RASS 2019 | 1765.3145 | 2032 | 1 | SWHC045
RES-HVAC-FS-PU-22.14 | Res ¦ Res Furnace Heat Pump Heating Only (SEER2 15.2) - Fuel Sub - Panel Upgrade - Marine ¦ SDG&E ¦ Marine | Res ¦ Res Furnace Heat Pump Heating Only (SEER2 15.2) - Fuel Sub - Panel Upgrade - Marine | SDG&E ¦ Marine | SDG&E | All | Electric & Gas | Res Furnace Heat Pump Heating Only (SEER2 15.2) - Fuel Sub | Efficient |  |  | 1 | Conventional | HVAC | Res - Multi Family | Res | ROB Only | 1 | Residential Households | household | 23 | DEER:HVAC_Eff_AC | 890 | 0 | -65.2 | SWHC045-04 | 8034.28 | 2024 | 949.5 | 2024 | 2349.1721 | -340.3 | SWHC045-04 | Res Central Furnace Only - Fuel Sub - Panel Upgrade - Marine ¦ SDG&E ¦ Marine | Res Central Furnace Only - Fuel Sub - Panel Upgrade - Marine | 0.29631 | 0.53 | 0 | RASS 2019 | 0 | 2012 | 1 | SWHC045
RES-HVAC-FS-PU-22.15 | Res ¦ Res Furnace Heat Pump Heating Only (SEER2 15.2) - Fuel Sub - Panel Upgrade - Hot-Dry ¦ SDG&E ¦ Hot-Dry | Res ¦ Res Furnace Heat Pump Heating Only (SEER2 15.2) - Fuel Sub - Panel Upgrade - Hot-Dry | SDG&E ¦ Hot-Dry | SDG&E | All | Electric & Gas | Res Furnace Heat Pump Heating Only (SEER2 15.2) - Fuel Sub | Efficient |  |  | 1 | Conventional | HVAC | Res - Single Family | Res | ROB Only | 1 | Residential Households | household | 23 | DEER:HVAC_Eff_AC | 2146.6875 | 0 | -178.0547 | SWHC045-04 | 20148.4678 | 2024 | 2381.168 | 2024 | 2349.1721 | -853.4086 | SWHC045-04 | Res Central Furnace Only - Fuel Sub - Panel Upgrade - Hot-Dry ¦ SDG&E ¦ Hot-Dry | Res Central Furnace Only - Fuel Sub - Panel Upgrade - Hot-Dry | 0.17372 | 0.53 | 0 | RASS 2019 | 1765.3145 | 2032 | 1 | SWHC045
RES-HVAC-FS-PU-22.16 | Res ¦ Res Furnace Heat Pump Heating Only (SEER2 15.2) - Fuel Sub - Panel Upgrade - Hot-Dry ¦ SDG&E ¦ Hot-Dry | Res ¦ Res Furnace Heat Pump Heating Only (SEER2 15.2) - Fuel Sub - Panel Upgrade - Hot-Dry | SDG&E ¦ Hot-Dry | SDG&E | All | Electric & Gas | Res Furnace Heat Pump Heating Only (SEER2 15.2) - Fuel Sub | Efficient |  |  | 1 | Conventional | HVAC | Res - Multi Family | Res | ROB Only | 1 | Residential Households | household | 23 | DEER:HVAC_Eff_AC | 707.625 | 0 | -60.1828 | SWHC045-04 | 6967.2272 | 2024 | 823.3945 | 2024 | 2349.1721 | -295.1039 | SWHC045-04 | Res Central Furnace Only - Fuel Sub - Panel Upgrade - Hot-Dry ¦ SDG&E ¦ Hot-Dry | Res Central Furnace Only - Fuel Sub - Panel Upgrade - Hot-Dry | 0.053553 | 0.53 | 0 | RASS 2019 | 0 | 2012 | 1 | SWHC045
RES-HVAC-FS-PU-23.1 | Res ¦ Res Furnace Heat Pump Heating Only (SEER2 16.0) - Fuel Sub - Panel Upgrade - Marine ¦ PG&E ¦ Marine | Res ¦ Res Furnace Heat Pump Heating Only (SEER2 16.0) - Fuel Sub - Panel Upgrade - Marine | PG&E ¦ Marine | PG&E | All | Electric & Gas | Res Furnace Heat Pump Heating Only (SEER2 16.0) - Fuel Sub | Efficient |  |  | 1 | Conventional | HVAC | Res - Single Family | Res | ROB Only | 1 | Residential Households | household | 23 | DEER:HVAC_Eff_AC | 2795.9688 | 0 | -257.8953 | SWHC045-04 | 21515.0805 | 2024 | 2396.0039 | 2024 | 2349.1721 | -858.7258 | SWHC045-04 | Res Central Furnace Only - Fuel Sub - Panel Upgrade - Marine ¦ PG&E ¦ Marine | Res Central Furnace Only - Fuel Sub - Panel Upgrade - Marine | 0.37466 | 0.53 | 0 | RASS 2019 | 1765.3145 | 2032 | 1 | SWHC045
RES-HVAC-FS-PU-23.2 | Res ¦ Res Furnace Heat Pump Heating Only (SEER2 16.0) - Fuel Sub - Panel Upgrade - Marine ¦ PG&E ¦ Marine | Res ¦ Res Furnace Heat Pump Heating Only (SEER2 16.0) - Fuel Sub - Panel Upgrade - Marine | PG&E ¦ Marine | PG&E | All | Electric & Gas | Res Furnace Heat Pump Heating Only (SEER2 16.0) - Fuel Sub | Efficient |  |  | 1 | Conventional | HVAC | Res - Multi Family | Res | ROB Only | 1 | Residential Households | household | 23 | DEER:HVAC_Eff_AC | 792.1875 | 0 | -66.25 | SWHC045-04 | 6661.0156 | 2024 | 741.7969 | 2024 | 2349.1721 | -265.8594 | SWHC045-04 | Res Central Furnace Only - Fuel Sub - Panel Upgrade - Marine ¦ PG&E ¦ Marine | Res Central Furnace Only - Fuel Sub - Panel Upgrade - Marine | 0.22588 | 0.53 | 0 | RASS 2019 | 0 | 2012 | 1 | SWHC045
RES-HVAC-FS-PU-23.3 | Res ¦ Res Furnace Heat Pump Heating Only (SEER2 16.0) - Fuel Sub - Panel Upgrade - Hot-Dry ¦ PG&E ¦ Hot-Dry | Res ¦ Res Furnace Heat Pump Heating Only (SEER2 16.0) - Fuel Sub - Panel Upgrade - Hot-Dry | PG&E ¦ Hot-Dry | PG&E | All | Electric & Gas | Res Furnace Heat Pump Heating Only (SEER2 16.0) - Fuel Sub | Efficient |  |  | 1 | Conventional | HVAC | Res - Single Family | Res | ROB Only | 1 | Residential Households | household | 23 | DEER:HVAC_Eff_AC | 3434.8438 | 0 | -218.8266 | SWHC045-04 | 16452.7086 | 2024 | 1832.2383 | 2024 | 2349.1721 | -656.6727 | SWHC045-04 | Res Central Furnace Only - Fuel Sub - Panel Upgrade - Hot-Dry ¦ PG&E ¦ Hot-Dry | Res Central Furnace Only - Fuel Sub - Panel Upgrade - Hot-Dry | 0.048829 | 0.53 | 0 | RASS 2019 | 1765.3145 | 2032 | 1 | SWHC045
RES-HVAC-FS-PU-23.4 | Res ¦ Res Furnace Heat Pump Heating Only (SEER2 16.0) - Fuel Sub - Panel Upgrade - Hot-Dry ¦ PG&E ¦ Hot-Dry | Res ¦ Res Furnace Heat Pump Heating Only (SEER2 16.0) - Fuel Sub - Panel Upgrade - Hot-Dry | PG&E ¦ Hot-Dry | PG&E | All | Electric & Gas | Res Furnace Heat Pump Heating Only (SEER2 16.0) - Fuel Sub | Efficient |  |  | 1 | Conventional | HVAC | Res - Multi Family | Res | ROB Only | 1 | Residential Households | household | 23 | DEER:HVAC_Eff_AC | 885.9375 | 0 | -59.6875 | SWHC045-04 | 6661.0156 | 2024 | 741.7969 | 2024 | 2349.1721 | -265.8594 | SWHC045-04 | Res Central Furnace Only - Fuel Sub - Panel Upgrade - Hot-Dry ¦ PG&E ¦ Hot-Dry | Res Central Furnace Only - Fuel Sub - Panel Upgrade - Hot-Dry | 0.033189 | 0.53 | 0 | RASS 2019 | 0 | 2012 | 1 | SWHC045
RES-HVAC-FS-PU-23.5 | Res ¦ Res Furnace Heat Pump Heating Only (SEER2 16.0) - Fuel Sub - Panel Upgrade - Cold ¦ PG&E ¦ Cold | Res ¦ Res Furnace Heat Pump Heating Only (SEER2 16.0) - Fuel Sub - Panel Upgrade - Cold | PG&E ¦ Cold | PG&E | All | Electric & Gas | Res Furnace Heat Pump Heating Only (SEER2 16.0) - Fuel Sub | Efficient |  |  | 1 | Conventional | HVAC | Res - Single Family | Res | ROB Only | 1 | Residential Households | household | 23 | DEER:HVAC_Eff_AC | 6768.75 | 0 | -297.825 | SWHC045-04 | 24046.2664 | 2024 | 2677.8867 | 2024 | 2349.1721 | -959.7523 | SWHC045-04 | Res Central Furnace Only - Fuel Sub - Panel Upgrade - Cold ¦ PG&E ¦ Cold | Res Central Furnace Only - Fuel Sub - Panel Upgrade - Cold | 0.0077842 | 0.53 | 0 | RASS 2019 | 1765.3145 | 2032 | 1 | SWHC045
RES-HVAC-FS-PU-23.6 | Res ¦ Res Furnace Heat Pump Heating Only (SEER2 16.0) - Fuel Sub - Panel Upgrade - Cold ¦ PG&E ¦ Cold | Res ¦ Res Furnace Heat Pump Heating Only (SEER2 16.0) - Fuel Sub - Panel Upgrade - Cold | PG&E ¦ Cold | PG&E | All | Electric & Gas | Res Furnace Heat Pump Heating Only (SEER2 16.0) - Fuel Sub | Efficient |  |  | 1 | Conventional | HVAC | Res - Multi Family | Res | ROB Only | 1 | Residential Households | household | 23 | DEER:HVAC_Eff_AC | 1470.3125 | 0 | -94.5312 | SWHC045-04 | 6661.0156 | 2024 | 741.7969 | 2024 | 2349.1721 | -265.8594 | SWHC045-04 | Res Central Furnace Only - Fuel Sub - Panel Upgrade - Cold ¦ PG&E ¦ Cold | Res Central Furnace Only - Fuel Sub - Panel Upgrade - Cold | 0.017953 | 0.53 | 0 | RASS 2019 | 0 | 2012 | 1 | SWHC045
RES-HVAC-FS-PU-23.7 | Res ¦ Res Furnace Heat Pump Heating Only (SEER2 16.0) - Fuel Sub - Panel Upgrade - Marine ¦ SCG ¦ Marine | Res ¦ Res Furnace Heat Pump Heating Only (SEER2 16.0) - Fuel Sub - Panel Upgrade - Marine | SCG ¦ Marine | SCG | All | Electric & Gas | Res Furnace Heat Pump Heating Only (SEER2 16.0) - Fuel Sub | Efficient |  |  | 1 | Conventional | HVAC | Res - Single Family | Res | ROB Only | 1 | Residential Households | household | 23 | DEER:HVAC_Eff_AC | 2337.0781 | 0 | -179.8234 | SWHC045-04 | 26710.6727 | 2024 | 2974.6055 | 2024 | 2349.1721 | -1066.0961 | SWHC045-04 | Res Central Furnace Only - Fuel Sub - Panel Upgrade - Marine ¦ SCG ¦ Marine | Res Central Furnace Only - Fuel Sub - Panel Upgrade - Marine | 0.40939 | 0.53 | 0 | RASS 2019 | 1765.3145 | 2032 | 1 | SWHC045
RES-HVAC-FS-PU-23.8 | Res ¦ Res Furnace Heat Pump Heating Only (SEER2 16.0) - Fuel Sub - Panel Upgrade - Marine ¦ SCG ¦ Marine | Res ¦ Res Furnace Heat Pump Heating Only (SEER2 16.0) - Fuel Sub - Panel Upgrade - Marine | SCG ¦ Marine | SCG | All | Electric & Gas | Res Furnace Heat Pump Heating Only (SEER2 16.0) - Fuel Sub | Efficient |  |  | 1 | Conventional | HVAC | Res - Multi Family | Res | ROB Only | 1 | Residential Households | household | 23 | DEER:HVAC_Eff_AC | 876 | 0 | -65.2 | SWHC045-04 | 8526.1 | 2024 | 949.5 | 2024 | 2349.1721 | -340.3 | SWHC045-04 | Res Central Furnace Only - Fuel Sub - Panel Upgrade - Marine ¦ SCG ¦ Marine | Res Central Furnace Only - Fuel Sub - Panel Upgrade - Marine | 0.18899 | 0.53 | 0 | RASS 2019 | 0 | 2012 | 1 | SWHC045
RES-HVAC-FS-PU-23.9 | Res ¦ Res Furnace Heat Pump Heating Only (SEER2 16.0) - Fuel Sub - Panel Upgrade - Hot-Dry ¦ SCG ¦ Hot-Dry | Res ¦ Res Furnace Heat Pump Heating Only (SEER2 16.0) - Fuel Sub - Panel Upgrade - Hot-Dry | SCG ¦ Hot-Dry | SCG | All | Electric & Gas | Res Furnace Heat Pump Heating Only (SEER2 16.0) - Fuel Sub | Efficient |  |  | 1 | Conventional | HVAC | Res - Single Family | Res | ROB Only | 1 | Residential Households | household | 23 | DEER:HVAC_Eff_AC | 2964.5469 | 0 | -156.9156 | SWHC045-04 | 22447.6227 | 2024 | 2499.8555 | 2024 | 2349.1721 | -895.9461 | SWHC045-04 | Res Central Furnace Only - Fuel Sub - Panel Upgrade - Hot-Dry ¦ SCG ¦ Hot-Dry | Res Central Furnace Only - Fuel Sub - Panel Upgrade - Hot-Dry | 0.053422 | 0.53 | 0 | RASS 2019 | 1765.3145 | 2032 | 1 | SWHC045
RES-HVAC-FS-PU-23.10 | Res ¦ Res Furnace Heat Pump Heating Only (SEER2 16.0) - Fuel Sub - Panel Upgrade - Hot-Dry ¦ SCG ¦ Hot-Dry | Res ¦ Res Furnace Heat Pump Heating Only (SEER2 16.0) - Fuel Sub - Panel Upgrade - Hot-Dry | SCG ¦ Hot-Dry | SCG | All | Electric & Gas | Res Furnace Heat Pump Heating Only (SEER2 16.0) - Fuel Sub | Efficient |  |  | 1 | Conventional | HVAC | Res - Multi Family | Res | ROB Only | 1 | Residential Households | household | 23 | DEER:HVAC_Eff_AC | 1028.125 | 0 | -46.875 | SWHC045-04 | 6661.0156 | 2024 | 741.7969 | 2024 | 2349.1721 | -265.8594 | SWHC045-04 | Res Central Furnace Only - Fuel Sub - Panel Upgrade - Hot-Dry ¦ SCG ¦ Hot-Dry | Res Central Furnace Only - Fuel Sub - Panel Upgrade - Hot-Dry | 0.023966 | 0.53 | 0 | RASS 2019 | 0 | 2012 | 1 | SWHC045
RES-HVAC-FS-PU-23.11 | Res ¦ Res Furnace Heat Pump Heating Only (SEER2 16.0) - Fuel Sub - Panel Upgrade - Cold ¦ SCG ¦ Cold | Res ¦ Res Furnace Heat Pump Heating Only (SEER2 16.0) - Fuel Sub - Panel Upgrade - Cold | SCG ¦ Cold | SCG | All | Electric & Gas | Res Furnace Heat Pump Heating Only (SEER2 16.0) - Fuel Sub | Efficient |  |  | 1 | Conventional | HVAC | Res - Single Family | Res | ROB Only | 1 | Residential Households | household | 23 | DEER:HVAC_Eff_AC | 6768.75 | 0 | -297.825 | SWHC045-04 | 24046.2664 | 2024 | 2677.8867 | 2024 | 2349.1721 | -959.7523 | SWHC045-04 | Res Central Furnace Only - Fuel Sub - Panel Upgrade - Cold ¦ SCG ¦ Cold | Res Central Furnace Only - Fuel Sub - Panel Upgrade - Cold | 0.090455 | 0.53 | 0 | RASS 2019 | 1765.3145 | 2032 | 1 | SWHC045
RES-HVAC-FS-PU-23.12 | Res ¦ Res Furnace Heat Pump Heating Only (SEER2 16.0) - Fuel Sub - Panel Upgrade - Cold ¦ SCG ¦ Cold | Res ¦ Res Furnace Heat Pump Heating Only (SEER2 16.0) - Fuel Sub - Panel Upgrade - Cold | SCG ¦ Cold | SCG | All | Electric & Gas | Res Furnace Heat Pump Heating Only (SEER2 16.0) - Fuel Sub | Efficient |  |  | 1 | Conventional | HVAC | Res - Multi Family | Res | ROB Only | 1 | Residential Households | household | 23 | DEER:HVAC_Eff_AC | 1470.3125 | 0 | -94.5312 | SWHC045-04 | 6661.0156 | 2024 | 741.7969 | 2024 | 2349.1721 | -265.8594 | SWHC045-04 | Res Central Furnace Only - Fuel Sub - Panel Upgrade - Cold ¦ SCG ¦ Cold | Res Central Furnace Only - Fuel Sub - Panel Upgrade - Cold | 0.017953 | 0.53 | 0 | RASS 2019 | 0 | 2012 | 1 | SWHC045
RES-HVAC-FS-PU-23.13 | Res ¦ Res Furnace Heat Pump Heating Only (SEER2 16.0) - Fuel Sub - Panel Upgrade - Marine ¦ SDG&E ¦ Marine | Res ¦ Res Furnace Heat Pump Heating Only (SEER2 16.0) - Fuel Sub - Panel Upgrade - Marine | SDG&E ¦ Marine | SDG&E | All | Electric & Gas | Res Furnace Heat Pump Heating Only (SEER2 16.0) - Fuel Sub | Efficient |  |  | 1 | Conventional | HVAC | Res - Single Family | Res | ROB Only | 1 | Residential Households | household | 23 | DEER:HVAC_Eff_AC | 2337.0781 | 0 | -179.8234 | SWHC045-04 | 26710.6727 | 2024 | 2974.6055 | 2024 | 2349.1721 | -1066.0961 | SWHC045-04 | Res Central Furnace Only - Fuel Sub - Panel Upgrade - Marine ¦ SDG&E ¦ Marine | Res Central Furnace Only - Fuel Sub - Panel Upgrade - Marine | 0.15258 | 0.53 | 0 | RASS 2019 | 1765.3145 | 2032 | 1 | SWHC045
RES-HVAC-FS-PU-23.14 | Res ¦ Res Furnace Heat Pump Heating Only (SEER2 16.0) - Fuel Sub - Panel Upgrade - Marine ¦ SDG&E ¦ Marine | Res ¦ Res Furnace Heat Pump Heating Only (SEER2 16.0) - Fuel Sub - Panel Upgrade - Marine | SDG&E ¦ Marine | SDG&E | All | Electric & Gas | Res Furnace Heat Pump Heating Only (SEER2 16.0) - Fuel Sub | Efficient |  |  | 1 | Conventional | HVAC | Res - Multi Family | Res | ROB Only | 1 | Residential Households | household | 23 | DEER:HVAC_Eff_AC | 876 | 0 | -65.2 | SWHC045-04 | 8526.1 | 2024 | 949.5 | 2024 | 2349.1721 | -340.3 | SWHC045-04 | Res Central Furnace Only - Fuel Sub - Panel Upgrade - Marine ¦ SDG&E ¦ Marine | Res Central Furnace Only - Fuel Sub - Panel Upgrade - Marine | 0.29631 | 0.53 | 0 | RASS 2019 | 0 | 2012 | 1 | SWHC045
RES-HVAC-FS-PU-23.15 | Res ¦ Res Furnace Heat Pump Heating Only (SEER2 16.0) - Fuel Sub - Panel Upgrade - Hot-Dry ¦ SDG&E ¦ Hot-Dry | Res ¦ Res Furnace Heat Pump Heating Only (SEER2 16.0) - Fuel Sub - Panel Upgrade - Hot-Dry | SDG&E ¦ Hot-Dry | SDG&E | All | Electric & Gas | Res Furnace Heat Pump Heating Only (SEER2 16.0) - Fuel Sub | Efficient |  |  | 1 | Conventional | HVAC | Res - Single Family | Res | ROB Only | 1 | Residential Households | household | 23 | DEER:HVAC_Eff_AC | 2081.4844 | 0 | -178.0547 | SWHC045-04 | 21381.8602 | 2024 | 2381.168 | 2024 | 2349.1721 | -853.4086 | SWHC045-04 | Res Central Furnace Only - Fuel Sub - Panel Upgrade - Hot-Dry ¦ SDG&E ¦ Hot-Dry | Res Central Furnace Only - Fuel Sub - Panel Upgrade - Hot-Dry | 0.17372 | 0.53 | 0 | RASS 2019 | 1765.3145 | 2032 | 1 | SWHC045
RES-HVAC-FS-PU-23.16 | Res ¦ Res Furnace Heat Pump Heating Only (SEER2 16.0) - Fuel Sub - Panel Upgrade - Hot-Dry ¦ SDG&E ¦ Hot-Dry | Res ¦ Res Furnace Heat Pump Heating Only (SEER2 16.0) - Fuel Sub - Panel Upgrade - Hot-Dry | SDG&E ¦ Hot-Dry | SDG&E | All | Electric & Gas | Res Furnace Heat Pump Heating Only (SEER2 16.0) - Fuel Sub | Efficient |  |  | 1 | Conventional | HVAC | Res - Multi Family | Res | ROB Only | 1 | Residential Households | household | 23 | DEER:HVAC_Eff_AC | 692.0156 | 0 | -60.1828 | SWHC045-04 | 7393.7273 | 2024 | 823.3945 | 2024 | 2349.1721 | -295.1039 | SWHC045-04 | Res Central Furnace Only - Fuel Sub - Panel Upgrade - Hot-Dry ¦ SDG&E ¦ Hot-Dry | Res Central Furnace Only - Fuel Sub - Panel Upgrade - Hot-Dry | 0.053553 | 0.53 | 0 | RASS 2019 | 0 | 2012 | 1 | SWHC045
RES-HVAC-FS-PU-24.1 | Res ¦ Res Furnace Heat Pump Heating Only (SEER2 16.9) - Fuel Sub - Panel Upgrade - Marine ¦ PG&E ¦ Marine | Res ¦ Res Furnace Heat Pump Heating Only (SEER2 16.9) - Fuel Sub - Panel Upgrade - Marine | PG&E ¦ Marine | PG&E | All | Electric & Gas | Res Furnace Heat Pump Heating Only (SEER2 16.9) - Fuel Sub | Efficient |  |  | 1 | Conventional | HVAC | Res - Single Family | Res | ROB Only | 1 | Residential Households | household | 23 | DEER:HVAC_Eff_AC | 2770.7344 | 0 | -257.8953 | SWHC045-04 | 22756.107 | 2024 | 2396.0039 | 2024 | 2349.1721 | -858.7258 | SWHC045-04 | Res Central Furnace Only - Fuel Sub - Panel Upgrade - Marine ¦ PG&E ¦ Marine | Res Central Furnace Only - Fuel Sub - Panel Upgrade - Marine | 0.37466 | 0.53 | 0 | RASS 2019 | 1765.3145 | 2032 | 1 | SWHC045
RES-HVAC-FS-PU-24.2 | Res ¦ Res Furnace Heat Pump Heating Only (SEER2 16.9) - Fuel Sub - Panel Upgrade - Marine ¦ PG&E ¦ Marine | Res ¦ Res Furnace Heat Pump Heating Only (SEER2 16.9) - Fuel Sub - Panel Upgrade - Marine | PG&E ¦ Marine | PG&E | All | Electric & Gas | Res Furnace Heat Pump Heating Only (SEER2 16.9) - Fuel Sub | Efficient |  |  | 1 | Conventional | HVAC | Res - Multi Family | Res | ROB Only | 1 | Residential Households | household | 23 | DEER:HVAC_Eff_AC | 781.25 | 0 | -66.25 | SWHC045-04 | 7045.2344 | 2024 | 741.7969 | 2024 | 2349.1721 | -265.8594 | SWHC045-04 | Res Central Furnace Only - Fuel Sub - Panel Upgrade - Marine ¦ PG&E ¦ Marine | Res Central Furnace Only - Fuel Sub - Panel Upgrade - Marine | 0.22588 | 0.53 | 0 | RASS 2019 | 0 | 2012 | 1 | SWHC045
RES-HVAC-FS-PU-24.3 | Res ¦ Res Furnace Heat Pump Heating Only (SEER2 16.9) - Fuel Sub - Panel Upgrade - Hot-Dry ¦ PG&E ¦ Hot-Dry | Res ¦ Res Furnace Heat Pump Heating Only (SEER2 16.9) - Fuel Sub - Panel Upgrade - Hot-Dry | PG&E ¦ Hot-Dry | PG&E | All | Electric & Gas | Res Furnace Heat Pump Heating Only (SEER2 16.9) - Fuel Sub | Efficient |  |  | 1 | Conventional | HVAC | Res - Single Family | Res | ROB Only | 1 | Residential Households | household | 23 | DEER:HVAC_Eff_AC | 3396.25 | 0 | -218.8266 | SWHC045-04 | 17401.7289 | 2024 | 1832.2383 | 2024 | 2349.1721 | -656.6727 | SWHC045-04 | Res Central Furnace Only - Fuel Sub - Panel Upgrade - Hot-Dry ¦ PG&E ¦ Hot-Dry | Res Central Furnace Only - Fuel Sub - Panel Upgrade - Hot-Dry | 0.048829 | 0.53 | 0 | RASS 2019 | 1765.3145 | 2032 | 1 | SWHC045
RES-HVAC-FS-PU-24.4 | Res ¦ Res Furnace Heat Pump Heating Only (SEER2 16.9) - Fuel Sub - Panel Upgrade - Hot-Dry ¦ PG&E ¦ Hot-Dry | Res ¦ Res Furnace Heat Pump Heating Only (SEER2 16.9) - Fuel Sub - Panel Upgrade - Hot-Dry | PG&E ¦ Hot-Dry | PG&E | All | Electric & Gas | Res Furnace Heat Pump Heating Only (SEER2 16.9) - Fuel Sub | Efficient |  |  | 1 | Conventional | HVAC | Res - Multi Family | Res | ROB Only | 1 | Residential Households | household | 23 | DEER:HVAC_Eff_AC | 885.9375 | 0 | -59.6875 | SWHC045-04 | 7045.2344 | 2024 | 741.7969 | 2024 | 2349.1721 | -265.8594 | SWHC045-04 | Res Central Furnace Only - Fuel Sub - Panel Upgrade - Hot-Dry ¦ PG&E ¦ Hot-Dry | Res Central Furnace Only - Fuel Sub - Panel Upgrade - Hot-Dry | 0.033189 | 0.53 | 0 | RASS 2019 | 0 | 2012 | 1 | SWHC045
RES-HVAC-FS-PU-24.5 | Res ¦ Res Furnace Heat Pump Heating Only (SEER2 16.9) - Fuel Sub - Panel Upgrade - Cold ¦ PG&E ¦ Cold | Res ¦ Res Furnace Heat Pump Heating Only (SEER2 16.9) - Fuel Sub - Panel Upgrade - Cold | PG&E ¦ Cold | PG&E | All | Electric & Gas | Res Furnace Heat Pump Heating Only (SEER2 16.9) - Fuel Sub | Efficient |  |  | 1 | Conventional | HVAC | Res - Single Family | Res | ROB Only | 1 | Residential Households | household | 23 | DEER:HVAC_Eff_AC | 6712.3438 | 0 | -297.825 | SWHC045-04 | 25433.2961 | 2024 | 2677.8867 | 2024 | 2349.1721 | -959.7523 | SWHC045-04 | Res Central Furnace Only - Fuel Sub - Panel Upgrade - Cold ¦ PG&E ¦ Cold | Res Central Furnace Only - Fuel Sub - Panel Upgrade - Cold | 0.0077842 | 0.53 | 0 | RASS 2019 | 1765.3145 | 2032 | 1 | SWHC045
RES-HVAC-FS-PU-24.6 | Res ¦ Res Furnace Heat Pump Heating Only (SEER2 16.9) - Fuel Sub - Panel Upgrade - Cold ¦ PG&E ¦ Cold | Res ¦ Res Furnace Heat Pump Heating Only (SEER2 16.9) - Fuel Sub - Panel Upgrade - Cold | PG&E ¦ Cold | PG&E | All | Electric & Gas | Res Furnace Heat Pump Heating Only (SEER2 16.9) - Fuel Sub | Efficient |  |  | 1 | Conventional | HVAC | Res - Multi Family | Res | ROB Only | 1 | Residential Households | household | 23 | DEER:HVAC_Eff_AC | 1459.375 | 0 | -94.5312 | SWHC045-04 | 7045.2344 | 2024 | 741.7969 | 2024 | 2349.1721 | -265.8594 | SWHC045-04 | Res Central Furnace Only - Fuel Sub - Panel Upgrade - Cold ¦ PG&E ¦ Cold | Res Central Furnace Only - Fuel Sub - Panel Upgrade - Cold | 0.017953 | 0.53 | 0 | RASS 2019 | 0 | 2012 | 1 | SWHC045
RES-HVAC-FS-PU-24.7 | Res ¦ Res Furnace Heat Pump Heating Only (SEER2 16.9) - Fuel Sub - Panel Upgrade - Marine ¦ SCG ¦ Marine | Res ¦ Res Furnace Heat Pump Heating Only (SEER2 16.9) - Fuel Sub - Panel Upgrade - Marine | SCG ¦ Marine | SCG | All | Electric & Gas | Res Furnace Heat Pump Heating Only (SEER2 16.9) - Fuel Sub | Efficient |  |  | 1 | Conventional | HVAC | Res - Single Family | Res | ROB Only | 1 | Residential Households | household | 23 | DEER:HVAC_Eff_AC | 2337.0781 | 0 | -179.8234 | SWHC045-04 | 28251.3898 | 2024 | 2974.6055 | 2024 | 2349.1721 | -1066.0961 | SWHC045-04 | Res Central Furnace Only - Fuel Sub - Panel Upgrade - Marine ¦ SCG ¦ Marine | Res Central Furnace Only - Fuel Sub - Panel Upgrade - Marine | 0.40939 | 0.53 | 0 | RASS 2019 | 1765.3145 | 2032 | 1 | SWHC045
RES-HVAC-FS-PU-24.8 | Res ¦ Res Furnace Heat Pump Heating Only (SEER2 16.9) - Fuel Sub - Panel Upgrade - Marine ¦ SCG ¦ Marine | Res ¦ Res Furnace Heat Pump Heating Only (SEER2 16.9) - Fuel Sub - Panel Upgrade - Marine | SCG ¦ Marine | SCG | All | Electric & Gas | Res Furnace Heat Pump Heating Only (SEER2 16.9) - Fuel Sub | Efficient |  |  | 1 | Conventional | HVAC | Res - Multi Family | Res | ROB Only | 1 | Residential Households | household | 23 | DEER:HVAC_Eff_AC | 876 | 0 | -65.2 | SWHC045-04 | 9017.9 | 2024 | 949.5 | 2024 | 2349.1721 | -340.3 | SWHC045-04 | Res Central Furnace Only - Fuel Sub - Panel Upgrade - Marine ¦ SCG ¦ Marine | Res Central Furnace Only - Fuel Sub - Panel Upgrade - Marine | 0.18899 | 0.53 | 0 | RASS 2019 | 0 | 2012 | 1 | SWHC045
RES-HVAC-FS-PU-24.9 | Res ¦ Res Furnace Heat Pump Heating Only (SEER2 16.9) - Fuel Sub - Panel Upgrade - Hot-Dry ¦ SCG ¦ Hot-Dry | Res ¦ Res Furnace Heat Pump Heating Only (SEER2 16.9) - Fuel Sub - Panel Upgrade - Hot-Dry | SCG ¦ Hot-Dry | SCG | All | Electric & Gas | Res Furnace Heat Pump Heating Only (SEER2 16.9) - Fuel Sub | Efficient |  |  | 1 | Conventional | HVAC | Res - Single Family | Res | ROB Only | 1 | Residential Households | household | 23 | DEER:HVAC_Eff_AC | 2938.2188 | 0 | -156.9156 | SWHC045-04 | 23742.4398 | 2024 | 2499.8555 | 2024 | 2349.1721 | -895.9461 | SWHC045-04 | Res Central Furnace Only - Fuel Sub - Panel Upgrade - Hot-Dry ¦ SCG ¦ Hot-Dry | Res Central Furnace Only - Fuel Sub - Panel Upgrade - Hot-Dry | 0.053422 | 0.53 | 0 | RASS 2019 | 1765.3145 | 2032 | 1 | SWHC045
RES-HVAC-FS-PU-24.10 | Res ¦ Res Furnace Heat Pump Heating Only (SEER2 16.9) - Fuel Sub - Panel Upgrade - Hot-Dry ¦ SCG ¦ Hot-Dry | Res ¦ Res Furnace Heat Pump Heating Only (SEER2 16.9) - Fuel Sub - Panel Upgrade - Hot-Dry | SCG ¦ Hot-Dry | SCG | All | Electric & Gas | Res Furnace Heat Pump Heating Only (SEER2 16.9) - Fuel Sub | Efficient |  |  | 1 | Conventional | HVAC | Res - Multi Family | Res | ROB Only | 1 | Residential Households | household | 23 | DEER:HVAC_Eff_AC | 1028.125 | 0 | -46.875 | SWHC045-04 | 7045.2344 | 2024 | 741.7969 | 2024 | 2349.1721 | -265.8594 | SWHC045-04 | Res Central Furnace Only - Fuel Sub - Panel Upgrade - Hot-Dry ¦ SCG ¦ Hot-Dry | Res Central Furnace Only - Fuel Sub - Panel Upgrade - Hot-Dry | 0.023966 | 0.53 | 0 | RASS 2019 | 0 | 2012 | 1 | SWHC045
RES-HVAC-FS-PU-24.11 | Res ¦ Res Furnace Heat Pump Heating Only (SEER2 16.9) - Fuel Sub - Panel Upgrade - Cold ¦ SCG ¦ Cold | Res ¦ Res Furnace Heat Pump Heating Only (SEER2 16.9) - Fuel Sub - Panel Upgrade - Cold | SCG ¦ Cold | SCG | All | Electric & Gas | Res Furnace Heat Pump Heating Only (SEER2 16.9) - Fuel Sub | Efficient |  |  | 1 | Conventional | HVAC | Res - Single Family | Res | ROB Only | 1 | Residential Households | household | 23 | DEER:HVAC_Eff_AC | 6712.3438 | 0 | -297.825 | SWHC045-04 | 25433.2961 | 2024 | 2677.8867 | 2024 | 2349.1721 | -959.7523 | SWHC045-04 | Res Central Furnace Only - Fuel Sub - Panel Upgrade - Cold ¦ SCG ¦ Cold | Res Central Furnace Only - Fuel Sub - Panel Upgrade - Cold | 0.090455 | 0.53 | 0 | RASS 2019 | 1765.3145 | 2032 | 1 | SWHC045
RES-HVAC-FS-PU-24.12 | Res ¦ Res Furnace Heat Pump Heating Only (SEER2 16.9) - Fuel Sub - Panel Upgrade - Cold ¦ SCG ¦ Cold | Res ¦ Res Furnace Heat Pump Heating Only (SEER2 16.9) - Fuel Sub - Panel Upgrade - Cold | SCG ¦ Cold | SCG | All | Electric & Gas | Res Furnace Heat Pump Heating Only (SEER2 16.9) - Fuel Sub | Efficient |  |  | 1 | Conventional | HVAC | Res - Multi Family | Res | ROB Only | 1 | Residential Households | household | 23 | DEER:HVAC_Eff_AC | 1459.375 | 0 | -94.5312 | SWHC045-04 | 7045.2344 | 2024 | 741.7969 | 2024 | 2349.1721 | -265.8594 | SWHC045-04 | Res Central Furnace Only - Fuel Sub - Panel Upgrade - Cold ¦ SCG ¦ Cold | Res Central Furnace Only - Fuel Sub - Panel Upgrade - Cold | 0.017953 | 0.53 | 0 | RASS 2019 | 0 | 2012 | 1 | SWHC045
RES-HVAC-FS-PU-24.13 | Res ¦ Res Furnace Heat Pump Heating Only (SEER2 16.9) - Fuel Sub - Panel Upgrade - Marine ¦ SDG&E ¦ Marine | Res ¦ Res Furnace Heat Pump Heating Only (SEER2 16.9) - Fuel Sub - Panel Upgrade - Marine | SDG&E ¦ Marine | SDG&E | All | Electric & Gas | Res Furnace Heat Pump Heating Only (SEER2 16.9) - Fuel Sub | Efficient |  |  | 1 | Conventional | HVAC | Res - Single Family | Res | ROB Only | 1 | Residential Households | household | 23 | DEER:HVAC_Eff_AC | 2337.0781 | 0 | -179.8234 | SWHC045-04 | 28251.3898 | 2024 | 2974.6055 | 2024 | 2349.1721 | -1066.0961 | SWHC045-04 | Res Central Furnace Only - Fuel Sub - Panel Upgrade - Marine ¦ SDG&E ¦ Marine | Res Central Furnace Only - Fuel Sub - Panel Upgrade - Marine | 0.15258 | 0.53 | 0 | RASS 2019 | 1765.3145 | 2032 | 1 | SWHC045
RES-HVAC-FS-PU-24.14 | Res ¦ Res Furnace Heat Pump Heating Only (SEER2 16.9) - Fuel Sub - Panel Upgrade - Marine ¦ SDG&E ¦ Marine | Res ¦ Res Furnace Heat Pump Heating Only (SEER2 16.9) - Fuel Sub - Panel Upgrade - Marine | SDG&E ¦ Marine | SDG&E | All | Electric & Gas | Res Furnace Heat Pump Heating Only (SEER2 16.9) - Fuel Sub | Efficient |  |  | 1 | Conventional | HVAC | Res - Multi Family | Res | ROB Only | 1 | Residential Households | household | 23 | DEER:HVAC_Eff_AC | 876 | 0 | -65.2 | SWHC045-04 | 9017.9 | 2024 | 949.5 | 2024 | 2349.1721 | -340.3 | SWHC045-04 | Res Central Furnace Only - Fuel Sub - Panel Upgrade - Marine ¦ SDG&E ¦ Marine | Res Central Furnace Only - Fuel Sub - Panel Upgrade - Marine | 0.29631 | 0.53 | 0 | RASS 2019 | 0 | 2012 | 1 | SWHC045
RES-HVAC-FS-PU-24.15 | Res ¦ Res Furnace Heat Pump Heating Only (SEER2 16.9) - Fuel Sub - Panel Upgrade - Hot-Dry ¦ SDG&E ¦ Hot-Dry | Res ¦ Res Furnace Heat Pump Heating Only (SEER2 16.9) - Fuel Sub - Panel Upgrade - Hot-Dry | SDG&E ¦ Hot-Dry | SDG&E | All | Electric & Gas | Res Furnace Heat Pump Heating Only (SEER2 16.9) - Fuel Sub | Efficient |  |  | 1 | Conventional | HVAC | Res - Single Family | Res | ROB Only | 1 | Residential Households | household | 23 | DEER:HVAC_Eff_AC | 2051.3906 | 0 | -178.0547 | SWHC045-04 | 22615.2023 | 2024 | 2381.168 | 2024 | 2349.1721 | -853.4086 | SWHC045-04 | Res Central Furnace Only - Fuel Sub - Panel Upgrade - Hot-Dry ¦ SDG&E ¦ Hot-Dry | Res Central Furnace Only - Fuel Sub - Panel Upgrade - Hot-Dry | 0.17372 | 0.53 | 0 | RASS 2019 | 1765.3145 | 2032 | 1 | SWHC045
RES-HVAC-FS-PU-24.16 | Res ¦ Res Furnace Heat Pump Heating Only (SEER2 16.9) - Fuel Sub - Panel Upgrade - Hot-Dry ¦ SDG&E ¦ Hot-Dry | Res ¦ Res Furnace Heat Pump Heating Only (SEER2 16.9) - Fuel Sub - Panel Upgrade - Hot-Dry | SDG&E ¦ Hot-Dry | SDG&E | All | Electric & Gas | Res Furnace Heat Pump Heating Only (SEER2 16.9) - Fuel Sub | Efficient |  |  | 1 | Conventional | HVAC | Res - Multi Family | Res | ROB Only | 1 | Residential Households | household | 23 | DEER:HVAC_Eff_AC | 678.1406 | 0 | -60.1828 | SWHC045-04 | 7820.2102 | 2024 | 823.3945 | 2024 | 2349.1721 | -295.1039 | SWHC045-04 | Res Central Furnace Only - Fuel Sub - Panel Upgrade - Hot-Dry ¦ SDG&E ¦ Hot-Dry | Res Central Furnace Only - Fuel Sub - Panel Upgrade - Hot-Dry | 0.053553 | 0.53 | 0 | RASS 2019 | 0 | 2012 | 1 | SWHC045
RES-HVAC-FS-PU-25.1 | Res ¦ Res Furnace Heat Pump Heating Only (SEER2 17.8) - Fuel Sub - Panel Upgrade - Marine ¦ PG&E ¦ Marine | Res ¦ Res Furnace Heat Pump Heating Only (SEER2 17.8) - Fuel Sub - Panel Upgrade - Marine | PG&E ¦ Marine | PG&E | All | Electric & Gas | Res Furnace Heat Pump Heating Only (SEER2 17.8) - Fuel Sub | Efficient |  |  | 1 | Conventional | HVAC | Res - Single Family | Res | ROB Only | 1 | Residential Households | household | 23 | DEER:HVAC_Eff_AC | 2745.5 | 0 | -257.8953 | SWHC045-04 | 23997.1841 | 2024 | 2396.0039 | 2024 | 2349.1721 | -858.7258 | SWHC045-04 | Res Central Furnace Only - Fuel Sub - Panel Upgrade - Marine ¦ PG&E ¦ Marine | Res Central Furnace Only - Fuel Sub - Panel Upgrade - Marine | 0.37466 | 0.53 | 0 | RASS 2019 | 1765.3145 | 2032 | 1 | SWHC045
RES-HVAC-FS-PU-25.2 | Res ¦ Res Furnace Heat Pump Heating Only (SEER2 17.8) - Fuel Sub - Panel Upgrade - Marine ¦ PG&E ¦ Marine | Res ¦ Res Furnace Heat Pump Heating Only (SEER2 17.8) - Fuel Sub - Panel Upgrade - Marine | PG&E ¦ Marine | PG&E | All | Electric & Gas | Res Furnace Heat Pump Heating Only (SEER2 17.8) - Fuel Sub | Efficient |  |  | 1 | Conventional | HVAC | Res - Multi Family | Res | ROB Only | 1 | Residential Households | household | 23 | DEER:HVAC_Eff_AC | 771.875 | 0 | -66.25 | SWHC045-04 | 7429.4687 | 2024 | 741.7969 | 2024 | 2349.1721 | -265.8594 | SWHC045-04 | Res Central Furnace Only - Fuel Sub - Panel Upgrade - Marine ¦ PG&E ¦ Marine | Res Central Furnace Only - Fuel Sub - Panel Upgrade - Marine | 0.22588 | 0.53 | 0 | RASS 2019 | 0 | 2012 | 1 | SWHC045
RES-HVAC-FS-PU-25.3 | Res ¦ Res Furnace Heat Pump Heating Only (SEER2 17.8) - Fuel Sub - Panel Upgrade - Hot-Dry ¦ PG&E ¦ Hot-Dry | Res ¦ Res Furnace Heat Pump Heating Only (SEER2 17.8) - Fuel Sub - Panel Upgrade - Hot-Dry | PG&E ¦ Hot-Dry | PG&E | All | Electric & Gas | Res Furnace Heat Pump Heating Only (SEER2 17.8) - Fuel Sub | Efficient |  |  | 1 | Conventional | HVAC | Res - Single Family | Res | ROB Only | 1 | Residential Households | household | 23 | DEER:HVAC_Eff_AC | 3338.3594 | 0 | -218.8266 | SWHC045-04 | 18350.7878 | 2024 | 1832.2383 | 2024 | 2349.1721 | -656.6727 | SWHC045-04 | Res Central Furnace Only - Fuel Sub - Panel Upgrade - Hot-Dry ¦ PG&E ¦ Hot-Dry | Res Central Furnace Only - Fuel Sub - Panel Upgrade - Hot-Dry | 0.048829 | 0.53 | 0 | RASS 2019 | 1765.3145 | 2032 | 1 | SWHC045
RES-HVAC-FS-PU-25.4 | Res ¦ Res Furnace Heat Pump Heating Only (SEER2 17.8) - Fuel Sub - Panel Upgrade - Hot-Dry ¦ PG&E ¦ Hot-Dry | Res ¦ Res Furnace Heat Pump Heating Only (SEER2 17.8) - Fuel Sub - Panel Upgrade - Hot-Dry | PG&E ¦ Hot-Dry | PG&E | All | Electric & Gas | Res Furnace Heat Pump Heating Only (SEER2 17.8) - Fuel Sub | Efficient |  |  | 1 | Conventional | HVAC | Res - Multi Family | Res | ROB Only | 1 | Residential Households | household | 23 | DEER:HVAC_Eff_AC | 868.75 | 0 | -59.6875 | SWHC045-04 | 7429.4687 | 2024 | 741.7969 | 2024 | 2349.1721 | -265.8594 | SWHC045-04 | Res Central Furnace Only - Fuel Sub - Panel Upgrade - Hot-Dry ¦ PG&E ¦ Hot-Dry | Res Central Furnace Only - Fuel Sub - Panel Upgrade - Hot-Dry | 0.033189 | 0.53 | 0 | RASS 2019 | 0 | 2012 | 1 | SWHC045
RES-HVAC-FS-PU-25.5 | Res ¦ Res Furnace Heat Pump Heating Only (SEER2 17.8) - Fuel Sub - Panel Upgrade - Cold ¦ PG&E ¦ Cold | Res ¦ Res Furnace Heat Pump Heating Only (SEER2 17.8) - Fuel Sub - Panel Upgrade - Cold | PG&E ¦ Cold | PG&E | All | Electric & Gas | Res Furnace Heat Pump Heating Only (SEER2 17.8) - Fuel Sub | Efficient |  |  | 1 | Conventional | HVAC | Res - Single Family | Res | ROB Only | 1 | Residential Households | household | 23 | DEER:HVAC_Eff_AC | 6599.5312 | 0 | -297.825 | SWHC045-04 | 26820.3822 | 2024 | 2677.8867 | 2024 | 2349.1721 | -959.7523 | SWHC045-04 | Res Central Furnace Only - Fuel Sub - Panel Upgrade - Cold ¦ PG&E ¦ Cold | Res Central Furnace Only - Fuel Sub - Panel Upgrade - Cold | 0.0077842 | 0.53 | 0 | RASS 2019 | 1765.3145 | 2032 | 1 | SWHC045
RES-HVAC-FS-PU-25.6 | Res ¦ Res Furnace Heat Pump Heating Only (SEER2 17.8) - Fuel Sub - Panel Upgrade - Cold ¦ PG&E ¦ Cold | Res ¦ Res Furnace Heat Pump Heating Only (SEER2 17.8) - Fuel Sub - Panel Upgrade - Cold | PG&E ¦ Cold | PG&E | All | Electric & Gas | Res Furnace Heat Pump Heating Only (SEER2 17.8) - Fuel Sub | Efficient |  |  | 1 | Conventional | HVAC | Res - Multi Family | Res | ROB Only | 1 | Residential Households | household | 23 | DEER:HVAC_Eff_AC | 1429.6875 | 0 | -94.5312 | SWHC045-04 | 7429.4687 | 2024 | 741.7969 | 2024 | 2349.1721 | -265.8594 | SWHC045-04 | Res Central Furnace Only - Fuel Sub - Panel Upgrade - Cold ¦ PG&E ¦ Cold | Res Central Furnace Only - Fuel Sub - Panel Upgrade - Cold | 0.017953 | 0.53 | 0 | RASS 2019 | 0 | 2012 | 1 | SWHC045
RES-HVAC-FS-PU-25.7 | Res ¦ Res Furnace Heat Pump Heating Only (SEER2 17.8) - Fuel Sub - Panel Upgrade - Marine ¦ SCG ¦ Marine | Res ¦ Res Furnace Heat Pump Heating Only (SEER2 17.8) - Fuel Sub - Panel Upgrade - Marine | SCG ¦ Marine | SCG | All | Electric & Gas | Res Furnace Heat Pump Heating Only (SEER2 17.8) - Fuel Sub | Efficient |  |  | 1 | Conventional | HVAC | Res - Single Family | Res | ROB Only | 1 | Residential Households | household | 23 | DEER:HVAC_Eff_AC | 2274.4219 | 0 | -179.8234 | SWHC045-04 | 29792.1697 | 2024 | 2974.6055 | 2024 | 2349.1721 | -1066.0961 | SWHC045-04 | Res Central Furnace Only - Fuel Sub - Panel Upgrade - Marine ¦ SCG ¦ Marine | Res Central Furnace Only - Fuel Sub - Panel Upgrade - Marine | 0.40939 | 0.53 | 0 | RASS 2019 | 1765.3145 | 2032 | 1 | SWHC045
RES-HVAC-FS-PU-25.8 | Res ¦ Res Furnace Heat Pump Heating Only (SEER2 17.8) - Fuel Sub - Panel Upgrade - Marine ¦ SCG ¦ Marine | Res ¦ Res Furnace Heat Pump Heating Only (SEER2 17.8) - Fuel Sub - Panel Upgrade - Marine | SCG ¦ Marine | SCG | All | Electric & Gas | Res Furnace Heat Pump Heating Only (SEER2 17.8) - Fuel Sub | Efficient |  |  | 1 | Conventional | HVAC | Res - Multi Family | Res | ROB Only | 1 | Residential Households | household | 23 | DEER:HVAC_Eff_AC | 862 | 0 | -65.2 | SWHC045-04 | 9509.72 | 2024 | 949.5 | 2024 | 2349.1721 | -340.3 | SWHC045-04 | Res Central Furnace Only - Fuel Sub - Panel Upgrade - Marine ¦ SCG ¦ Marine | Res Central Furnace Only - Fuel Sub - Panel Upgrade - Marine | 0.18899 | 0.53 | 0 | RASS 2019 | 0 | 2012 | 1 | SWHC045
RES-HVAC-FS-PU-25.9 | Res ¦ Res Furnace Heat Pump Heating Only (SEER2 17.8) - Fuel Sub - Panel Upgrade - Hot-Dry ¦ SCG ¦ Hot-Dry | Res ¦ Res Furnace Heat Pump Heating Only (SEER2 17.8) - Fuel Sub - Panel Upgrade - Hot-Dry | SCG ¦ Hot-Dry | SCG | All | Electric & Gas | Res Furnace Heat Pump Heating Only (SEER2 17.8) - Fuel Sub | Efficient |  |  | 1 | Conventional | HVAC | Res - Single Family | Res | ROB Only | 1 | Residential Households | household | 23 | DEER:HVAC_Eff_AC | 2890.8281 | 0 | -156.9156 | SWHC045-04 | 25037.3097 | 2024 | 2499.8555 | 2024 | 2349.1721 | -895.9461 | SWHC045-04 | Res Central Furnace Only - Fuel Sub - Panel Upgrade - Hot-Dry ¦ SCG ¦ Hot-Dry | Res Central Furnace Only - Fuel Sub - Panel Upgrade - Hot-Dry | 0.053422 | 0.53 | 0 | RASS 2019 | 1765.3145 | 2032 | 1 | SWHC045
RES-HVAC-FS-PU-25.10 | Res ¦ Res Furnace Heat Pump Heating Only (SEER2 17.8) - Fuel Sub - Panel Upgrade - Hot-Dry ¦ SCG ¦ Hot-Dry | Res ¦ Res Furnace Heat Pump Heating Only (SEER2 17.8) - Fuel Sub - Panel Upgrade - Hot-Dry | SCG ¦ Hot-Dry | SCG | All | Electric & Gas | Res Furnace Heat Pump Heating Only (SEER2 17.8) - Fuel Sub | Efficient |  |  | 1 | Conventional | HVAC | Res - Multi Family | Res | ROB Only | 1 | Residential Households | household | 23 | DEER:HVAC_Eff_AC | 998.4375 | 0 | -46.875 | SWHC045-04 | 7429.4687 | 2024 | 741.7969 | 2024 | 2349.1721 | -265.8594 | SWHC045-04 | Res Central Furnace Only - Fuel Sub - Panel Upgrade - Hot-Dry ¦ SCG ¦ Hot-Dry | Res Central Furnace Only - Fuel Sub - Panel Upgrade - Hot-Dry | 0.023966 | 0.53 | 0 | RASS 2019 | 0 | 2012 | 1 | SWHC045
RES-HVAC-FS-PU-25.11 | Res ¦ Res Furnace Heat Pump Heating Only (SEER2 17.8) - Fuel Sub - Panel Upgrade - Cold ¦ SCG ¦ Cold | Res ¦ Res Furnace Heat Pump Heating Only (SEER2 17.8) - Fuel Sub - Panel Upgrade - Cold | SCG ¦ Cold | SCG | All | Electric & Gas | Res Furnace Heat Pump Heating Only (SEER2 17.8) - Fuel Sub | Efficient |  |  | 1 | Conventional | HVAC | Res - Single Family | Res | ROB Only | 1 | Residential Households | household | 23 | DEER:HVAC_Eff_AC | 6599.5312 | 0 | -297.825 | SWHC045-04 | 26820.3822 | 2024 | 2677.8867 | 2024 | 2349.1721 | -959.7523 | SWHC045-04 | Res Central Furnace Only - Fuel Sub - Panel Upgrade - Cold ¦ SCG ¦ Cold | Res Central Furnace Only - Fuel Sub - Panel Upgrade - Cold | 0.090455 | 0.53 | 0 | RASS 2019 | 1765.3145 | 2032 | 1 | SWHC045
RES-HVAC-FS-PU-25.12 | Res ¦ Res Furnace Heat Pump Heating Only (SEER2 17.8) - Fuel Sub - Panel Upgrade - Cold ¦ SCG ¦ Cold | Res ¦ Res Furnace Heat Pump Heating Only (SEER2 17.8) - Fuel Sub - Panel Upgrade - Cold | SCG ¦ Cold | SCG | All | Electric & Gas | Res Furnace Heat Pump Heating Only (SEER2 17.8) - Fuel Sub | Efficient |  |  | 1 | Conventional | HVAC | Res - Multi Family | Res | ROB Only | 1 | Residential Households | household | 23 | DEER:HVAC_Eff_AC | 1429.6875 | 0 | -94.5312 | SWHC045-04 | 7429.4687 | 2024 | 741.7969 | 2024 | 2349.1721 | -265.8594 | SWHC045-04 | Res Central Furnace Only - Fuel Sub - Panel Upgrade - Cold ¦ SCG ¦ Cold | Res Central Furnace Only - Fuel Sub - Panel Upgrade - Cold | 0.017953 | 0.53 | 0 | RASS 2019 | 0 | 2012 | 1 | SWHC045
RES-HVAC-FS-PU-25.13 | Res ¦ Res Furnace Heat Pump Heating Only (SEER2 17.8) - Fuel Sub - Panel Upgrade - Marine ¦ SDG&E ¦ Marine | Res ¦ Res Furnace Heat Pump Heating Only (SEER2 17.8) - Fuel Sub - Panel Upgrade - Marine | SDG&E ¦ Marine | SDG&E | All | Electric & Gas | Res Furnace Heat Pump Heating Only (SEER2 17.8) - Fuel Sub | Efficient |  |  | 1 | Conventional | HVAC | Res - Single Family | Res | ROB Only | 1 | Residential Households | household | 23 | DEER:HVAC_Eff_AC | 2274.4219 | 0 | -179.8234 | SWHC045-04 | 29792.1697 | 2024 | 2974.6055 | 2024 | 2349.1721 | -1066.0961 | SWHC045-04 | Res Central Furnace Only - Fuel Sub - Panel Upgrade - Marine ¦ SDG&E ¦ Marine | Res Central Furnace Only - Fuel Sub - Panel Upgrade - Marine | 0.15258 | 0.53 | 0 | RASS 2019 | 1765.3145 | 2032 | 1 | SWHC045
RES-HVAC-FS-PU-25.14 | Res ¦ Res Furnace Heat Pump Heating Only (SEER2 17.8) - Fuel Sub - Panel Upgrade - Marine ¦ SDG&E ¦ Marine | Res ¦ Res Furnace Heat Pump Heating Only (SEER2 17.8) - Fuel Sub - Panel Upgrade - Marine | SDG&E ¦ Marine | SDG&E | All | Electric & Gas | Res Furnace Heat Pump Heating Only (SEER2 17.8) - Fuel Sub | Efficient |  |  | 1 | Conventional | HVAC | Res - Multi Family | Res | ROB Only | 1 | Residential Households | household | 23 | DEER:HVAC_Eff_AC | 862 | 0 | -65.2 | SWHC045-04 | 9509.72 | 2024 | 949.5 | 2024 | 2349.1721 | -340.3 | SWHC045-04 | Res Central Furnace Only - Fuel Sub - Panel Upgrade - Marine ¦ SDG&E ¦ Marine | Res Central Furnace Only - Fuel Sub - Panel Upgrade - Marine | 0.29631 | 0.53 | 0 | RASS 2019 | 0 | 2012 | 1 | SWHC045
RES-HVAC-FS-PU-25.15 | Res ¦ Res Furnace Heat Pump Heating Only (SEER2 17.8) - Fuel Sub - Panel Upgrade - Hot-Dry ¦ SDG&E ¦ Hot-Dry | Res ¦ Res Furnace Heat Pump Heating Only (SEER2 17.8) - Fuel Sub - Panel Upgrade - Hot-Dry | SDG&E ¦ Hot-Dry | SDG&E | All | Electric & Gas | Res Furnace Heat Pump Heating Only (SEER2 17.8) - Fuel Sub | Efficient |  |  | 1 | Conventional | HVAC | Res - Single Family | Res | ROB Only | 1 | Residential Households | household | 23 | DEER:HVAC_Eff_AC | 2021.2969 | 0 | -178.0547 | SWHC045-04 | 23848.5947 | 2024 | 2381.168 | 2024 | 2349.1721 | -853.4086 | SWHC045-04 | Res Central Furnace Only - Fuel Sub - Panel Upgrade - Hot-Dry ¦ SDG&E ¦ Hot-Dry | Res Central Furnace Only - Fuel Sub - Panel Upgrade - Hot-Dry | 0.17372 | 0.53 | 0 | RASS 2019 | 1765.3145 | 2032 | 1 | SWHC045
RES-HVAC-FS-PU-25.16 | Res ¦ Res Furnace Heat Pump Heating Only (SEER2 17.8) - Fuel Sub - Panel Upgrade - Hot-Dry ¦ SDG&E ¦ Hot-Dry | Res ¦ Res Furnace Heat Pump Heating Only (SEER2 17.8) - Fuel Sub - Panel Upgrade - Hot-Dry | SDG&E ¦ Hot-Dry | SDG&E | All | Electric & Gas | Res Furnace Heat Pump Heating Only (SEER2 17.8) - Fuel Sub | Efficient |  |  | 1 | Conventional | HVAC | Res - Multi Family | Res | ROB Only | 1 | Residential Households | household | 23 | DEER:HVAC_Eff_AC | 664.2656 | 0 | -60.1828 | SWHC045-04 | 8246.7103 | 2024 | 823.3945 | 2024 | 2349.1721 | -295.1039 | SWHC045-04 | Res Central Furnace Only - Fuel Sub - Panel Upgrade - Hot-Dry ¦ SDG&E ¦ Hot-Dry | Res Central Furnace Only - Fuel Sub - Panel Upgrade - Hot-Dry | 0.053553 | 0.53 | 0 | RASS 2019 | 0 | 2012 | 1 | SWHC045
RES-HVAC-FS-PU-26.1 | Res ¦ Res Furnace Heat Pump Heating Only (SEER2 18.7) - Fuel Sub - Panel Upgrade - Marine ¦ PG&E ¦ Marine | Res ¦ Res Furnace Heat Pump Heating Only (SEER2 18.7) - Fuel Sub - Panel Upgrade - Marine | PG&E ¦ Marine | PG&E | All | Electric & Gas | Res Furnace Heat Pump Heating Only (SEER2 18.7) - Fuel Sub | Efficient |  |  | 1 | Conventional | HVAC | Res - Single Family | Res | ROB Only | 1 | Residential Households | household | 23 | DEER:HVAC_Eff_AC | 2609.2344 | 0 | -257.8953 | SWHC045-04 | 25238.2611 | 2024 | 2396.0039 | 2024 | 2349.1721 | -858.7258 | SWHC045-04 | Res Central Furnace Only - Fuel Sub - Panel Upgrade - Marine ¦ PG&E ¦ Marine | Res Central Furnace Only - Fuel Sub - Panel Upgrade - Marine | 0.37466 | 0.53 | 0 | RASS 2019 | 1765.3145 | 2032 | 1 | SWHC045
RES-HVAC-FS-PU-26.2 | Res ¦ Res Furnace Heat Pump Heating Only (SEER2 18.7) - Fuel Sub - Panel Upgrade - Marine ¦ PG&E ¦ Marine | Res ¦ Res Furnace Heat Pump Heating Only (SEER2 18.7) - Fuel Sub - Panel Upgrade - Marine | PG&E ¦ Marine | PG&E | All | Electric & Gas | Res Furnace Heat Pump Heating Only (SEER2 18.7) - Fuel Sub | Efficient |  |  | 1 | Conventional | HVAC | Res - Multi Family | Res | ROB Only | 1 | Residential Households | household | 23 | DEER:HVAC_Eff_AC | 740.625 | 0 | -66.25 | SWHC045-04 | 7813.7031 | 2024 | 741.7969 | 2024 | 2349.1721 | -265.8594 | SWHC045-04 | Res Central Furnace Only - Fuel Sub - Panel Upgrade - Marine ¦ PG&E ¦ Marine | Res Central Furnace Only - Fuel Sub - Panel Upgrade - Marine | 0.22588 | 0.53 | 0 | RASS 2019 | 0 | 2012 | 1 | SWHC045
RES-HVAC-FS-PU-26.3 | Res ¦ Res Furnace Heat Pump Heating Only (SEER2 18.7) - Fuel Sub - Panel Upgrade - Hot-Dry ¦ PG&E ¦ Hot-Dry | Res ¦ Res Furnace Heat Pump Heating Only (SEER2 18.7) - Fuel Sub - Panel Upgrade - Hot-Dry | PG&E ¦ Hot-Dry | PG&E | All | Electric & Gas | Res Furnace Heat Pump Heating Only (SEER2 18.7) - Fuel Sub | Efficient |  |  | 1 | Conventional | HVAC | Res - Single Family | Res | ROB Only | 1 | Residential Households | household | 23 | DEER:HVAC_Eff_AC | 3203.2812 | 0 | -218.8266 | SWHC045-04 | 19299.8467 | 2024 | 1832.2383 | 2024 | 2349.1721 | -656.6727 | SWHC045-04 | Res Central Furnace Only - Fuel Sub - Panel Upgrade - Hot-Dry ¦ PG&E ¦ Hot-Dry | Res Central Furnace Only - Fuel Sub - Panel Upgrade - Hot-Dry | 0.048829 | 0.53 | 0 | RASS 2019 | 1765.3145 | 2032 | 1 | SWHC045
RES-HVAC-FS-PU-26.4 | Res ¦ Res Furnace Heat Pump Heating Only (SEER2 18.7) - Fuel Sub - Panel Upgrade - Hot-Dry ¦ PG&E ¦ Hot-Dry | Res ¦ Res Furnace Heat Pump Heating Only (SEER2 18.7) - Fuel Sub - Panel Upgrade - Hot-Dry | PG&E ¦ Hot-Dry | PG&E | All | Electric & Gas | Res Furnace Heat Pump Heating Only (SEER2 18.7) - Fuel Sub | Efficient |  |  | 1 | Conventional | HVAC | Res - Multi Family | Res | ROB Only | 1 | Residential Households | household | 23 | DEER:HVAC_Eff_AC | 831.25 | 0 | -59.6875 | SWHC045-04 | 7813.7031 | 2024 | 741.7969 | 2024 | 2349.1721 | -265.8594 | SWHC045-04 | Res Central Furnace Only - Fuel Sub - Panel Upgrade - Hot-Dry ¦ PG&E ¦ Hot-Dry | Res Central Furnace Only - Fuel Sub - Panel Upgrade - Hot-Dry | 0.033189 | 0.53 | 0 | RASS 2019 | 0 | 2012 | 1 | SWHC045
RES-HVAC-FS-PU-26.5 | Res ¦ Res Furnace Heat Pump Heating Only (SEER2 18.7) - Fuel Sub - Panel Upgrade - Cold ¦ PG&E ¦ Cold | Res ¦ Res Furnace Heat Pump Heating Only (SEER2 18.7) - Fuel Sub - Panel Upgrade - Cold | PG&E ¦ Cold | PG&E | All | Electric & Gas | Res Furnace Heat Pump Heating Only (SEER2 18.7) - Fuel Sub | Efficient |  |  | 1 | Conventional | HVAC | Res - Single Family | Res | ROB Only | 1 | Residential Households | household | 23 | DEER:HVAC_Eff_AC | 6373.9062 | 0 | -297.825 | SWHC045-04 | 28207.4683 | 2024 | 2677.8867 | 2024 | 2349.1721 | -959.7523 | SWHC045-04 | Res Central Furnace Only - Fuel Sub - Panel Upgrade - Cold ¦ PG&E ¦ Cold | Res Central Furnace Only - Fuel Sub - Panel Upgrade - Cold | 0.0077842 | 0.53 | 0 | RASS 2019 | 1765.3145 | 2032 | 1 | SWHC045
RES-HVAC-FS-PU-26.6 | Res ¦ Res Furnace Heat Pump Heating Only (SEER2 18.7) - Fuel Sub - Panel Upgrade - Cold ¦ PG&E ¦ Cold | Res ¦ Res Furnace Heat Pump Heating Only (SEER2 18.7) - Fuel Sub - Panel Upgrade - Cold | PG&E ¦ Cold | PG&E | All | Electric & Gas | Res Furnace Heat Pump Heating Only (SEER2 18.7) - Fuel Sub | Efficient |  |  | 1 | Conventional | HVAC | Res - Multi Family | Res | ROB Only | 1 | Residential Households | household | 23 | DEER:HVAC_Eff_AC | 1378.125 | 0 | -94.5312 | SWHC045-04 | 7813.7031 | 2024 | 741.7969 | 2024 | 2349.1721 | -265.8594 | SWHC045-04 | Res Central Furnace Only - Fuel Sub - Panel Upgrade - Cold ¦ PG&E ¦ Cold | Res Central Furnace Only - Fuel Sub - Panel Upgrade - Cold | 0.017953 | 0.53 | 0 | RASS 2019 | 0 | 2012 | 1 | SWHC045
RES-HVAC-FS-PU-26.7 | Res ¦ Res Furnace Heat Pump Heating Only (SEER2 18.7) - Fuel Sub - Panel Upgrade - Marine ¦ SCG ¦ Marine | Res ¦ Res Furnace Heat Pump Heating Only (SEER2 18.7) - Fuel Sub - Panel Upgrade - Marine | SCG ¦ Marine | SCG | All | Electric & Gas | Res Furnace Heat Pump Heating Only (SEER2 18.7) - Fuel Sub | Efficient |  |  | 1 | Conventional | HVAC | Res - Single Family | Res | ROB Only | 1 | Residential Households | household | 23 | DEER:HVAC_Eff_AC | 2186.7031 | 0 | -179.8234 | SWHC045-04 | 31332.9495 | 2024 | 2974.6055 | 2024 | 2349.1721 | -1066.0961 | SWHC045-04 | Res Central Furnace Only - Fuel Sub - Panel Upgrade - Marine ¦ SCG ¦ Marine | Res Central Furnace Only - Fuel Sub - Panel Upgrade - Marine | 0.40939 | 0.53 | 0 | RASS 2019 | 1765.3145 | 2032 | 1 | SWHC045
RES-HVAC-FS-PU-26.8 | Res ¦ Res Furnace Heat Pump Heating Only (SEER2 18.7) - Fuel Sub - Panel Upgrade - Marine ¦ SCG ¦ Marine | Res ¦ Res Furnace Heat Pump Heating Only (SEER2 18.7) - Fuel Sub - Panel Upgrade - Marine | SCG ¦ Marine | SCG | All | Electric & Gas | Res Furnace Heat Pump Heating Only (SEER2 18.7) - Fuel Sub | Efficient |  |  | 1 | Conventional | HVAC | Res - Multi Family | Res | ROB Only | 1 | Residential Households | household | 23 | DEER:HVAC_Eff_AC | 818 | 0 | -65.2 | SWHC045-04 | 10001.54 | 2024 | 949.5 | 2024 | 2349.1721 | -340.3 | SWHC045-04 | Res Central Furnace Only - Fuel Sub - Panel Upgrade - Marine ¦ SCG ¦ Marine | Res Central Furnace Only - Fuel Sub - Panel Upgrade - Marine | 0.18899 | 0.53 | 0 | RASS 2019 | 0 | 2012 | 1 | SWHC045
RES-HVAC-FS-PU-26.9 | Res ¦ Res Furnace Heat Pump Heating Only (SEER2 18.7) - Fuel Sub - Panel Upgrade - Hot-Dry ¦ SCG ¦ Hot-Dry | Res ¦ Res Furnace Heat Pump Heating Only (SEER2 18.7) - Fuel Sub - Panel Upgrade - Hot-Dry | SCG ¦ Hot-Dry | SCG | All | Electric & Gas | Res Furnace Heat Pump Heating Only (SEER2 18.7) - Fuel Sub | Efficient |  |  | 1 | Conventional | HVAC | Res - Single Family | Res | ROB Only | 1 | Residential Households | household | 23 | DEER:HVAC_Eff_AC | 2764.4531 | 0 | -156.9156 | SWHC045-04 | 26332.1795 | 2024 | 2499.8555 | 2024 | 2349.1721 | -895.9461 | SWHC045-04 | Res Central Furnace Only - Fuel Sub - Panel Upgrade - Hot-Dry ¦ SCG ¦ Hot-Dry | Res Central Furnace Only - Fuel Sub - Panel Upgrade - Hot-Dry | 0.053422 | 0.53 | 0 | RASS 2019 | 1765.3145 | 2032 | 1 | SWHC045
RES-HVAC-FS-PU-26.10 | Res ¦ Res Furnace Heat Pump Heating Only (SEER2 18.7) - Fuel Sub - Panel Upgrade - Hot-Dry ¦ SCG ¦ Hot-Dry | Res ¦ Res Furnace Heat Pump Heating Only (SEER2 18.7) - Fuel Sub - Panel Upgrade - Hot-Dry | SCG ¦ Hot-Dry | SCG | All | Electric & Gas | Res Furnace Heat Pump Heating Only (SEER2 18.7) - Fuel Sub | Efficient |  |  | 1 | Conventional | HVAC | Res - Multi Family | Res | ROB Only | 1 | Residential Households | household | 23 | DEER:HVAC_Eff_AC | 967.1875 | 0 | -46.875 | SWHC045-04 | 7813.7031 | 2024 | 741.7969 | 2024 | 2349.1721 | -265.8594 | SWHC045-04 | Res Central Furnace Only - Fuel Sub - Panel Upgrade - Hot-Dry ¦ SCG ¦ Hot-Dry | Res Central Furnace Only - Fuel Sub - Panel Upgrade - Hot-Dry | 0.023966 | 0.53 | 0 | RASS 2019 | 0 | 2012 | 1 | SWHC045
RES-HVAC-FS-PU-26.11 | Res ¦ Res Furnace Heat Pump Heating Only (SEER2 18.7) - Fuel Sub - Panel Upgrade - Cold ¦ SCG ¦ Cold | Res ¦ Res Furnace Heat Pump Heating Only (SEER2 18.7) - Fuel Sub - Panel Upgrade - Cold | SCG ¦ Cold | SCG | All | Electric & Gas | Res Furnace Heat Pump Heating Only (SEER2 18.7) - Fuel Sub | Efficient |  |  | 1 | Conventional | HVAC | Res - Single Family | Res | ROB Only | 1 | Residential Households | household | 23 | DEER:HVAC_Eff_AC | 6373.9062 | 0 | -297.825 | SWHC045-04 | 28207.4683 | 2024 | 2677.8867 | 2024 | 2349.1721 | -959.7523 | SWHC045-04 | Res Central Furnace Only - Fuel Sub - Panel Upgrade - Cold ¦ SCG ¦ Cold | Res Central Furnace Only - Fuel Sub - Panel Upgrade - Cold | 0.090455 | 0.53 | 0 | RASS 2019 | 1765.3145 | 2032 | 1 | SWHC045
RES-HVAC-FS-PU-26.12 | Res ¦ Res Furnace Heat Pump Heating Only (SEER2 18.7) - Fuel Sub - Panel Upgrade - Cold ¦ SCG ¦ Cold | Res ¦ Res Furnace Heat Pump Heating Only (SEER2 18.7) - Fuel Sub - Panel Upgrade - Cold | SCG ¦ Cold | SCG | All | Electric & Gas | Res Furnace Heat Pump Heating Only (SEER2 18.7) - Fuel Sub | Efficient |  |  | 1 | Conventional | HVAC | Res - Multi Family | Res | ROB Only | 1 | Residential Households | household | 23 | DEER:HVAC_Eff_AC | 1378.125 | 0 | -94.5312 | SWHC045-04 | 7813.7031 | 2024 | 741.7969 | 2024 | 2349.1721 | -265.8594 | SWHC045-04 | Res Central Furnace Only - Fuel Sub - Panel Upgrade - Cold ¦ SCG ¦ Cold | Res Central Furnace Only - Fuel Sub - Panel Upgrade - Cold | 0.017953 | 0.53 | 0 | RASS 2019 | 0 | 2012 | 1 | SWHC045
RES-HVAC-FS-PU-26.13 | Res ¦ Res Furnace Heat Pump Heating Only (SEER2 18.7) - Fuel Sub - Panel Upgrade - Marine ¦ SDG&E ¦ Marine | Res ¦ Res Furnace Heat Pump Heating Only (SEER2 18.7) - Fuel Sub - Panel Upgrade - Marine | SDG&E ¦ Marine | SDG&E | All | Electric & Gas | Res Furnace Heat Pump Heating Only (SEER2 18.7) - Fuel Sub | Efficient |  |  | 1 | Conventional | HVAC | Res - Single Family | Res | ROB Only | 1 | Residential Households | household | 23 | DEER:HVAC_Eff_AC | 2186.7031 | 0 | -179.8234 | SWHC045-04 | 31332.9495 | 2024 | 2974.6055 | 2024 | 2349.1721 | -1066.0961 | SWHC045-04 | Res Central Furnace Only - Fuel Sub - Panel Upgrade - Marine ¦ SDG&E ¦ Marine | Res Central Furnace Only - Fuel Sub - Panel Upgrade - Marine | 0.15258 | 0.53 | 0 | RASS 2019 | 1765.3145 | 2032 | 1 | SWHC045
RES-HVAC-FS-PU-26.14 | Res ¦ Res Furnace Heat Pump Heating Only (SEER2 18.7) - Fuel Sub - Panel Upgrade - Marine ¦ SDG&E ¦ Marine | Res ¦ Res Furnace Heat Pump Heating Only (SEER2 18.7) - Fuel Sub - Panel Upgrade - Marine | SDG&E ¦ Marine | SDG&E | All | Electric & Gas | Res Furnace Heat Pump Heating Only (SEER2 18.7) - Fuel Sub | Efficient |  |  | 1 | Conventional | HVAC | Res - Multi Family | Res | ROB Only | 1 | Residential Households | household | 23 | DEER:HVAC_Eff_AC | 818 | 0 | -65.2 | SWHC045-04 | 10001.54 | 2024 | 949.5 | 2024 | 2349.1721 | -340.3 | SWHC045-04 | Res Central Furnace Only - Fuel Sub - Panel Upgrade - Marine ¦ SDG&E ¦ Marine | Res Central Furnace Only - Fuel Sub - Panel Upgrade - Marine | 0.29631 | 0.53 | 0 | RASS 2019 | 0 | 2012 | 1 | SWHC045
RES-HVAC-FS-PU-26.15 | Res ¦ Res Furnace Heat Pump Heating Only (SEER2 18.7) - Fuel Sub - Panel Upgrade - Hot-Dry ¦ SDG&E ¦ Hot-Dry | Res ¦ Res Furnace Heat Pump Heating Only (SEER2 18.7) - Fuel Sub - Panel Upgrade - Hot-Dry | SDG&E ¦ Hot-Dry | SDG&E | All | Electric & Gas | Res Furnace Heat Pump Heating Only (SEER2 18.7) - Fuel Sub | Efficient |  |  | 1 | Conventional | HVAC | Res - Single Family | Res | ROB Only | 1 | Residential Households | household | 23 | DEER:HVAC_Eff_AC | 1926 | 0 | -178.0547 | SWHC045-04 | 25081.987 | 2024 | 2381.168 | 2024 | 2349.1721 | -853.4086 | SWHC045-04 | Res Central Furnace Only - Fuel Sub - Panel Upgrade - Hot-Dry ¦ SDG&E ¦ Hot-Dry | Res Central Furnace Only - Fuel Sub - Panel Upgrade - Hot-Dry | 0.17372 | 0.53 | 0 | RASS 2019 | 1765.3145 | 2032 | 1 | SWHC045
RES-HVAC-FS-PU-26.16 | Res ¦ Res Furnace Heat Pump Heating Only (SEER2 18.7) - Fuel Sub - Panel Upgrade - Hot-Dry ¦ SDG&E ¦ Hot-Dry | Res ¦ Res Furnace Heat Pump Heating Only (SEER2 18.7) - Fuel Sub - Panel Upgrade - Hot-Dry | SDG&E ¦ Hot-Dry | SDG&E | All | Electric & Gas | Res Furnace Heat Pump Heating Only (SEER2 18.7) - Fuel Sub | Efficient |  |  | 1 | Conventional | HVAC | Res - Multi Family | Res | ROB Only | 1 | Residential Households | household | 23 | DEER:HVAC_Eff_AC | 648.6562 | 0 | -60.1828 | SWHC045-04 | 8673.2105 | 2024 | 823.3945 | 2024 | 2349.1721 | -295.1039 | SWHC045-04 | Res Central Furnace Only - Fuel Sub - Panel Upgrade - Hot-Dry ¦ SDG&E ¦ Hot-Dry | Res Central Furnace Only - Fuel Sub - Panel Upgrade - Hot-Dry | 0.053553 | 0.53 | 0 | RASS 2019 | 0 | 2012 | 1 | SWHC045
RES-HVAC-FS-PU-27.1 | Res ¦ Res Furnace Heat Pump Heating Only (SEER2 19.6) - Fuel Sub - Panel Upgrade - Marine ¦ PG&E ¦ Marine | Res ¦ Res Furnace Heat Pump Heating Only (SEER2 19.6) - Fuel Sub - Panel Upgrade - Marine | PG&E ¦ Marine | PG&E | All | Electric & Gas | Res Furnace Heat Pump Heating Only (SEER2 19.6) - Fuel Sub | Efficient |  |  | 1 | Conventional | HVAC | Res - Single Family | Res | ROB Only | 1 | Residential Households | household | 23 | DEER:HVAC_Eff_AC | 2478.0156 | 0 | -257.8953 | SWHC045-04 | 26479.3381 | 2024 | 2396.0039 | 2024 | 2349.1721 | -858.7258 | SWHC045-04 | Res Central Furnace Only - Fuel Sub - Panel Upgrade - Marine ¦ PG&E ¦ Marine | Res Central Furnace Only - Fuel Sub - Panel Upgrade - Marine | 0.37466 | 0.53 | 0 | RASS 2019 | 1765.3145 | 2032 | 1 | SWHC045
RES-HVAC-FS-PU-27.2 | Res ¦ Res Furnace Heat Pump Heating Only (SEER2 19.6) - Fuel Sub - Panel Upgrade - Marine ¦ PG&E ¦ Marine | Res ¦ Res Furnace Heat Pump Heating Only (SEER2 19.6) - Fuel Sub - Panel Upgrade - Marine | PG&E ¦ Marine | PG&E | All | Electric & Gas | Res Furnace Heat Pump Heating Only (SEER2 19.6) - Fuel Sub | Efficient |  |  | 1 | Conventional | HVAC | Res - Multi Family | Res | ROB Only | 1 | Residential Households | household | 23 | DEER:HVAC_Eff_AC | 710.9375 | 0 | -66.25 | SWHC045-04 | 8197.9375 | 2024 | 741.7969 | 2024 | 2349.1721 | -265.8594 | SWHC045-04 | Res Central Furnace Only - Fuel Sub - Panel Upgrade - Marine ¦ PG&E ¦ Marine | Res Central Furnace Only - Fuel Sub - Panel Upgrade - Marine | 0.22588 | 0.53 | 0 | RASS 2019 | 0 | 2012 | 1 | SWHC045
RES-HVAC-FS-PU-27.3 | Res ¦ Res Furnace Heat Pump Heating Only (SEER2 19.6) - Fuel Sub - Panel Upgrade - Hot-Dry ¦ PG&E ¦ Hot-Dry | Res ¦ Res Furnace Heat Pump Heating Only (SEER2 19.6) - Fuel Sub - Panel Upgrade - Hot-Dry | PG&E ¦ Hot-Dry | PG&E | All | Electric & Gas | Res Furnace Heat Pump Heating Only (SEER2 19.6) - Fuel Sub | Efficient |  |  | 1 | Conventional | HVAC | Res - Single Family | Res | ROB Only | 1 | Residential Households | household | 23 | DEER:HVAC_Eff_AC | 3052.7656 | 0 | -218.8266 | SWHC045-04 | 20248.9056 | 2024 | 1832.2383 | 2024 | 2349.1721 | -656.6727 | SWHC045-04 | Res Central Furnace Only - Fuel Sub - Panel Upgrade - Hot-Dry ¦ PG&E ¦ Hot-Dry | Res Central Furnace Only - Fuel Sub - Panel Upgrade - Hot-Dry | 0.048829 | 0.53 | 0 | RASS 2019 | 1765.3145 | 2032 | 1 | SWHC045
RES-HVAC-FS-PU-27.4 | Res ¦ Res Furnace Heat Pump Heating Only (SEER2 19.6) - Fuel Sub - Panel Upgrade - Hot-Dry ¦ PG&E ¦ Hot-Dry | Res ¦ Res Furnace Heat Pump Heating Only (SEER2 19.6) - Fuel Sub - Panel Upgrade - Hot-Dry | PG&E ¦ Hot-Dry | PG&E | All | Electric & Gas | Res Furnace Heat Pump Heating Only (SEER2 19.6) - Fuel Sub | Efficient |  |  | 1 | Conventional | HVAC | Res - Multi Family | Res | ROB Only | 1 | Residential Households | household | 23 | DEER:HVAC_Eff_AC | 803.125 | 0 | -59.6875 | SWHC045-04 | 8197.9375 | 2024 | 741.7969 | 2024 | 2349.1721 | -265.8594 | SWHC045-04 | Res Central Furnace Only - Fuel Sub - Panel Upgrade - Hot-Dry ¦ PG&E ¦ Hot-Dry | Res Central Furnace Only - Fuel Sub - Panel Upgrade - Hot-Dry | 0.033189 | 0.53 | 0 | RASS 2019 | 0 | 2012 | 1 | SWHC045
RES-HVAC-FS-PU-27.5 | Res ¦ Res Furnace Heat Pump Heating Only (SEER2 19.6) - Fuel Sub - Panel Upgrade - Cold ¦ PG&E ¦ Cold | Res ¦ Res Furnace Heat Pump Heating Only (SEER2 19.6) - Fuel Sub - Panel Upgrade - Cold | PG&E ¦ Cold | PG&E | All | Electric & Gas | Res Furnace Heat Pump Heating Only (SEER2 19.6) - Fuel Sub | Efficient |  |  | 1 | Conventional | HVAC | Res - Single Family | Res | ROB Only | 1 | Residential Households | household | 23 | DEER:HVAC_Eff_AC | 6091.875 | 0 | -297.825 | SWHC045-04 | 29594.5544 | 2024 | 2677.8867 | 2024 | 2349.1721 | -959.7523 | SWHC045-04 | Res Central Furnace Only - Fuel Sub - Panel Upgrade - Cold ¦ PG&E ¦ Cold | Res Central Furnace Only - Fuel Sub - Panel Upgrade - Cold | 0.0077842 | 0.53 | 0 | RASS 2019 | 1765.3145 | 2032 | 1 | SWHC045
RES-HVAC-FS-PU-27.6 | Res ¦ Res Furnace Heat Pump Heating Only (SEER2 19.6) - Fuel Sub - Panel Upgrade - Cold ¦ PG&E ¦ Cold | Res ¦ Res Furnace Heat Pump Heating Only (SEER2 19.6) - Fuel Sub - Panel Upgrade - Cold | PG&E ¦ Cold | PG&E | All | Electric & Gas | Res Furnace Heat Pump Heating Only (SEER2 19.6) - Fuel Sub | Efficient |  |  | 1 | Conventional | HVAC | Res - Multi Family | Res | ROB Only | 1 | Residential Households | household | 23 | DEER:HVAC_Eff_AC | 1328.125 | 0 | -94.5312 | SWHC045-04 | 8197.9375 | 2024 | 741.7969 | 2024 | 2349.1721 | -265.8594 | SWHC045-04 | Res Central Furnace Only - Fuel Sub - Panel Upgrade - Cold ¦ PG&E ¦ Cold | Res Central Furnace Only - Fuel Sub - Panel Upgrade - Cold | 0.017953 | 0.53 | 0 | RASS 2019 | 0 | 2012 | 1 | SWHC045
RES-HVAC-FS-PU-27.7 | Res ¦ Res Furnace Heat Pump Heating Only (SEER2 19.6) - Fuel Sub - Panel Upgrade - Marine ¦ SCG ¦ Marine | Res ¦ Res Furnace Heat Pump Heating Only (SEER2 19.6) - Fuel Sub - Panel Upgrade - Marine | SCG ¦ Marine | SCG | All | Electric & Gas | Res Furnace Heat Pump Heating Only (SEER2 19.6) - Fuel Sub | Efficient |  |  | 1 | Conventional | HVAC | Res - Single Family | Res | ROB Only | 1 | Residential Households | household | 23 | DEER:HVAC_Eff_AC | 2067.6562 | 0 | -179.8234 | SWHC045-04 | 32873.7294 | 2024 | 2974.6055 | 2024 | 2349.1721 | -1066.0961 | SWHC045-04 | Res Central Furnace Only - Fuel Sub - Panel Upgrade - Marine ¦ SCG ¦ Marine | Res Central Furnace Only - Fuel Sub - Panel Upgrade - Marine | 0.40939 | 0.53 | 0 | RASS 2019 | 1765.3145 | 2032 | 1 | SWHC045
RES-HVAC-FS-PU-27.8 | Res ¦ Res Furnace Heat Pump Heating Only (SEER2 19.6) - Fuel Sub - Panel Upgrade - Marine ¦ SCG ¦ Marine | Res ¦ Res Furnace Heat Pump Heating Only (SEER2 19.6) - Fuel Sub - Panel Upgrade - Marine | SCG ¦ Marine | SCG | All | Electric & Gas | Res Furnace Heat Pump Heating Only (SEER2 19.6) - Fuel Sub | Efficient |  |  | 1 | Conventional | HVAC | Res - Multi Family | Res | ROB Only | 1 | Residential Households | household | 23 | DEER:HVAC_Eff_AC | 788 | 0 | -65.2 | SWHC045-04 | 10493.36 | 2024 | 949.5 | 2024 | 2349.1721 | -340.3 | SWHC045-04 | Res Central Furnace Only - Fuel Sub - Panel Upgrade - Marine ¦ SCG ¦ Marine | Res Central Furnace Only - Fuel Sub - Panel Upgrade - Marine | 0.18899 | 0.53 | 0 | RASS 2019 | 0 | 2012 | 1 | SWHC045
RES-HVAC-FS-PU-27.9 | Res ¦ Res Furnace Heat Pump Heating Only (SEER2 19.6) - Fuel Sub - Panel Upgrade - Hot-Dry ¦ SCG ¦ Hot-Dry | Res ¦ Res Furnace Heat Pump Heating Only (SEER2 19.6) - Fuel Sub - Panel Upgrade - Hot-Dry | SCG ¦ Hot-Dry | SCG | All | Electric & Gas | Res Furnace Heat Pump Heating Only (SEER2 19.6) - Fuel Sub | Efficient |  |  | 1 | Conventional | HVAC | Res - Single Family | Res | ROB Only | 1 | Residential Households | household | 23 | DEER:HVAC_Eff_AC | 2643.3438 | 0 | -156.9156 | SWHC045-04 | 27627.0494 | 2024 | 2499.8555 | 2024 | 2349.1721 | -895.9461 | SWHC045-04 | Res Central Furnace Only - Fuel Sub - Panel Upgrade - Hot-Dry ¦ SCG ¦ Hot-Dry | Res Central Furnace Only - Fuel Sub - Panel Upgrade - Hot-Dry | 0.053422 | 0.53 | 0 | RASS 2019 | 1765.3145 | 2032 | 1 | SWHC045
RES-HVAC-FS-PU-27.10 | Res ¦ Res Furnace Heat Pump Heating Only (SEER2 19.6) - Fuel Sub - Panel Upgrade - Hot-Dry ¦ SCG ¦ Hot-Dry | Res ¦ Res Furnace Heat Pump Heating Only (SEER2 19.6) - Fuel Sub - Panel Upgrade - Hot-Dry | SCG ¦ Hot-Dry | SCG | All | Electric & Gas | Res Furnace Heat Pump Heating Only (SEER2 19.6) - Fuel Sub | Efficient |  |  | 1 | Conventional | HVAC | Res - Multi Family | Res | ROB Only | 1 | Residential Households | household | 23 | DEER:HVAC_Eff_AC | 926.5625 | 0 | -46.875 | SWHC045-04 | 8197.9375 | 2024 | 741.7969 | 2024 | 2349.1721 | -265.8594 | SWHC045-04 | Res Central Furnace Only - Fuel Sub - Panel Upgrade - Hot-Dry ¦ SCG ¦ Hot-Dry | Res Central Furnace Only - Fuel Sub - Panel Upgrade - Hot-Dry | 0.023966 | 0.53 | 0 | RASS 2019 | 0 | 2012 | 1 | SWHC045
RES-HVAC-FS-PU-27.11 | Res ¦ Res Furnace Heat Pump Heating Only (SEER2 19.6) - Fuel Sub - Panel Upgrade - Cold ¦ SCG ¦ Cold | Res ¦ Res Furnace Heat Pump Heating Only (SEER2 19.6) - Fuel Sub - Panel Upgrade - Cold | SCG ¦ Cold | SCG | All | Electric & Gas | Res Furnace Heat Pump Heating Only (SEER2 19.6) - Fuel Sub | Efficient |  |  | 1 | Conventional | HVAC | Res - Single Family | Res | ROB Only | 1 | Residential Households | household | 23 | DEER:HVAC_Eff_AC | 6091.875 | 0 | -297.825 | SWHC045-04 | 29594.5544 | 2024 | 2677.8867 | 2024 | 2349.1721 | -959.7523 | SWHC045-04 | Res Central Furnace Only - Fuel Sub - Panel Upgrade - Cold ¦ SCG ¦ Cold | Res Central Furnace Only - Fuel Sub - Panel Upgrade - Cold | 0.090455 | 0.53 | 0 | RASS 2019 | 1765.3145 | 2032 | 1 | SWHC045
RES-HVAC-FS-PU-27.12 | Res ¦ Res Furnace Heat Pump Heating Only (SEER2 19.6) - Fuel Sub - Panel Upgrade - Cold ¦ SCG ¦ Cold | Res ¦ Res Furnace Heat Pump Heating Only (SEER2 19.6) - Fuel Sub - Panel Upgrade - Cold | SCG ¦ Cold | SCG | All | Electric & Gas | Res Furnace Heat Pump Heating Only (SEER2 19.6) - Fuel Sub | Efficient |  |  | 1 | Conventional | HVAC | Res - Multi Family | Res | ROB Only | 1 | Residential Households | household | 23 | DEER:HVAC_Eff_AC | 1328.125 | 0 | -94.5312 | SWHC045-04 | 8197.9375 | 2024 | 741.7969 | 2024 | 2349.1721 | -265.8594 | SWHC045-04 | Res Central Furnace Only - Fuel Sub - Panel Upgrade - Cold ¦ SCG ¦ Cold | Res Central Furnace Only - Fuel Sub - Panel Upgrade - Cold | 0.017953 | 0.53 | 0 | RASS 2019 | 0 | 2012 | 1 | SWHC045
RES-HVAC-FS-PU-27.13 | Res ¦ Res Furnace Heat Pump Heating Only (SEER2 19.6) - Fuel Sub - Panel Upgrade - Marine ¦ SDG&E ¦ Marine | Res ¦ Res Furnace Heat Pump Heating Only (SEER2 19.6) - Fuel Sub - Panel Upgrade - Marine | SDG&E ¦ Marine | SDG&E | All | Electric & Gas | Res Furnace Heat Pump Heating Only (SEER2 19.6) - Fuel Sub | Efficient |  |  | 1 | Conventional | HVAC | Res - Single Family | Res | ROB Only | 1 | Residential Households | household | 23 | DEER:HVAC_Eff_AC | 2067.6562 | 0 | -179.8234 | SWHC045-04 | 32873.7294 | 2024 | 2974.6055 | 2024 | 2349.1721 | -1066.0961 | SWHC045-04 | Res Central Furnace Only - Fuel Sub - Panel Upgrade - Marine ¦ SDG&E ¦ Marine | Res Central Furnace Only - Fuel Sub - Panel Upgrade - Marine | 0.15258 | 0.53 | 0 | RASS 2019 | 1765.3145 | 2032 | 1 | SWHC045
RES-HVAC-FS-PU-27.14 | Res ¦ Res Furnace Heat Pump Heating Only (SEER2 19.6) - Fuel Sub - Panel Upgrade - Marine ¦ SDG&E ¦ Marine | Res ¦ Res Furnace Heat Pump Heating Only (SEER2 19.6) - Fuel Sub - Panel Upgrade - Marine | SDG&E ¦ Marine | SDG&E | All | Electric & Gas | Res Furnace Heat Pump Heating Only (SEER2 19.6) - Fuel Sub | Efficient |  |  | 1 | Conventional | HVAC | Res - Multi Family | Res | ROB Only | 1 | Residential Households | household | 23 | DEER:HVAC_Eff_AC | 788 | 0 | -65.2 | SWHC045-04 | 10493.36 | 2024 | 949.5 | 2024 | 2349.1721 | -340.3 | SWHC045-04 | Res Central Furnace Only - Fuel Sub - Panel Upgrade - Marine ¦ SDG&E ¦ Marine | Res Central Furnace Only - Fuel Sub - Panel Upgrade - Marine | 0.29631 | 0.53 | 0 | RASS 2019 | 0 | 2012 | 1 | SWHC045
RES-HVAC-FS-PU-27.15 | Res ¦ Res Furnace Heat Pump Heating Only (SEER2 19.6) - Fuel Sub - Panel Upgrade - Hot-Dry ¦ SDG&E ¦ Hot-Dry | Res ¦ Res Furnace Heat Pump Heating Only (SEER2 19.6) - Fuel Sub - Panel Upgrade - Hot-Dry | SDG&E ¦ Hot-Dry | SDG&E | All | Electric & Gas | Res Furnace Heat Pump Heating Only (SEER2 19.6) - Fuel Sub | Efficient |  |  | 1 | Conventional | HVAC | Res - Single Family | Res | ROB Only | 1 | Residential Households | household | 23 | DEER:HVAC_Eff_AC | 1805.625 | 0 | -178.0547 | SWHC045-04 | 26315.3794 | 2024 | 2381.168 | 2024 | 2349.1721 | -853.4086 | SWHC045-04 | Res Central Furnace Only - Fuel Sub - Panel Upgrade - Hot-Dry ¦ SDG&E ¦ Hot-Dry | Res Central Furnace Only - Fuel Sub - Panel Upgrade - Hot-Dry | 0.17372 | 0.53 | 0 | RASS 2019 | 1765.3145 | 2032 | 1 | SWHC045
RES-HVAC-FS-PU-27.16 | Res ¦ Res Furnace Heat Pump Heating Only (SEER2 19.6) - Fuel Sub - Panel Upgrade - Hot-Dry ¦ SDG&E ¦ Hot-Dry | Res ¦ Res Furnace Heat Pump Heating Only (SEER2 19.6) - Fuel Sub - Panel Upgrade - Hot-Dry | SDG&E ¦ Hot-Dry | SDG&E | All | Electric & Gas | Res Furnace Heat Pump Heating Only (SEER2 19.6) - Fuel Sub | Efficient |  |  | 1 | Conventional | HVAC | Res - Multi Family | Res | ROB Only | 1 | Residential Households | household | 23 | DEER:HVAC_Eff_AC | 619.1719 | 0 | -60.1828 | SWHC045-04 | 9099.7106 | 2024 | 823.3945 | 2024 | 2349.1721 | -295.1039 | SWHC045-04 | Res Central Furnace Only - Fuel Sub - Panel Upgrade - Hot-Dry ¦ SDG&E ¦ Hot-Dry | Res Central Furnace Only - Fuel Sub - Panel Upgrade - Hot-Dry | 0.053553 | 0.53 | 0 | RASS 2019 | 0 | 2012 | 1 | SWHC045
RES-HVAC-FS-30.1 | Res ¦ Code HVAC Wall Furnace and Room AC - Marine ¦ PG&E ¦ Marine | Res ¦ Code HVAC Wall Furnace and Room AC - Marine | PG&E ¦ Marine | PG&E | All | Electric & Gas | Code HVAC Wall Furnace and Room AC | Average Existing and Code |  | 2029 | 1 | Conventional | HVAC | Res - Single Family | Res | ROB and NEW | 0 | Residential Households | Cap-Tons | 9 | DEER:HVAC_Eff_AC | 0 | 0 | 0 | SWHC044-05 | 939.73 | 2022 | 304.26 | 2022 | 0 | 0 | SWHC044-05 | Res Ductless HVAC System - Fuel Sub - Marine ¦ PG&E ¦ Marine | Res Ductless HVAC System - Fuel Sub - Marine | 0.003367 | 0.47 | 1 | RASS 2019 | 0 | 2012 | 1 | SWHC044
RES-HVAC-FS-30.2 | Res ¦ Code HVAC Wall Furnace and Room AC - Marine ¦ PG&E ¦ Marine | Res ¦ Code HVAC Wall Furnace and Room AC - Marine | PG&E ¦ Marine | PG&E | All | Electric & Gas | Code HVAC Wall Furnace and Room AC | Average Existing and Code |  | 2029 | 1 | Conventional | HVAC | Res - Multi Family | Res | ROB and NEW | 0 | Residential Households | Cap-Tons | 9 | DEER:HVAC_Eff_AC | 0 | 0 | 0 | SWHC044-05 | 939.73 | 2022 | 304.26 | 2022 | 0 | 0 | SWHC044-05 | Res Ductless HVAC System - Fuel Sub - Marine ¦ PG&E ¦ Marine | Res Ductless HVAC System - Fuel Sub - Marine | 8.3696e-05 | 0.47 | 1 | RASS 2019 | 0 | 2012 | 1 | SWHC044
RES-HVAC-FS-30.3 | Res ¦ Code HVAC Wall Furnace and Room AC - Hot-Dry ¦ PG&E ¦ Hot-Dry | Res ¦ Code HVAC Wall Furnace and Room AC - Hot-Dry | PG&E ¦ Hot-Dry | PG&E | All | Electric & Gas | Code HVAC Wall Furnace and Room AC | Average Existing and Code |  | 2029 | 1 | Conventional | HVAC | Res - Single Family | Res | ROB and NEW | 0 | Residential Households | Cap-Tons | 9 | DEER:HVAC_Eff_AC | 0 | 0 | 0 | SWHC044-05 | 939.73 | 2022 | 304.26 | 2022 | 0 | 0 | SWHC044-05 | Res Ductless HVAC System - Fuel Sub - Hot-Dry ¦ PG&E ¦ Hot-Dry | Res Ductless HVAC System - Fuel Sub - Hot-Dry | 0.003367 | 0.47 | 1 | RASS 2019 | 0 | 2012 | 1 | SWHC044
RES-HVAC-FS-30.4 | Res ¦ Code HVAC Wall Furnace and Room AC - Hot-Dry ¦ PG&E ¦ Hot-Dry | Res ¦ Code HVAC Wall Furnace and Room AC - Hot-Dry | PG&E ¦ Hot-Dry | PG&E | All | Electric & Gas | Code HVAC Wall Furnace and Room AC | Average Existing and Code |  | 2029 | 1 | Conventional | HVAC | Res - Multi Family | Res | ROB and NEW | 0 | Residential Households | Cap-Tons | 9 | DEER:HVAC_Eff_AC | 0 | 0 | 0 | SWHC044-05 | 939.73 | 2022 | 304.26 | 2022 | 0 | 0 | SWHC044-05 | Res Ductless HVAC System - Fuel Sub - Hot-Dry ¦ PG&E ¦ Hot-Dry | Res Ductless HVAC System - Fuel Sub - Hot-Dry | 8.3696e-05 | 0.47 | 1 | RASS 2019 | 0 | 2012 | 1 | SWHC044
RES-HVAC-FS-30.5 | Res ¦ Code HVAC Wall Furnace and Room AC - Cold ¦ PG&E ¦ Cold | Res ¦ Code HVAC Wall Furnace and Room AC - Cold | PG&E ¦ Cold | PG&E | All | Electric & Gas | Code HVAC Wall Furnace and Room AC | Average Existing and Code |  | 2029 | 1 | Conventional | HVAC | Res - Single Family | Res | ROB and NEW | 0 | Residential Households | Cap-Tons | 9 | DEER:HVAC_Eff_AC | 0 | 0 | 0 | SWHC044-05 | 939.73 | 2022 | 304.26 | 2022 | 0 | 0 | SWHC044-05 | Res Ductless HVAC System - Fuel Sub - Cold ¦ PG&E ¦ Cold | Res Ductless HVAC System - Fuel Sub - Cold | 0.003367 | 0.47 | 1 | RASS 2019 | 0 | 2012 | 1 | SWHC044
RES-HVAC-FS-30.6 | Res ¦ Code HVAC Wall Furnace and Room AC - Cold ¦ PG&E ¦ Cold | Res ¦ Code HVAC Wall Furnace and Room AC - Cold | PG&E ¦ Cold | PG&E | All | Electric & Gas | Code HVAC Wall Furnace and Room AC | Average Existing and Code |  | 2029 | 1 | Conventional | HVAC | Res - Multi Family | Res | ROB and NEW | 0 | Residential Households | Cap-Tons | 9 | DEER:HVAC_Eff_AC | 0 | 0 | 0 | SWHC044-05 | 939.73 | 2022 | 304.26 | 2022 | 0 | 0 | SWHC044-05 | Res Ductless HVAC System - Fuel Sub - Cold ¦ PG&E ¦ Cold | Res Ductless HVAC System - Fuel Sub - Cold | 8.3696e-05 | 0.47 | 1 | RASS 2019 | 0 | 2012 | 1 | SWHC044
RES-HVAC-FS-30.7 | Res ¦ Code HVAC Wall Furnace and Room AC - Marine ¦ SCG ¦ Marine | Res ¦ Code HVAC Wall Furnace and Room AC - Marine | SCG ¦ Marine | SCG | All | Electric & Gas | Code HVAC Wall Furnace and Room AC | Average Existing and Code |  | 2029 | 1 | Conventional | HVAC | Res - Single Family | Res | ROB and NEW | 0 | Residential Households | Cap-Tons | 9 | DEER:HVAC_Eff_AC | 0 | 0 | 0 | SWHC044-05 | 939.73 | 2022 | 304.26 | 2022 | 0 | 0 | SWHC044-05 | Res Ductless HVAC System - Fuel Sub - Marine ¦ SCG ¦ Marine | Res Ductless HVAC System - Fuel Sub - Marine | 0.018094 | 0.47 | 0.96667 | RASS 2019 | 0 | 2012 | 1 | SWHC044
RES-HVAC-FS-30.8 | Res ¦ Code HVAC Wall Furnace and Room AC - Marine ¦ SCG ¦ Marine | Res ¦ Code HVAC Wall Furnace and Room AC - Marine | SCG ¦ Marine | SCG | All | Electric & Gas | Code HVAC Wall Furnace and Room AC | Average Existing and Code |  | 2029 | 1 | Conventional | HVAC | Res - Multi Family | Res | ROB and NEW | 0 | Residential Households | Cap-Tons | 9 | DEER:HVAC_Eff_AC | 0 | 0 | 0 | SWHC044-05 | 939.73 | 2022 | 304.26 | 2022 | 0 | 0 | SWHC044-05 | Res Ductless HVAC System - Fuel Sub - Marine ¦ SCG ¦ Marine | Res Ductless HVAC System - Fuel Sub - Marine | 0.003365 | 0.47 | 1 | RASS 2019 | 0 | 2012 | 1 | SWHC044
RES-HVAC-FS-30.9 | Res ¦ Code HVAC Wall Furnace and Room AC - Hot-Dry ¦ SCG ¦ Hot-Dry | Res ¦ Code HVAC Wall Furnace and Room AC - Hot-Dry | SCG ¦ Hot-Dry | SCG | All | Electric & Gas | Code HVAC Wall Furnace and Room AC | Average Existing and Code |  | 2029 | 1 | Conventional | HVAC | Res - Single Family | Res | ROB and NEW | 0 | Residential Households | Cap-Tons | 9 | DEER:HVAC_Eff_AC | 0 | 0 | 0 | SWHC044-05 | 939.73 | 2022 | 304.26 | 2022 | 0 | 0 | SWHC044-05 | Res Ductless HVAC System - Fuel Sub - Hot-Dry ¦ SCG ¦ Hot-Dry | Res Ductless HVAC System - Fuel Sub - Hot-Dry | 0.018094 | 0.47 | 0.96667 | RASS 2019 | 0 | 2012 | 1 | SWHC044
RES-HVAC-FS-30.10 | Res ¦ Code HVAC Wall Furnace and Room AC - Hot-Dry ¦ SCG ¦ Hot-Dry | Res ¦ Code HVAC Wall Furnace and Room AC - Hot-Dry | SCG ¦ Hot-Dry | SCG | All | Electric & Gas | Code HVAC Wall Furnace and Room AC | Average Existing and Code |  | 2029 | 1 | Conventional | HVAC | Res - Multi Family | Res | ROB and NEW | 0 | Residential Households | Cap-Tons | 9 | DEER:HVAC_Eff_AC | 0 | 0 | 0 | SWHC044-05 | 939.73 | 2022 | 304.26 | 2022 | 0 | 0 | SWHC044-05 | Res Ductless HVAC System - Fuel Sub - Hot-Dry ¦ SCG ¦ Hot-Dry | Res Ductless HVAC System - Fuel Sub - Hot-Dry | 0.003365 | 0.47 | 1 | RASS 2019 | 0 | 2012 | 1 | SWHC044
RES-HVAC-FS-30.11 | Res ¦ Code HVAC Wall Furnace and Room AC - Cold ¦ SCG ¦ Cold | Res ¦ Code HVAC Wall Furnace and Room AC - Cold | SCG ¦ Cold | SCG | All | Electric & Gas | Code HVAC Wall Furnace and Room AC | Average Existing and Code |  | 2029 | 1 | Conventional | HVAC | Res - Single Family | Res | ROB and NEW | 0 | Residential Households | Cap-Tons | 9 | DEER:HVAC_Eff_AC | 0 | 0 | 0 | SWHC044-05 | 939.73 | 2022 | 304.26 | 2022 | 0 | 0 | SWHC044-05 | Res Ductless HVAC System - Fuel Sub - Cold ¦ SCG ¦ Cold | Res Ductless HVAC System - Fuel Sub - Cold | 0.018094 | 0.47 | 0.96667 | RASS 2019 | 0 | 2012 | 1 | SWHC044
RES-HVAC-FS-30.12 | Res ¦ Code HVAC Wall Furnace and Room AC - Cold ¦ SCG ¦ Cold | Res ¦ Code HVAC Wall Furnace and Room AC - Cold | SCG ¦ Cold | SCG | All | Electric & Gas | Code HVAC Wall Furnace and Room AC | Average Existing and Code |  | 2029 | 1 | Conventional | HVAC | Res - Multi Family | Res | ROB and NEW | 0 | Residential Households | Cap-Tons | 9 | DEER:HVAC_Eff_AC | 0 | 0 | 0 | SWHC044-05 | 939.73 | 2022 | 304.26 | 2022 | 0 | 0 | SWHC044-05 | Res Ductless HVAC System - Fuel Sub - Cold ¦ SCG ¦ Cold | Res Ductless HVAC System - Fuel Sub - Cold | 0.003365 | 0.47 | 1 | RASS 2019 | 0 | 2012 | 1 | SWHC044
RES-HVAC-FS-30.13 | Res ¦ Code HVAC Wall Furnace and Room AC - Marine ¦ SDG&E ¦ Marine | Res ¦ Code HVAC Wall Furnace and Room AC - Marine | SDG&E ¦ Marine | SDG&E | All | Electric & Gas | Code HVAC Wall Furnace and Room AC | Average Existing and Code |  | 2029 | 1 | Conventional | HVAC | Res - Single Family | Res | ROB and NEW | 0 | Residential Households | Cap-Tons | 9 | DEER:HVAC_Eff_AC | 0 | 0 | 0 | SWHC044-05 | 939.73 | 2022 | 304.26 | 2022 | 0 | 0 | SWHC044-05 | Res Ductless HVAC System - Fuel Sub - Marine ¦ SDG&E ¦ Marine | Res Ductless HVAC System - Fuel Sub - Marine | 0.019158 | 0.47 | 1 | RASS 2019 | 0 | 2012 | 1 | SWHC044
RES-HVAC-FS-30.14 | Res ¦ Code HVAC Wall Furnace and Room AC - Marine ¦ SDG&E ¦ Marine | Res ¦ Code HVAC Wall Furnace and Room AC - Marine | SDG&E ¦ Marine | SDG&E | All | Electric & Gas | Code HVAC Wall Furnace and Room AC | Average Existing and Code |  | 2029 | 1 | Conventional | HVAC | Res - Multi Family | Res | ROB and NEW | 0 | Residential Households | Cap-Tons | 9 | DEER:HVAC_Eff_AC | 0 | 0 | 0 | SWHC044-05 | 939.73 | 2022 | 304.26 | 2022 | 0 | 0 | SWHC044-05 | Res Ductless HVAC System - Fuel Sub - Marine ¦ SDG&E ¦ Marine | Res Ductless HVAC System - Fuel Sub - Marine | 0.00065131 | 0.47 | 1 | RASS 2019 | 0 | 2012 | 1 | SWHC044
RES-HVAC-FS-30.15 | Res ¦ Code HVAC Wall Furnace and Room AC - Hot-Dry ¦ SDG&E ¦ Hot-Dry | Res ¦ Code HVAC Wall Furnace and Room AC - Hot-Dry | SDG&E ¦ Hot-Dry | SDG&E | All | Electric & Gas | Code HVAC Wall Furnace and Room AC | Average Existing and Code |  | 2029 | 1 | Conventional | HVAC | Res - Single Family | Res | ROB and NEW | 0 | Residential Households | Cap-Tons | 9 | DEER:HVAC_Eff_AC | 0 | 0 | 0 | SWHC044-05 | 939.73 | 2022 | 304.26 | 2022 | 0 | 0 | SWHC044-05 | Res Ductless HVAC System - Fuel Sub - Hot-Dry ¦ SDG&E ¦ Hot-Dry | Res Ductless HVAC System - Fuel Sub - Hot-Dry | 0.019158 | 0.47 | 1 | RASS 2019 | 0 | 2012 | 1 | SWHC044
RES-HVAC-FS-30.16 | Res ¦ Code HVAC Wall Furnace and Room AC - Hot-Dry ¦ SDG&E ¦ Hot-Dry | Res ¦ Code HVAC Wall Furnace and Room AC - Hot-Dry | SDG&E ¦ Hot-Dry | SDG&E | All | Electric & Gas | Code HVAC Wall Furnace and Room AC | Average Existing and Code |  | 2029 | 1 | Conventional | HVAC | Res - Multi Family | Res | ROB and NEW | 0 | Residential Households | Cap-Tons | 9 | DEER:HVAC_Eff_AC | 0 | 0 | 0 | SWHC044-05 | 939.73 | 2022 | 304.26 | 2022 | 0 | 0 | SWHC044-05 | Res Ductless HVAC System - Fuel Sub - Hot-Dry ¦ SDG&E ¦ Hot-Dry | Res Ductless HVAC System - Fuel Sub - Hot-Dry | 0.00065131 | 0.47 | 1 | RASS 2019 | 0 | 2012 | 1 | SWHC044
RES-HVAC-FS-31.1 | Res ¦ Efficient Wall Furnace and ENERGY STAR Room AC - Marine ¦ PG&E ¦ Marine | Res ¦ Efficient Wall Furnace and ENERGY STAR Room AC - Marine | PG&E ¦ Marine | PG&E | All | Electric & Gas | Efficient Wall Furnace and ENERGY STAR Room AC | Efficient |  | 2029 | 1 | Conventional | HVAC | Res - Single Family | Res | ROB and NEW | 0 | Residential Households | Cap-Tons | 9 | DEER:HVAC_Eff_AC | -15.984 | 0 | -4.6006 | SWHC001-05, SWAP007-04 | 1089.5444 | 2022 | 304.26 | 2022 | 0 | 0 | SWHC001-05, SWAP007-04 | Res Ductless HVAC System - Fuel Sub - Marine ¦ PG&E ¦ Marine | Res Ductless HVAC System - Fuel Sub - Marine | 0.003367 | 0.47 | 0 | RASS 2019 | 0 | 2012 | 1 | SWHC001 (furnace), SWAP007 (AC)
RES-HVAC-FS-31.2 | Res ¦ Efficient Wall Furnace and ENERGY STAR Room AC - Marine ¦ PG&E ¦ Marine | Res ¦ Efficient Wall Furnace and ENERGY STAR Room AC - Marine | PG&E ¦ Marine | PG&E | All | Electric & Gas | Efficient Wall Furnace and ENERGY STAR Room AC | Efficient |  | 2029 | 1 | Conventional | HVAC | Res - Multi Family | Res | ROB and NEW | 0 | Residential Households | Cap-Tons | 9 | DEER:HVAC_Eff_AC | -4.32 | 0 | -2.7755 | SWHC001-05, SWAP007-04 | 1089.5444 | 2022 | 304.26 | 2022 | 0 | 0 | SWHC001-05, SWAP007-04 | Res Ductless HVAC System - Fuel Sub - Marine ¦ PG&E ¦ Marine | Res Ductless HVAC System - Fuel Sub - Marine | 8.3696e-05 | 0.47 | 0 | RASS 2019 | 0 | 2012 | 1 | SWHC001 (furnace), SWAP007 (AC)
RES-HVAC-FS-31.3 | Res ¦ Efficient Wall Furnace and ENERGY STAR Room AC - Hot-Dry ¦ PG&E ¦ Hot-Dry | Res ¦ Efficient Wall Furnace and ENERGY STAR Room AC - Hot-Dry | PG&E ¦ Hot-Dry | PG&E | All | Electric & Gas | Efficient Wall Furnace and ENERGY STAR Room AC | Efficient |  | 2029 | 1 | Conventional | HVAC | Res - Single Family | Res | ROB and NEW | 0 | Residential Households | Cap-Tons | 9 | DEER:HVAC_Eff_AC | -46.44 | 0 | -4.073 | SWHC001-05, SWAP007-04 | 1089.5444 | 2022 | 304.26 | 2022 | 0 | 0 | SWHC001-05, SWAP007-04 | Res Ductless HVAC System - Fuel Sub - Hot-Dry ¦ PG&E ¦ Hot-Dry | Res Ductless HVAC System - Fuel Sub - Hot-Dry | 0.003367 | 0.47 | 0 | RASS 2019 | 0 | 2012 | 1 | SWHC001 (furnace), SWAP007 (AC)
RES-HVAC-FS-31.4 | Res ¦ Efficient Wall Furnace and ENERGY STAR Room AC - Hot-Dry ¦ PG&E ¦ Hot-Dry | Res ¦ Efficient Wall Furnace and ENERGY STAR Room AC - Hot-Dry | PG&E ¦ Hot-Dry | PG&E | All | Electric & Gas | Efficient Wall Furnace and ENERGY STAR Room AC | Efficient |  | 2029 | 1 | Conventional | HVAC | Res - Multi Family | Res | ROB and NEW | 0 | Residential Households | Cap-Tons | 9 | DEER:HVAC_Eff_AC | -30.708 | 0 | -1.8752 | SWHC001-05, SWAP007-04 | 1089.5444 | 2022 | 304.26 | 2022 | 0 | 0 | SWHC001-05, SWAP007-04 | Res Ductless HVAC System - Fuel Sub - Hot-Dry ¦ PG&E ¦ Hot-Dry | Res Ductless HVAC System - Fuel Sub - Hot-Dry | 8.3696e-05 | 0.47 | 0 | RASS 2019 | 0 | 2012 | 1 | SWHC001 (furnace), SWAP007 (AC)
RES-HVAC-FS-31.5 | Res ¦ Efficient Wall Furnace and ENERGY STAR Room AC - Cold ¦ PG&E ¦ Cold | Res ¦ Efficient Wall Furnace and ENERGY STAR Room AC - Cold | PG&E ¦ Cold | PG&E | All | Electric & Gas | Efficient Wall Furnace and ENERGY STAR Room AC | Efficient |  | 2029 | 1 | Conventional | HVAC | Res - Single Family | Res | ROB and NEW | 0 | Residential Households | Cap-Tons | 9 | DEER:HVAC_Eff_AC | -48.96 | 0 | -2.0906 | SWHC001-05, SWAP007-04 | 1089.5444 | 2022 | 304.26 | 2022 | 0 | 0 | SWHC001-05, SWAP007-04 | Res Ductless HVAC System - Fuel Sub - Cold ¦ PG&E ¦ Cold | Res Ductless HVAC System - Fuel Sub - Cold | 0.003367 | 0.47 | 0 | RASS 2019 | 0 | 2012 | 1 | SWHC001 (furnace), SWAP007 (AC)
RES-HVAC-FS-31.6 | Res ¦ Efficient Wall Furnace and ENERGY STAR Room AC - Cold ¦ PG&E ¦ Cold | Res ¦ Efficient Wall Furnace and ENERGY STAR Room AC - Cold | PG&E ¦ Cold | PG&E | All | Electric & Gas | Efficient Wall Furnace and ENERGY STAR Room AC | Efficient |  | 2029 | 1 | Conventional | HVAC | Res - Multi Family | Res | ROB and NEW | 0 | Residential Households | Cap-Tons | 9 | DEER:HVAC_Eff_AC | -38.88 | 0 | -2.3958 | SWHC001-05, SWAP007-04 | 1089.5444 | 2022 | 304.26 | 2022 | 0 | 0 | SWHC001-05, SWAP007-04 | Res Ductless HVAC System - Fuel Sub - Cold ¦ PG&E ¦ Cold | Res Ductless HVAC System - Fuel Sub - Cold | 8.3696e-05 | 0.47 | 0 | RASS 2019 | 0 | 2012 | 1 | SWHC001 (furnace), SWAP007 (AC)
RES-HVAC-FS-31.7 | Res ¦ Efficient Wall Furnace and ENERGY STAR Room AC - Marine ¦ SCG ¦ Marine | Res ¦ Efficient Wall Furnace and ENERGY STAR Room AC - Marine | SCG ¦ Marine | SCG | All | Electric & Gas | Efficient Wall Furnace and ENERGY STAR Room AC | Efficient |  | 2029 | 1 | Conventional | HVAC | Res - Single Family | Res | ROB and NEW | 0 | Residential Households | Cap-Tons | 9 | DEER:HVAC_Eff_AC | -24.192 | 0 | -3.3831 | SWHC001-05, SWAP007-04 | 1089.5444 | 2022 | 304.26 | 2022 | 0 | 0 | SWHC001-05, SWAP007-04 | Res Ductless HVAC System - Fuel Sub - Marine ¦ SCG ¦ Marine | Res Ductless HVAC System - Fuel Sub - Marine | 0.018094 | 0.47 | 0.033333 | RASS 2019 | 0 | 2012 | 1 | SWHC001 (furnace), SWAP007 (AC)
RES-HVAC-FS-31.8 | Res ¦ Efficient Wall Furnace and ENERGY STAR Room AC - Marine ¦ SCG ¦ Marine | Res ¦ Efficient Wall Furnace and ENERGY STAR Room AC - Marine | SCG ¦ Marine | SCG | All | Electric & Gas | Efficient Wall Furnace and ENERGY STAR Room AC | Efficient |  | 2029 | 1 | Conventional | HVAC | Res - Multi Family | Res | ROB and NEW | 0 | Residential Households | Cap-Tons | 9 | DEER:HVAC_Eff_AC | -16.128 | 0 | -1.7467 | SWHC001-05, SWAP007-04 | 1089.5444 | 2022 | 304.26 | 2022 | 0 | 0 | SWHC001-05, SWAP007-04 | Res Ductless HVAC System - Fuel Sub - Marine ¦ SCG ¦ Marine | Res Ductless HVAC System - Fuel Sub - Marine | 0.003365 | 0.47 | 0 | RASS 2019 | 0 | 2012 | 1 | SWHC001 (furnace), SWAP007 (AC)
RES-HVAC-FS-31.9 | Res ¦ Efficient Wall Furnace and ENERGY STAR Room AC - Hot-Dry ¦ SCG ¦ Hot-Dry | Res ¦ Efficient Wall Furnace and ENERGY STAR Room AC - Hot-Dry | SCG ¦ Hot-Dry | SCG | All | Electric & Gas | Efficient Wall Furnace and ENERGY STAR Room AC | Efficient |  | 2029 | 1 | Conventional | HVAC | Res - Single Family | Res | ROB and NEW | 0 | Residential Households | Cap-Tons | 9 | DEER:HVAC_Eff_AC | -28.224 | 0 | -3.4138 | SWHC001-05, SWAP007-04 | 1089.5444 | 2022 | 304.26 | 2022 | 0 | 0 | SWHC001-05, SWAP007-04 | Res Ductless HVAC System - Fuel Sub - Hot-Dry ¦ SCG ¦ Hot-Dry | Res Ductless HVAC System - Fuel Sub - Hot-Dry | 0.018094 | 0.47 | 0.033333 | RASS 2019 | 0 | 2012 | 1 | SWHC001 (furnace), SWAP007 (AC)
RES-HVAC-FS-31.10 | Res ¦ Efficient Wall Furnace and ENERGY STAR Room AC - Hot-Dry ¦ SCG ¦ Hot-Dry | Res ¦ Efficient Wall Furnace and ENERGY STAR Room AC - Hot-Dry | SCG ¦ Hot-Dry | SCG | All | Electric & Gas | Efficient Wall Furnace and ENERGY STAR Room AC | Efficient |  | 2029 | 1 | Conventional | HVAC | Res - Multi Family | Res | ROB and NEW | 0 | Residential Households | Cap-Tons | 9 | DEER:HVAC_Eff_AC | -18 | 0 | -1.9524 | SWHC001-05, SWAP007-04 | 1089.5444 | 2022 | 304.26 | 2022 | 0 | 0 | SWHC001-05, SWAP007-04 | Res Ductless HVAC System - Fuel Sub - Hot-Dry ¦ SCG ¦ Hot-Dry | Res Ductless HVAC System - Fuel Sub - Hot-Dry | 0.003365 | 0.47 | 0 | RASS 2019 | 0 | 2012 | 1 | SWHC001 (furnace), SWAP007 (AC)
RES-HVAC-FS-31.11 | Res ¦ Efficient Wall Furnace and ENERGY STAR Room AC - Cold ¦ SCG ¦ Cold | Res ¦ Efficient Wall Furnace and ENERGY STAR Room AC - Cold | SCG ¦ Cold | SCG | All | Electric & Gas | Efficient Wall Furnace and ENERGY STAR Room AC | Efficient |  | 2029 | 1 | Conventional | HVAC | Res - Single Family | Res | ROB and NEW | 0 | Residential Households | Cap-Tons | 9 | DEER:HVAC_Eff_AC | -48.96 | 0 | -2.0906 | SWHC001-05, SWAP007-04 | 1089.5444 | 2022 | 304.26 | 2022 | 0 | 0 | SWHC001-05, SWAP007-04 | Res Ductless HVAC System - Fuel Sub - Cold ¦ SCG ¦ Cold | Res Ductless HVAC System - Fuel Sub - Cold | 0.018094 | 0.47 | 0.033333 | RASS 2019 | 0 | 2012 | 1 | SWHC001 (furnace), SWAP007 (AC)
RES-HVAC-FS-31.12 | Res ¦ Efficient Wall Furnace and ENERGY STAR Room AC - Cold ¦ SCG ¦ Cold | Res ¦ Efficient Wall Furnace and ENERGY STAR Room AC - Cold | SCG ¦ Cold | SCG | All | Electric & Gas | Efficient Wall Furnace and ENERGY STAR Room AC | Efficient |  | 2029 | 1 | Conventional | HVAC | Res - Multi Family | Res | ROB and NEW | 0 | Residential Households | Cap-Tons | 9 | DEER:HVAC_Eff_AC | -38.88 | 0 | -2.3958 | SWHC001-05, SWAP007-04 | 1089.5444 | 2022 | 304.26 | 2022 | 0 | 0 | SWHC001-05, SWAP007-04 | Res Ductless HVAC System - Fuel Sub - Cold ¦ SCG ¦ Cold | Res Ductless HVAC System - Fuel Sub - Cold | 0.003365 | 0.47 | 0 | RASS 2019 | 0 | 2012 | 1 | SWHC001 (furnace), SWAP007 (AC)
RES-HVAC-FS-31.13 | Res ¦ Efficient Wall Furnace and ENERGY STAR Room AC - Marine ¦ SDG&E ¦ Marine | Res ¦ Efficient Wall Furnace and ENERGY STAR Room AC - Marine | SDG&E ¦ Marine | SDG&E | All | Electric & Gas | Efficient Wall Furnace and ENERGY STAR Room AC | Efficient |  | 2029 | 1 | Conventional | HVAC | Res - Single Family | Res | ROB and NEW | 0 | Residential Households | Cap-Tons | 9 | DEER:HVAC_Eff_AC | -24.192 | 0 | -3.3831 | SWHC001-05, SWAP007-04 | 1089.5444 | 2022 | 304.26 | 2022 | 0 | 0 | SWHC001-05, SWAP007-04 | Res Ductless HVAC System - Fuel Sub - Marine ¦ SDG&E ¦ Marine | Res Ductless HVAC System - Fuel Sub - Marine | 0.019158 | 0.47 | 0 | RASS 2019 | 0 | 2012 | 1 | SWHC001 (furnace), SWAP007 (AC)
RES-HVAC-FS-31.14 | Res ¦ Efficient Wall Furnace and ENERGY STAR Room AC - Marine ¦ SDG&E ¦ Marine | Res ¦ Efficient Wall Furnace and ENERGY STAR Room AC - Marine | SDG&E ¦ Marine | SDG&E | All | Electric & Gas | Efficient Wall Furnace and ENERGY STAR Room AC | Efficient |  | 2029 | 1 | Conventional | HVAC | Res - Multi Family | Res | ROB and NEW | 0 | Residential Households | Cap-Tons | 9 | DEER:HVAC_Eff_AC | -16.128 | 0 | -1.7467 | SWHC001-05, SWAP007-04 | 1089.5444 | 2022 | 304.26 | 2022 | 0 | 0 | SWHC001-05, SWAP007-04 | Res Ductless HVAC System - Fuel Sub - Marine ¦ SDG&E ¦ Marine | Res Ductless HVAC System - Fuel Sub - Marine | 0.00065131 | 0.47 | 0 | RASS 2019 | 0 | 2012 | 1 | SWHC001 (furnace), SWAP007 (AC)
RES-HVAC-FS-31.15 | Res ¦ Efficient Wall Furnace and ENERGY STAR Room AC - Hot-Dry ¦ SDG&E ¦ Hot-Dry | Res ¦ Efficient Wall Furnace and ENERGY STAR Room AC - Hot-Dry | SDG&E ¦ Hot-Dry | SDG&E | All | Electric & Gas | Efficient Wall Furnace and ENERGY STAR Room AC | Efficient |  | 2029 | 1 | Conventional | HVAC | Res - Single Family | Res | ROB and NEW | 0 | Residential Households | Cap-Tons | 9 | DEER:HVAC_Eff_AC | -19.512 | 0 | -3.7372 | SWHC001-05, SWAP007-04 | 1089.5444 | 2022 | 304.26 | 2022 | 0 | 0 | SWHC001-05, SWAP007-04 | Res Ductless HVAC System - Fuel Sub - Hot-Dry ¦ SDG&E ¦ Hot-Dry | Res Ductless HVAC System - Fuel Sub - Hot-Dry | 0.019158 | 0.47 | 0 | RASS 2019 | 0 | 2012 | 1 | SWHC001 (furnace), SWAP007 (AC)
RES-HVAC-FS-31.16 | Res ¦ Efficient Wall Furnace and ENERGY STAR Room AC - Hot-Dry ¦ SDG&E ¦ Hot-Dry | Res ¦ Efficient Wall Furnace and ENERGY STAR Room AC - Hot-Dry | SDG&E ¦ Hot-Dry | SDG&E | All | Electric & Gas | Efficient Wall Furnace and ENERGY STAR Room AC | Efficient |  | 2029 | 1 | Conventional | HVAC | Res - Multi Family | Res | ROB and NEW | 0 | Residential Households | Cap-Tons | 9 | DEER:HVAC_Eff_AC | -12.672 | 0 | -1.4885 | SWHC001-05, SWAP007-04 | 1089.5444 | 2022 | 304.26 | 2022 | 0 | 0 | SWHC001-05, SWAP007-04 | Res Ductless HVAC System - Fuel Sub - Hot-Dry ¦ SDG&E ¦ Hot-Dry | Res Ductless HVAC System - Fuel Sub - Hot-Dry | 0.00065131 | 0.47 | 0 | RASS 2019 | 0 | 2012 | 1 | SWHC001 (furnace), SWAP007 (AC)
RES-HVAC-FS-30B.1 | Res ¦ Ductless Mini Split Heat Pump (SEER2 14.3) - Fuel Sub Future Baseline - Marine ¦ PG&E ¦ Marine | Res ¦ Ductless Mini Split Heat Pump (SEER2 14.3) - Fuel Sub Future Baseline - Marine | PG&E ¦ Marine | PG&E | All | Electric & Gas | Ductless Mini Split Heat Pump (SEER2 14.3) - Fuel Sub Future Baseline | Efficient | 2029 |  | 1 | Conventional | HVAC | Res - Single Family | Res | ROB and NEW | 1 | Residential Households | Cap-Tons | 23 | DEER:HVAC_Eff_AC | 174.76 | 0.008322 | -64.3 | SWHC050-05 | 1108.0485 | 2022 | 912.802 | 2022 | 0 | -132.13 | SWHC050-05 | Res Ductless HVAC System - Fuel Sub - Marine ¦ PG&E ¦ Marine | Res Ductless HVAC System - Fuel Sub - Marine | 0.003367 | 0.47 | 0 | RASS 2019 | 0 | 2012 | 1 | SWHC050
RES-HVAC-FS-30B.2 | Res ¦ Ductless Mini Split Heat Pump (SEER2 14.3) - Fuel Sub Future Baseline - Marine ¦ PG&E ¦ Marine | Res ¦ Ductless Mini Split Heat Pump (SEER2 14.3) - Fuel Sub Future Baseline - Marine | PG&E ¦ Marine | PG&E | All | Electric & Gas | Ductless Mini Split Heat Pump (SEER2 14.3) - Fuel Sub Future Baseline | Efficient | 2029 |  | 1 | Conventional | HVAC | Res - Multi Family | Res | ROB and NEW | 1 | Residential Households | Cap-Tons | 23 | DEER:HVAC_Eff_AC | 48.66 | 0.00873 | -48.2 | SWHC050-05 | 1108.0485 | 2022 | 912.802 | 2022 | 0 | -132.13 | SWHC050-05 | Res Ductless HVAC System - Fuel Sub - Marine ¦ PG&E ¦ Marine | Res Ductless HVAC System - Fuel Sub - Marine | 8.3696e-05 | 0.47 | 0 | RASS 2019 | 0 | 2012 | 1 | SWHC050
RES-HVAC-FS-30B.3 | Res ¦ Ductless Mini Split Heat Pump (SEER2 14.3) - Fuel Sub Future Baseline - Hot-Dry ¦ PG&E ¦ Hot-Dry | Res ¦ Ductless Mini Split Heat Pump (SEER2 14.3) - Fuel Sub Future Baseline - Hot-Dry | PG&E ¦ Hot-Dry | PG&E | All | Electric & Gas | Ductless Mini Split Heat Pump (SEER2 14.3) - Fuel Sub Future Baseline | Efficient | 2029 |  | 1 | Conventional | HVAC | Res - Single Family | Res | ROB and NEW | 1 | Residential Households | Cap-Tons | 23 | DEER:HVAC_Eff_AC | 108.13 | 0.01284 | -65.3 | SWHC050-05 | 1108.0485 | 2022 | 912.802 | 2022 | 0 | -132.13 | SWHC050-05 | Res Ductless HVAC System - Fuel Sub - Hot-Dry ¦ PG&E ¦ Hot-Dry | Res Ductless HVAC System - Fuel Sub - Hot-Dry | 0.003367 | 0.47 | 0 | RASS 2019 | 0 | 2012 | 1 | SWHC050
RES-HVAC-FS-30B.4 | Res ¦ Ductless Mini Split Heat Pump (SEER2 14.3) - Fuel Sub Future Baseline - Hot-Dry ¦ PG&E ¦ Hot-Dry | Res ¦ Ductless Mini Split Heat Pump (SEER2 14.3) - Fuel Sub Future Baseline - Hot-Dry | PG&E ¦ Hot-Dry | PG&E | All | Electric & Gas | Ductless Mini Split Heat Pump (SEER2 14.3) - Fuel Sub Future Baseline | Efficient | 2029 |  | 1 | Conventional | HVAC | Res - Multi Family | Res | ROB and NEW | 1 | Residential Households | Cap-Tons | 23 | DEER:HVAC_Eff_AC | 6.99 | 0.01296 | -35.2 | SWHC050-05 | 1108.0485 | 2022 | 912.802 | 2022 | 0 | -132.13 | SWHC050-05 | Res Ductless HVAC System - Fuel Sub - Hot-Dry ¦ PG&E ¦ Hot-Dry | Res Ductless HVAC System - Fuel Sub - Hot-Dry | 8.3696e-05 | 0.47 | 0 | RASS 2019 | 0 | 2012 | 1 | SWHC050
RES-HVAC-FS-30B.5 | Res ¦ Ductless Mini Split Heat Pump (SEER2 14.3) - Fuel Sub Future Baseline - Cold ¦ PG&E ¦ Cold | Res ¦ Ductless Mini Split Heat Pump (SEER2 14.3) - Fuel Sub Future Baseline - Cold | PG&E ¦ Cold | PG&E | All | Electric & Gas | Ductless Mini Split Heat Pump (SEER2 14.3) - Fuel Sub Future Baseline | Efficient | 2029 |  | 1 | Conventional | HVAC | Res - Single Family | Res | ROB and NEW | 1 | Residential Households | Cap-Tons | 23 | DEER:HVAC_Eff_AC | -147.29 | 0.01284 | -64.8 | SWHC050-05 | 1108.0485 | 2022 | 912.802 | 2022 | 0 | -132.13 | SWHC050-05 | Res Ductless HVAC System - Fuel Sub - Cold ¦ PG&E ¦ Cold | Res Ductless HVAC System - Fuel Sub - Cold | 0.003367 | 0.47 | 0 | RASS 2019 | 0 | 2012 | 1 | SWHC050
RES-HVAC-FS-30B.6 | Res ¦ Ductless Mini Split Heat Pump (SEER2 14.3) - Fuel Sub Future Baseline - Cold ¦ PG&E ¦ Cold | Res ¦ Ductless Mini Split Heat Pump (SEER2 14.3) - Fuel Sub Future Baseline - Cold | PG&E ¦ Cold | PG&E | All | Electric & Gas | Ductless Mini Split Heat Pump (SEER2 14.3) - Fuel Sub Future Baseline | Efficient | 2029 |  | 1 | Conventional | HVAC | Res - Multi Family | Res | ROB and NEW | 1 | Residential Households | Cap-Tons | 23 | DEER:HVAC_Eff_AC | 2.67 | 0.01428 | -64.7 | SWHC050-05 | 1108.0485 | 2022 | 912.802 | 2022 | 0 | -132.13 | SWHC050-05 | Res Ductless HVAC System - Fuel Sub - Cold ¦ PG&E ¦ Cold | Res Ductless HVAC System - Fuel Sub - Cold | 8.3696e-05 | 0.47 | 0 | RASS 2019 | 0 | 2012 | 1 | SWHC050
RES-HVAC-FS-30B.7 | Res ¦ Ductless Mini Split Heat Pump (SEER2 14.3) - Fuel Sub Future Baseline - Marine ¦ SCG ¦ Marine | Res ¦ Ductless Mini Split Heat Pump (SEER2 14.3) - Fuel Sub Future Baseline - Marine | SCG ¦ Marine | SCG | All | Electric & Gas | Ductless Mini Split Heat Pump (SEER2 14.3) - Fuel Sub Future Baseline | Efficient | 2029 |  | 1 | Conventional | HVAC | Res - Single Family | Res | ROB and NEW | 1 | Residential Households | Cap-Tons | 23 | DEER:HVAC_Eff_AC | 10.996 | 0.004461 | -33.8 | SWHC050-05 | 1108.0485 | 2022 | 912.802 | 2022 | 0 | -132.13 | SWHC050-05 | Res Ductless HVAC System - Fuel Sub - Marine ¦ SCG ¦ Marine | Res Ductless HVAC System - Fuel Sub - Marine | 0.018094 | 0.47 | 0 | RASS 2019 | 0 | 2012 | 1 | SWHC050
RES-HVAC-FS-30B.8 | Res ¦ Ductless Mini Split Heat Pump (SEER2 14.3) - Fuel Sub Future Baseline - Marine ¦ SCG ¦ Marine | Res ¦ Ductless Mini Split Heat Pump (SEER2 14.3) - Fuel Sub Future Baseline - Marine | SCG ¦ Marine | SCG | All | Electric & Gas | Ductless Mini Split Heat Pump (SEER2 14.3) - Fuel Sub Future Baseline | Efficient | 2029 |  | 1 | Conventional | HVAC | Res - Multi Family | Res | ROB and NEW | 1 | Residential Households | Cap-Tons | 23 | DEER:HVAC_Eff_AC | -54.546 | 0.005457 | -27.7998 | SWHC050-05 | 1108.0485 | 2022 | 912.802 | 2022 | 0 | -132.13 | SWHC050-05 | Res Ductless HVAC System - Fuel Sub - Marine ¦ SCG ¦ Marine | Res Ductless HVAC System - Fuel Sub - Marine | 0.003365 | 0.47 | 0 | RASS 2019 | 0 | 2012 | 1 | SWHC050
RES-HVAC-FS-30B.9 | Res ¦ Ductless Mini Split Heat Pump (SEER2 14.3) - Fuel Sub Future Baseline - Hot-Dry ¦ SCG ¦ Hot-Dry | Res ¦ Ductless Mini Split Heat Pump (SEER2 14.3) - Fuel Sub Future Baseline - Hot-Dry | SCG ¦ Hot-Dry | SCG | All | Electric & Gas | Ductless Mini Split Heat Pump (SEER2 14.3) - Fuel Sub Future Baseline | Efficient | 2029 |  | 1 | Conventional | HVAC | Res - Single Family | Res | ROB and NEW | 1 | Residential Households | Cap-Tons | 23 | DEER:HVAC_Eff_AC | -37.46 | 0.01089 | -38.1 | SWHC050-05 | 1108.0485 | 2022 | 912.802 | 2022 | 0 | -132.13 | SWHC050-05 | Res Ductless HVAC System - Fuel Sub - Hot-Dry ¦ SCG ¦ Hot-Dry | Res Ductless HVAC System - Fuel Sub - Hot-Dry | 0.018094 | 0.47 | 0 | RASS 2019 | 0 | 2012 | 1 | SWHC050
RES-HVAC-FS-30B.10 | Res ¦ Ductless Mini Split Heat Pump (SEER2 14.3) - Fuel Sub Future Baseline - Hot-Dry ¦ SCG ¦ Hot-Dry | Res ¦ Ductless Mini Split Heat Pump (SEER2 14.3) - Fuel Sub Future Baseline - Hot-Dry | SCG ¦ Hot-Dry | SCG | All | Electric & Gas | Ductless Mini Split Heat Pump (SEER2 14.3) - Fuel Sub Future Baseline | Efficient | 2029 |  | 1 | Conventional | HVAC | Res - Multi Family | Res | ROB and NEW | 1 | Residential Households | Cap-Tons | 23 | DEER:HVAC_Eff_AC | -158.08 | 0.00966 | -28.8 | SWHC050-05 | 1108.0485 | 2022 | 912.802 | 2022 | 0 | -132.13 | SWHC050-05 | Res Ductless HVAC System - Fuel Sub - Hot-Dry ¦ SCG ¦ Hot-Dry | Res Ductless HVAC System - Fuel Sub - Hot-Dry | 0.003365 | 0.47 | 0 | RASS 2019 | 0 | 2012 | 1 | SWHC050
RES-HVAC-FS-30B.11 | Res ¦ Ductless Mini Split Heat Pump (SEER2 14.3) - Fuel Sub Future Baseline - Cold ¦ SCG ¦ Cold | Res ¦ Ductless Mini Split Heat Pump (SEER2 14.3) - Fuel Sub Future Baseline - Cold | SCG ¦ Cold | SCG | All | Electric & Gas | Ductless Mini Split Heat Pump (SEER2 14.3) - Fuel Sub Future Baseline | Efficient | 2029 |  | 1 | Conventional | HVAC | Res - Single Family | Res | ROB and NEW | 1 | Residential Households | Cap-Tons | 23 | DEER:HVAC_Eff_AC | -147.29 | 0.01284 | -64.8 | SWHC050-05 | 1108.0485 | 2022 | 912.802 | 2022 | 0 | -132.13 | SWHC050-05 | Res Ductless HVAC System - Fuel Sub - Cold ¦ SCG ¦ Cold | Res Ductless HVAC System - Fuel Sub - Cold | 0.018094 | 0.47 | 0 | RASS 2019 | 0 | 2012 | 1 | SWHC050
RES-HVAC-FS-30B.12 | Res ¦ Ductless Mini Split Heat Pump (SEER2 14.3) - Fuel Sub Future Baseline - Cold ¦ SCG ¦ Cold | Res ¦ Ductless Mini Split Heat Pump (SEER2 14.3) - Fuel Sub Future Baseline - Cold | SCG ¦ Cold | SCG | All | Electric & Gas | Ductless Mini Split Heat Pump (SEER2 14.3) - Fuel Sub Future Baseline | Efficient | 2029 |  | 1 | Conventional | HVAC | Res - Multi Family | Res | ROB and NEW | 1 | Residential Households | Cap-Tons | 23 | DEER:HVAC_Eff_AC | 2.67 | 0.01428 | -64.7 | SWHC050-05 | 1108.0485 | 2022 | 912.802 | 2022 | 0 | -132.13 | SWHC050-05 | Res Ductless HVAC System - Fuel Sub - Cold ¦ SCG ¦ Cold | Res Ductless HVAC System - Fuel Sub - Cold | 0.003365 | 0.47 | 0 | RASS 2019 | 0 | 2012 | 1 | SWHC050
RES-HVAC-FS-30B.13 | Res ¦ Ductless Mini Split Heat Pump (SEER2 14.3) - Fuel Sub Future Baseline - Marine ¦ SDG&E ¦ Marine | Res ¦ Ductless Mini Split Heat Pump (SEER2 14.3) - Fuel Sub Future Baseline - Marine | SDG&E ¦ Marine | SDG&E | All | Electric & Gas | Ductless Mini Split Heat Pump (SEER2 14.3) - Fuel Sub Future Baseline | Efficient | 2029 |  | 1 | Conventional | HVAC | Res - Single Family | Res | ROB and NEW | 1 | Residential Households | Cap-Tons | 23 | DEER:HVAC_Eff_AC | 10.996 | 0.004461 | -33.8 | SWHC050-05 | 1108.0485 | 2022 | 912.802 | 2022 | 0 | -132.13 | SWHC050-05 | Res Ductless HVAC System - Fuel Sub - Marine ¦ SDG&E ¦ Marine | Res Ductless HVAC System - Fuel Sub - Marine | 0.019158 | 0.47 | 0 | RASS 2019 | 0 | 2012 | 1 | SWHC050
RES-HVAC-FS-30B.14 | Res ¦ Ductless Mini Split Heat Pump (SEER2 14.3) - Fuel Sub Future Baseline - Marine ¦ SDG&E ¦ Marine | Res ¦ Ductless Mini Split Heat Pump (SEER2 14.3) - Fuel Sub Future Baseline - Marine | SDG&E ¦ Marine | SDG&E | All | Electric & Gas | Ductless Mini Split Heat Pump (SEER2 14.3) - Fuel Sub Future Baseline | Efficient | 2029 |  | 1 | Conventional | HVAC | Res - Multi Family | Res | ROB and NEW | 1 | Residential Households | Cap-Tons | 23 | DEER:HVAC_Eff_AC | -54.546 | 0.005457 | -27.7998 | SWHC050-05 | 1108.0485 | 2022 | 912.802 | 2022 | 0 | -132.13 | SWHC050-05 | Res Ductless HVAC System - Fuel Sub - Marine ¦ SDG&E ¦ Marine | Res Ductless HVAC System - Fuel Sub - Marine | 0.00065131 | 0.47 | 0 | RASS 2019 | 0 | 2012 | 1 | SWHC050
RES-HVAC-FS-30B.15 | Res ¦ Ductless Mini Split Heat Pump (SEER2 14.3) - Fuel Sub Future Baseline - Hot-Dry ¦ SDG&E ¦ Hot-Dry | Res ¦ Ductless Mini Split Heat Pump (SEER2 14.3) - Fuel Sub Future Baseline - Hot-Dry | SDG&E ¦ Hot-Dry | SDG&E | All | Electric & Gas | Ductless Mini Split Heat Pump (SEER2 14.3) - Fuel Sub Future Baseline | Efficient | 2029 |  | 1 | Conventional | HVAC | Res - Single Family | Res | ROB and NEW | 1 | Residential Households | Cap-Tons | 23 | DEER:HVAC_Eff_AC | 21.351 | 0.00858 | -41.6 | SWHC050-05 | 1108.0485 | 2022 | 912.802 | 2022 | 0 | -132.13 | SWHC050-05 | Res Ductless HVAC System - Fuel Sub - Hot-Dry ¦ SDG&E ¦ Hot-Dry | Res Ductless HVAC System - Fuel Sub - Hot-Dry | 0.019158 | 0.47 | 0 | RASS 2019 | 0 | 2012 | 1 | SWHC050
RES-HVAC-FS-30B.16 | Res ¦ Ductless Mini Split Heat Pump (SEER2 14.3) - Fuel Sub Future Baseline - Hot-Dry ¦ SDG&E ¦ Hot-Dry | Res ¦ Ductless Mini Split Heat Pump (SEER2 14.3) - Fuel Sub Future Baseline - Hot-Dry | SDG&E ¦ Hot-Dry | SDG&E | All | Electric & Gas | Ductless Mini Split Heat Pump (SEER2 14.3) - Fuel Sub Future Baseline | Efficient | 2029 |  | 1 | Conventional | HVAC | Res - Multi Family | Res | ROB and NEW | 1 | Residential Households | Cap-Tons | 23 | DEER:HVAC_Eff_AC | -60.311 | 0.009177 | -24 | SWHC050-05 | 1108.0485 | 2022 | 912.802 | 2022 | 0 | -132.13 | SWHC050-05 | Res Ductless HVAC System - Fuel Sub - Hot-Dry ¦ SDG&E ¦ Hot-Dry | Res Ductless HVAC System - Fuel Sub - Hot-Dry | 0.00065131 | 0.47 | 0 | RASS 2019 | 0 | 2012 | 1 | SWHC050
RES-HVAC-FS-32.1 | Res ¦ Ductless Mini Split Heat Pump (SEER2 15.2) - Fuel Sub - Marine ¦ PG&E ¦ Marine | Res ¦ Ductless Mini Split Heat Pump (SEER2 15.2) - Fuel Sub - Marine | PG&E ¦ Marine | PG&E | All | Electric & Gas | Ductless Mini Split Heat Pump (SEER2 15.2) - Fuel Sub | Efficient |  |  | 1 | Conventional | HVAC | Res - Single Family | Res | ROB Only | 1 | Residential Households | Cap-Tons | 23 | DEER:HVAC_Eff_AC | 166 | 0 | -64.3 | SWHC044-05 | 1204.3185 | 2022 | 912.802 | 2022 | 0 | -132.13 | SWHC044-05 | Res Ductless HVAC System - Fuel Sub - Marine ¦ PG&E ¦ Marine | Res Ductless HVAC System - Fuel Sub - Marine | 0.003367 | 0.47 | 0 | RASS 2019 | 466.6861 | 2032 | 1 | SWHC044
RES-HVAC-FS-32.2 | Res ¦ Ductless Mini Split Heat Pump (SEER2 15.2) - Fuel Sub - Marine ¦ PG&E ¦ Marine | Res ¦ Ductless Mini Split Heat Pump (SEER2 15.2) - Fuel Sub - Marine | PG&E ¦ Marine | PG&E | All | Electric & Gas | Ductless Mini Split Heat Pump (SEER2 15.2) - Fuel Sub | Efficient |  |  | 1 | Conventional | HVAC | Res - Multi Family | Res | ROB Only | 1 | Residential Households | Cap-Tons | 23 | DEER:HVAC_Eff_AC | 39.3 | 0 | -48.2 | SWHC044-05 | 1204.3185 | 2022 | 912.802 | 2022 | 0 | -132.13 | SWHC044-05 | Res Ductless HVAC System - Fuel Sub - Marine ¦ PG&E ¦ Marine | Res Ductless HVAC System - Fuel Sub - Marine | 8.3696e-05 | 0.47 | 0 | RASS 2019 | 0 | 2012 | 1 | SWHC044
RES-HVAC-FS-32.3 | Res ¦ Ductless Mini Split Heat Pump (SEER2 15.2) - Fuel Sub - Hot-Dry ¦ PG&E ¦ Hot-Dry | Res ¦ Ductless Mini Split Heat Pump (SEER2 15.2) - Fuel Sub - Hot-Dry | PG&E ¦ Hot-Dry | PG&E | All | Electric & Gas | Ductless Mini Split Heat Pump (SEER2 15.2) - Fuel Sub | Efficient |  |  | 1 | Conventional | HVAC | Res - Single Family | Res | ROB Only | 1 | Residential Households | Cap-Tons | 23 | DEER:HVAC_Eff_AC | 93.1 | 0 | -65.3 | SWHC044-05 | 1204.3185 | 2022 | 912.802 | 2022 | 0 | -132.13 | SWHC044-05 | Res Ductless HVAC System - Fuel Sub - Hot-Dry ¦ PG&E ¦ Hot-Dry | Res Ductless HVAC System - Fuel Sub - Hot-Dry | 0.003367 | 0.47 | 0 | RASS 2019 | 466.6861 | 2032 | 1 | SWHC044
RES-HVAC-FS-32.4 | Res ¦ Ductless Mini Split Heat Pump (SEER2 15.2) - Fuel Sub - Hot-Dry ¦ PG&E ¦ Hot-Dry | Res ¦ Ductless Mini Split Heat Pump (SEER2 15.2) - Fuel Sub - Hot-Dry | PG&E ¦ Hot-Dry | PG&E | All | Electric & Gas | Ductless Mini Split Heat Pump (SEER2 15.2) - Fuel Sub | Efficient |  |  | 1 | Conventional | HVAC | Res - Multi Family | Res | ROB Only | 1 | Residential Households | Cap-Tons | 23 | DEER:HVAC_Eff_AC | -4.65 | 0 | -35.2 | SWHC044-05 | 1204.3185 | 2022 | 912.802 | 2022 | 0 | -132.13 | SWHC044-05 | Res Ductless HVAC System - Fuel Sub - Hot-Dry ¦ PG&E ¦ Hot-Dry | Res Ductless HVAC System - Fuel Sub - Hot-Dry | 8.3696e-05 | 0.47 | 0 | RASS 2019 | 0 | 2012 | 1 | SWHC044
RES-HVAC-FS-32.5 | Res ¦ Ductless Mini Split Heat Pump (SEER2 15.2) - Fuel Sub - Cold ¦ PG&E ¦ Cold | Res ¦ Ductless Mini Split Heat Pump (SEER2 15.2) - Fuel Sub - Cold | PG&E ¦ Cold | PG&E | All | Electric & Gas | Ductless Mini Split Heat Pump (SEER2 15.2) - Fuel Sub | Efficient |  |  | 1 | Conventional | HVAC | Res - Single Family | Res | ROB Only | 1 | Residential Households | Cap-Tons | 23 | DEER:HVAC_Eff_AC | -167 | 0 | -64.8 | SWHC044-05 | 1204.3185 | 2022 | 912.802 | 2022 | 0 | -132.13 | SWHC044-05 | Res Ductless HVAC System - Fuel Sub - Cold ¦ PG&E ¦ Cold | Res Ductless HVAC System - Fuel Sub - Cold | 0.003367 | 0.47 | 0 | RASS 2019 | 466.6861 | 2032 | 1 | SWHC044
RES-HVAC-FS-32.6 | Res ¦ Ductless Mini Split Heat Pump (SEER2 15.2) - Fuel Sub - Cold ¦ PG&E ¦ Cold | Res ¦ Ductless Mini Split Heat Pump (SEER2 15.2) - Fuel Sub - Cold | PG&E ¦ Cold | PG&E | All | Electric & Gas | Ductless Mini Split Heat Pump (SEER2 15.2) - Fuel Sub | Efficient |  |  | 1 | Conventional | HVAC | Res - Multi Family | Res | ROB Only | 1 | Residential Households | Cap-Tons | 23 | DEER:HVAC_Eff_AC | -17.4 | 0 | -64.7 | SWHC044-05 | 1204.3185 | 2022 | 912.802 | 2022 | 0 | -132.13 | SWHC044-05 | Res Ductless HVAC System - Fuel Sub - Cold ¦ PG&E ¦ Cold | Res Ductless HVAC System - Fuel Sub - Cold | 8.3696e-05 | 0.47 | 0 | RASS 2019 | 0 | 2012 | 1 | SWHC044
RES-HVAC-FS-32.7 | Res ¦ Ductless Mini Split Heat Pump (SEER2 15.2) - Fuel Sub - Marine ¦ SCG ¦ Marine | Res ¦ Ductless Mini Split Heat Pump (SEER2 15.2) - Fuel Sub - Marine | SCG ¦ Marine | SCG | All | Electric & Gas | Ductless Mini Split Heat Pump (SEER2 15.2) - Fuel Sub | Efficient |  |  | 1 | Conventional | HVAC | Res - Single Family | Res | ROB Only | 1 | Residential Households | Cap-Tons | 23 | DEER:HVAC_Eff_AC | 4.03 | 0 | -33.8 | SWHC044-05 | 1204.3185 | 2022 | 912.802 | 2022 | 0 | -132.13 | SWHC044-05 | Res Ductless HVAC System - Fuel Sub - Marine ¦ SCG ¦ Marine | Res Ductless HVAC System - Fuel Sub - Marine | 0.018094 | 0.47 | 0 | RASS 2019 | 466.6861 | 2032 | 1 | SWHC044
RES-HVAC-FS-32.8 | Res ¦ Ductless Mini Split Heat Pump (SEER2 15.2) - Fuel Sub - Marine ¦ SCG ¦ Marine | Res ¦ Ductless Mini Split Heat Pump (SEER2 15.2) - Fuel Sub - Marine | SCG ¦ Marine | SCG | All | Electric & Gas | Ductless Mini Split Heat Pump (SEER2 15.2) - Fuel Sub | Efficient |  |  | 1 | Conventional | HVAC | Res - Multi Family | Res | ROB Only | 1 | Residential Households | Cap-Tons | 23 | DEER:HVAC_Eff_AC | -62.1 | 0 | -27.8 | SWHC044-05 | 1204.3185 | 2022 | 912.802 | 2022 | 0 | -132.13 | SWHC044-05 | Res Ductless HVAC System - Fuel Sub - Marine ¦ SCG ¦ Marine | Res Ductless HVAC System - Fuel Sub - Marine | 0.003365 | 0.47 | 0 | RASS 2019 | 0 | 2012 | 1 | SWHC044
RES-HVAC-FS-32.9 | Res ¦ Ductless Mini Split Heat Pump (SEER2 15.2) - Fuel Sub - Hot-Dry ¦ SCG ¦ Hot-Dry | Res ¦ Ductless Mini Split Heat Pump (SEER2 15.2) - Fuel Sub - Hot-Dry | SCG ¦ Hot-Dry | SCG | All | Electric & Gas | Ductless Mini Split Heat Pump (SEER2 15.2) - Fuel Sub | Efficient |  |  | 1 | Conventional | HVAC | Res - Single Family | Res | ROB Only | 1 | Residential Households | Cap-Tons | 23 | DEER:HVAC_Eff_AC | -50 | 0 | -38.1 | SWHC044-05 | 1204.3185 | 2022 | 912.802 | 2022 | 0 | -132.13 | SWHC044-05 | Res Ductless HVAC System - Fuel Sub - Hot-Dry ¦ SCG ¦ Hot-Dry | Res Ductless HVAC System - Fuel Sub - Hot-Dry | 0.018094 | 0.47 | 0 | RASS 2019 | 466.6861 | 2032 | 1 | SWHC044
RES-HVAC-FS-32.10 | Res ¦ Ductless Mini Split Heat Pump (SEER2 15.2) - Fuel Sub - Hot-Dry ¦ SCG ¦ Hot-Dry | Res ¦ Ductless Mini Split Heat Pump (SEER2 15.2) - Fuel Sub - Hot-Dry | SCG ¦ Hot-Dry | SCG | All | Electric & Gas | Ductless Mini Split Heat Pump (SEER2 15.2) - Fuel Sub | Efficient |  |  | 1 | Conventional | HVAC | Res - Multi Family | Res | ROB Only | 1 | Residential Households | Cap-Tons | 23 | DEER:HVAC_Eff_AC | -172 | 0 | -28.8 | SWHC044-05 | 1204.3185 | 2022 | 912.802 | 2022 | 0 | -132.13 | SWHC044-05 | Res Ductless HVAC System - Fuel Sub - Hot-Dry ¦ SCG ¦ Hot-Dry | Res Ductless HVAC System - Fuel Sub - Hot-Dry | 0.003365 | 0.47 | 0 | RASS 2019 | 0 | 2012 | 1 | SWHC044
RES-HVAC-FS-32.11 | Res ¦ Ductless Mini Split Heat Pump (SEER2 15.2) - Fuel Sub - Cold ¦ SCG ¦ Cold | Res ¦ Ductless Mini Split Heat Pump (SEER2 15.2) - Fuel Sub - Cold | SCG ¦ Cold | SCG | All | Electric & Gas | Ductless Mini Split Heat Pump (SEER2 15.2) - Fuel Sub | Efficient |  |  | 1 | Conventional | HVAC | Res - Single Family | Res | ROB Only | 1 | Residential Households | Cap-Tons | 23 | DEER:HVAC_Eff_AC | -167 | 0 | -64.8 | SWHC044-05 | 1204.3185 | 2022 | 912.802 | 2022 | 0 | -132.13 | SWHC044-05 | Res Ductless HVAC System - Fuel Sub - Cold ¦ SCG ¦ Cold | Res Ductless HVAC System - Fuel Sub - Cold | 0.018094 | 0.47 | 0 | RASS 2019 | 466.6861 | 2032 | 1 | SWHC044
RES-HVAC-FS-32.12 | Res ¦ Ductless Mini Split Heat Pump (SEER2 15.2) - Fuel Sub - Cold ¦ SCG ¦ Cold | Res ¦ Ductless Mini Split Heat Pump (SEER2 15.2) - Fuel Sub - Cold | SCG ¦ Cold | SCG | All | Electric & Gas | Ductless Mini Split Heat Pump (SEER2 15.2) - Fuel Sub | Efficient |  |  | 1 | Conventional | HVAC | Res - Multi Family | Res | ROB Only | 1 | Residential Households | Cap-Tons | 23 | DEER:HVAC_Eff_AC | -17.4 | 0 | -64.7 | SWHC044-05 | 1204.3185 | 2022 | 912.802 | 2022 | 0 | -132.13 | SWHC044-05 | Res Ductless HVAC System - Fuel Sub - Cold ¦ SCG ¦ Cold | Res Ductless HVAC System - Fuel Sub - Cold | 0.003365 | 0.47 | 0 | RASS 2019 | 0 | 2012 | 1 | SWHC044
RES-HVAC-FS-32.13 | Res ¦ Ductless Mini Split Heat Pump (SEER2 15.2) - Fuel Sub - Marine ¦ SDG&E ¦ Marine | Res ¦ Ductless Mini Split Heat Pump (SEER2 15.2) - Fuel Sub - Marine | SDG&E ¦ Marine | SDG&E | All | Electric & Gas | Ductless Mini Split Heat Pump (SEER2 15.2) - Fuel Sub | Efficient |  |  | 1 | Conventional | HVAC | Res - Single Family | Res | ROB Only | 1 | Residential Households | Cap-Tons | 23 | DEER:HVAC_Eff_AC | 4.03 | 0 | -33.8 | SWHC044-05 | 1204.3185 | 2022 | 912.802 | 2022 | 0 | -132.13 | SWHC044-05 | Res Ductless HVAC System - Fuel Sub - Marine ¦ SDG&E ¦ Marine | Res Ductless HVAC System - Fuel Sub - Marine | 0.019158 | 0.47 | 0 | RASS 2019 | 466.6861 | 2032 | 1 | SWHC044
RES-HVAC-FS-32.14 | Res ¦ Ductless Mini Split Heat Pump (SEER2 15.2) - Fuel Sub - Marine ¦ SDG&E ¦ Marine | Res ¦ Ductless Mini Split Heat Pump (SEER2 15.2) - Fuel Sub - Marine | SDG&E ¦ Marine | SDG&E | All | Electric & Gas | Ductless Mini Split Heat Pump (SEER2 15.2) - Fuel Sub | Efficient |  |  | 1 | Conventional | HVAC | Res - Multi Family | Res | ROB Only | 1 | Residential Households | Cap-Tons | 23 | DEER:HVAC_Eff_AC | -62.1 | 0 | -27.8 | SWHC044-05 | 1204.3185 | 2022 | 912.802 | 2022 | 0 | -132.13 | SWHC044-05 | Res Ductless HVAC System - Fuel Sub - Marine ¦ SDG&E ¦ Marine | Res Ductless HVAC System - Fuel Sub - Marine | 0.00065131 | 0.47 | 0 | RASS 2019 | 0 | 2012 | 1 | SWHC044
RES-HVAC-FS-32.15 | Res ¦ Ductless Mini Split Heat Pump (SEER2 15.2) - Fuel Sub - Hot-Dry ¦ SDG&E ¦ Hot-Dry | Res ¦ Ductless Mini Split Heat Pump (SEER2 15.2) - Fuel Sub - Hot-Dry | SDG&E ¦ Hot-Dry | SDG&E | All | Electric & Gas | Ductless Mini Split Heat Pump (SEER2 15.2) - Fuel Sub | Efficient |  |  | 1 | Conventional | HVAC | Res - Single Family | Res | ROB Only | 1 | Residential Households | Cap-Tons | 23 | DEER:HVAC_Eff_AC | 13.2 | 0 | -41.6 | SWHC044-05 | 1204.3185 | 2022 | 912.802 | 2022 | 0 | -132.13 | SWHC044-05 | Res Ductless HVAC System - Fuel Sub - Hot-Dry ¦ SDG&E ¦ Hot-Dry | Res Ductless HVAC System - Fuel Sub - Hot-Dry | 0.019158 | 0.47 | 0 | RASS 2019 | 466.6861 | 2032 | 1 | SWHC044
RES-HVAC-FS-32.16 | Res ¦ Ductless Mini Split Heat Pump (SEER2 15.2) - Fuel Sub - Hot-Dry ¦ SDG&E ¦ Hot-Dry | Res ¦ Ductless Mini Split Heat Pump (SEER2 15.2) - Fuel Sub - Hot-Dry | SDG&E ¦ Hot-Dry | SDG&E | All | Electric & Gas | Ductless Mini Split Heat Pump (SEER2 15.2) - Fuel Sub | Efficient |  |  | 1 | Conventional | HVAC | Res - Multi Family | Res | ROB Only | 1 | Residential Households | Cap-Tons | 23 | DEER:HVAC_Eff_AC | -68 | 0 | -24 | SWHC044-05 | 1204.3185 | 2022 | 912.802 | 2022 | 0 | -132.13 | SWHC044-05 | Res Ductless HVAC System - Fuel Sub - Hot-Dry ¦ SDG&E ¦ Hot-Dry | Res Ductless HVAC System - Fuel Sub - Hot-Dry | 0.00065131 | 0.47 | 0 | RASS 2019 | 0 | 2012 | 1 | SWHC044
RES-HVAC-FS-33.1 | Res ¦ Ductless Mini Split Heat Pump (SEER2 16.0) - Fuel Sub - Marine ¦ PG&E ¦ Marine | Res ¦ Ductless Mini Split Heat Pump (SEER2 16.0) - Fuel Sub - Marine | PG&E ¦ Marine | PG&E | All | Electric & Gas | Ductless Mini Split Heat Pump (SEER2 16.0) - Fuel Sub | Efficient |  |  | 1 | Conventional | HVAC | Res - Single Family | Res | ROB Only | 1 | Residential Households | Cap-Tons | 23 | DEER:HVAC_Eff_AC | 150 | 0 | -64.3 | SWHC044-05 | 1518.95 | 2022 | 1410.7 | 2022 | 0 | -132.13 | SWHC044-05 | Res Ductless HVAC System - Fuel Sub - Marine ¦ PG&E ¦ Marine | Res Ductless HVAC System - Fuel Sub - Marine | 0.003367 | 0.47 | 0 | RASS 2019 | 466.6861 | 2032 | 1 | SWHC044
RES-HVAC-FS-33.2 | Res ¦ Ductless Mini Split Heat Pump (SEER2 16.0) - Fuel Sub - Marine ¦ PG&E ¦ Marine | Res ¦ Ductless Mini Split Heat Pump (SEER2 16.0) - Fuel Sub - Marine | PG&E ¦ Marine | PG&E | All | Electric & Gas | Ductless Mini Split Heat Pump (SEER2 16.0) - Fuel Sub | Efficient |  |  | 1 | Conventional | HVAC | Res - Multi Family | Res | ROB Only | 1 | Residential Households | Cap-Tons | 23 | DEER:HVAC_Eff_AC | 26.3 | 0 | -48.2 | SWHC044-05 | 1518.95 | 2022 | 1410.7 | 2022 | 0 | -132.13 | SWHC044-05 | Res Ductless HVAC System - Fuel Sub - Marine ¦ PG&E ¦ Marine | Res Ductless HVAC System - Fuel Sub - Marine | 8.3696e-05 | 0.47 | 0 | RASS 2019 | 0 | 2012 | 1 | SWHC044
RES-HVAC-FS-33.3 | Res ¦ Ductless Mini Split Heat Pump (SEER2 16.0) - Fuel Sub - Hot-Dry ¦ PG&E ¦ Hot-Dry | Res ¦ Ductless Mini Split Heat Pump (SEER2 16.0) - Fuel Sub - Hot-Dry | PG&E ¦ Hot-Dry | PG&E | All | Electric & Gas | Ductless Mini Split Heat Pump (SEER2 16.0) - Fuel Sub | Efficient |  |  | 1 | Conventional | HVAC | Res - Single Family | Res | ROB Only | 1 | Residential Households | Cap-Tons | 23 | DEER:HVAC_Eff_AC | 72.8 | 0 | -65.3 | SWHC044-05 | 1518.95 | 2022 | 1410.7 | 2022 | 0 | -132.13 | SWHC044-05 | Res Ductless HVAC System - Fuel Sub - Hot-Dry ¦ PG&E ¦ Hot-Dry | Res Ductless HVAC System - Fuel Sub - Hot-Dry | 0.003367 | 0.47 | 0 | RASS 2019 | 466.6861 | 2032 | 1 | SWHC044
RES-HVAC-FS-33.4 | Res ¦ Ductless Mini Split Heat Pump (SEER2 16.0) - Fuel Sub - Hot-Dry ¦ PG&E ¦ Hot-Dry | Res ¦ Ductless Mini Split Heat Pump (SEER2 16.0) - Fuel Sub - Hot-Dry | PG&E ¦ Hot-Dry | PG&E | All | Electric & Gas | Ductless Mini Split Heat Pump (SEER2 16.0) - Fuel Sub | Efficient |  |  | 1 | Conventional | HVAC | Res - Multi Family | Res | ROB Only | 1 | Residential Households | Cap-Tons | 23 | DEER:HVAC_Eff_AC | -20.6 | 0 | -35.2 | SWHC044-05 | 1518.95 | 2022 | 1410.7 | 2022 | 0 | -132.13 | SWHC044-05 | Res Ductless HVAC System - Fuel Sub - Hot-Dry ¦ PG&E ¦ Hot-Dry | Res Ductless HVAC System - Fuel Sub - Hot-Dry | 8.3696e-05 | 0.47 | 0 | RASS 2019 | 0 | 2012 | 1 | SWHC044
RES-HVAC-FS-33.5 | Res ¦ Ductless Mini Split Heat Pump (SEER2 16.0) - Fuel Sub - Cold ¦ PG&E ¦ Cold | Res ¦ Ductless Mini Split Heat Pump (SEER2 16.0) - Fuel Sub - Cold | PG&E ¦ Cold | PG&E | All | Electric & Gas | Ductless Mini Split Heat Pump (SEER2 16.0) - Fuel Sub | Efficient |  |  | 1 | Conventional | HVAC | Res - Single Family | Res | ROB Only | 1 | Residential Households | Cap-Tons | 23 | DEER:HVAC_Eff_AC | -193 | 0 | -64.8 | SWHC044-05 | 1518.95 | 2022 | 1410.7 | 2022 | 0 | -132.13 | SWHC044-05 | Res Ductless HVAC System - Fuel Sub - Cold ¦ PG&E ¦ Cold | Res Ductless HVAC System - Fuel Sub - Cold | 0.003367 | 0.47 | 0 | RASS 2019 | 466.6861 | 2032 | 1 | SWHC044
RES-HVAC-FS-33.6 | Res ¦ Ductless Mini Split Heat Pump (SEER2 16.0) - Fuel Sub - Cold ¦ PG&E ¦ Cold | Res ¦ Ductless Mini Split Heat Pump (SEER2 16.0) - Fuel Sub - Cold | PG&E ¦ Cold | PG&E | All | Electric & Gas | Ductless Mini Split Heat Pump (SEER2 16.0) - Fuel Sub | Efficient |  |  | 1 | Conventional | HVAC | Res - Multi Family | Res | ROB Only | 1 | Residential Households | Cap-Tons | 23 | DEER:HVAC_Eff_AC | -44.1 | 0 | -64.7 | SWHC044-05 | 1518.95 | 2022 | 1410.7 | 2022 | 0 | -132.13 | SWHC044-05 | Res Ductless HVAC System - Fuel Sub - Cold ¦ PG&E ¦ Cold | Res Ductless HVAC System - Fuel Sub - Cold | 8.3696e-05 | 0.47 | 0 | RASS 2019 | 0 | 2012 | 1 | SWHC044
RES-HVAC-FS-33.7 | Res ¦ Ductless Mini Split Heat Pump (SEER2 16.0) - Fuel Sub - Marine ¦ SCG ¦ Marine | Res ¦ Ductless Mini Split Heat Pump (SEER2 16.0) - Fuel Sub - Marine | SCG ¦ Marine | SCG | All | Electric & Gas | Ductless Mini Split Heat Pump (SEER2 16.0) - Fuel Sub | Efficient |  |  | 1 | Conventional | HVAC | Res - Single Family | Res | ROB Only | 1 | Residential Households | Cap-Tons | 23 | DEER:HVAC_Eff_AC | -6.28 | 0 | -33.8 | SWHC044-05 | 1518.95 | 2022 | 1410.7 | 2022 | 0 | -132.13 | SWHC044-05 | Res Ductless HVAC System - Fuel Sub - Marine ¦ SCG ¦ Marine | Res Ductless HVAC System - Fuel Sub - Marine | 0.018094 | 0.47 | 0 | RASS 2019 | 466.6861 | 2032 | 1 | SWHC044
RES-HVAC-FS-33.8 | Res ¦ Ductless Mini Split Heat Pump (SEER2 16.0) - Fuel Sub - Marine ¦ SCG ¦ Marine | Res ¦ Ductless Mini Split Heat Pump (SEER2 16.0) - Fuel Sub - Marine | SCG ¦ Marine | SCG | All | Electric & Gas | Ductless Mini Split Heat Pump (SEER2 16.0) - Fuel Sub | Efficient |  |  | 1 | Conventional | HVAC | Res - Multi Family | Res | ROB Only | 1 | Residential Households | Cap-Tons | 23 | DEER:HVAC_Eff_AC | -73.7 | 0 | -27.8 | SWHC044-05 | 1518.95 | 2022 | 1410.7 | 2022 | 0 | -132.13 | SWHC044-05 | Res Ductless HVAC System - Fuel Sub - Marine ¦ SCG ¦ Marine | Res Ductless HVAC System - Fuel Sub - Marine | 0.003365 | 0.47 | 0 | RASS 2019 | 0 | 2012 | 1 | SWHC044
RES-HVAC-FS-33.9 | Res ¦ Ductless Mini Split Heat Pump (SEER2 16.0) - Fuel Sub - Hot-Dry ¦ SCG ¦ Hot-Dry | Res ¦ Ductless Mini Split Heat Pump (SEER2 16.0) - Fuel Sub - Hot-Dry | SCG ¦ Hot-Dry | SCG | All | Electric & Gas | Ductless Mini Split Heat Pump (SEER2 16.0) - Fuel Sub | Efficient |  |  | 1 | Conventional | HVAC | Res - Single Family | Res | ROB Only | 1 | Residential Households | Cap-Tons | 23 | DEER:HVAC_Eff_AC | -65.5 | 0 | -38.1 | SWHC044-05 | 1518.95 | 2022 | 1410.7 | 2022 | 0 | -132.13 | SWHC044-05 | Res Ductless HVAC System - Fuel Sub - Hot-Dry ¦ SCG ¦ Hot-Dry | Res Ductless HVAC System - Fuel Sub - Hot-Dry | 0.018094 | 0.47 | 0 | RASS 2019 | 466.6861 | 2032 | 1 | SWHC044
RES-HVAC-FS-33.10 | Res ¦ Ductless Mini Split Heat Pump (SEER2 16.0) - Fuel Sub - Hot-Dry ¦ SCG ¦ Hot-Dry | Res ¦ Ductless Mini Split Heat Pump (SEER2 16.0) - Fuel Sub - Hot-Dry | SCG ¦ Hot-Dry | SCG | All | Electric & Gas | Ductless Mini Split Heat Pump (SEER2 16.0) - Fuel Sub | Efficient |  |  | 1 | Conventional | HVAC | Res - Multi Family | Res | ROB Only | 1 | Residential Households | Cap-Tons | 23 | DEER:HVAC_Eff_AC | -190 | 0 | -28.8 | SWHC044-05 | 1518.95 | 2022 | 1410.7 | 2022 | 0 | -132.13 | SWHC044-05 | Res Ductless HVAC System - Fuel Sub - Hot-Dry ¦ SCG ¦ Hot-Dry | Res Ductless HVAC System - Fuel Sub - Hot-Dry | 0.003365 | 0.47 | 0 | RASS 2019 | 0 | 2012 | 1 | SWHC044
RES-HVAC-FS-33.11 | Res ¦ Ductless Mini Split Heat Pump (SEER2 16.0) - Fuel Sub - Cold ¦ SCG ¦ Cold | Res ¦ Ductless Mini Split Heat Pump (SEER2 16.0) - Fuel Sub - Cold | SCG ¦ Cold | SCG | All | Electric & Gas | Ductless Mini Split Heat Pump (SEER2 16.0) - Fuel Sub | Efficient |  |  | 1 | Conventional | HVAC | Res - Single Family | Res | ROB Only | 1 | Residential Households | Cap-Tons | 23 | DEER:HVAC_Eff_AC | -193 | 0 | -64.8 | SWHC044-05 | 1518.95 | 2022 | 1410.7 | 2022 | 0 | -132.13 | SWHC044-05 | Res Ductless HVAC System - Fuel Sub - Cold ¦ SCG ¦ Cold | Res Ductless HVAC System - Fuel Sub - Cold | 0.018094 | 0.47 | 0 | RASS 2019 | 466.6861 | 2032 | 1 | SWHC044
RES-HVAC-FS-33.12 | Res ¦ Ductless Mini Split Heat Pump (SEER2 16.0) - Fuel Sub - Cold ¦ SCG ¦ Cold | Res ¦ Ductless Mini Split Heat Pump (SEER2 16.0) - Fuel Sub - Cold | SCG ¦ Cold | SCG | All | Electric & Gas | Ductless Mini Split Heat Pump (SEER2 16.0) - Fuel Sub | Efficient |  |  | 1 | Conventional | HVAC | Res - Multi Family | Res | ROB Only | 1 | Residential Households | Cap-Tons | 23 | DEER:HVAC_Eff_AC | -44.1 | 0 | -64.7 | SWHC044-05 | 1518.95 | 2022 | 1410.7 | 2022 | 0 | -132.13 | SWHC044-05 | Res Ductless HVAC System - Fuel Sub - Cold ¦ SCG ¦ Cold | Res Ductless HVAC System - Fuel Sub - Cold | 0.003365 | 0.47 | 0 | RASS 2019 | 0 | 2012 | 1 | SWHC044
RES-HVAC-FS-33.13 | Res ¦ Ductless Mini Split Heat Pump (SEER2 16.0) - Fuel Sub - Marine ¦ SDG&E ¦ Marine | Res ¦ Ductless Mini Split Heat Pump (SEER2 16.0) - Fuel Sub - Marine | SDG&E ¦ Marine | SDG&E | All | Electric & Gas | Ductless Mini Split Heat Pump (SEER2 16.0) - Fuel Sub | Efficient |  |  | 1 | Conventional | HVAC | Res - Single Family | Res | ROB Only | 1 | Residential Households | Cap-Tons | 23 | DEER:HVAC_Eff_AC | -6.28 | 0 | -33.8 | SWHC044-05 | 1518.95 | 2022 | 1410.7 | 2022 | 0 | -132.13 | SWHC044-05 | Res Ductless HVAC System - Fuel Sub - Marine ¦ SDG&E ¦ Marine | Res Ductless HVAC System - Fuel Sub - Marine | 0.019158 | 0.47 | 0 | RASS 2019 | 466.6861 | 2032 | 1 | SWHC044
RES-HVAC-FS-33.14 | Res ¦ Ductless Mini Split Heat Pump (SEER2 16.0) - Fuel Sub - Marine ¦ SDG&E ¦ Marine | Res ¦ Ductless Mini Split Heat Pump (SEER2 16.0) - Fuel Sub - Marine | SDG&E ¦ Marine | SDG&E | All | Electric & Gas | Ductless Mini Split Heat Pump (SEER2 16.0) - Fuel Sub | Efficient |  |  | 1 | Conventional | HVAC | Res - Multi Family | Res | ROB Only | 1 | Residential Households | Cap-Tons | 23 | DEER:HVAC_Eff_AC | -73.7 | 0 | -27.8 | SWHC044-05 | 1518.95 | 2022 | 1410.7 | 2022 | 0 | -132.13 | SWHC044-05 | Res Ductless HVAC System - Fuel Sub - Marine ¦ SDG&E ¦ Marine | Res Ductless HVAC System - Fuel Sub - Marine | 0.00065131 | 0.47 | 0 | RASS 2019 | 0 | 2012 | 1 | SWHC044
RES-HVAC-FS-33.15 | Res ¦ Ductless Mini Split Heat Pump (SEER2 16.0) - Fuel Sub - Hot-Dry ¦ SDG&E ¦ Hot-Dry | Res ¦ Ductless Mini Split Heat Pump (SEER2 16.0) - Fuel Sub - Hot-Dry | SDG&E ¦ Hot-Dry | SDG&E | All | Electric & Gas | Ductless Mini Split Heat Pump (SEER2 16.0) - Fuel Sub | Efficient |  |  | 1 | Conventional | HVAC | Res - Single Family | Res | ROB Only | 1 | Residential Households | Cap-Tons | 23 | DEER:HVAC_Eff_AC | 0.865 | 0 | -41.6 | SWHC044-05 | 1518.95 | 2022 | 1410.7 | 2022 | 0 | -132.13 | SWHC044-05 | Res Ductless HVAC System - Fuel Sub - Hot-Dry ¦ SDG&E ¦ Hot-Dry | Res Ductless HVAC System - Fuel Sub - Hot-Dry | 0.019158 | 0.47 | 0 | RASS 2019 | 466.6861 | 2032 | 1 | SWHC044
RES-HVAC-FS-33.16 | Res ¦ Ductless Mini Split Heat Pump (SEER2 16.0) - Fuel Sub - Hot-Dry ¦ SDG&E ¦ Hot-Dry | Res ¦ Ductless Mini Split Heat Pump (SEER2 16.0) - Fuel Sub - Hot-Dry | SDG&E ¦ Hot-Dry | SDG&E | All | Electric & Gas | Ductless Mini Split Heat Pump (SEER2 16.0) - Fuel Sub | Efficient |  |  | 1 | Conventional | HVAC | Res - Multi Family | Res | ROB Only | 1 | Residential Households | Cap-Tons | 23 | DEER:HVAC_Eff_AC | -78.9 | 0 | -24 | SWHC044-05 | 1518.95 | 2022 | 1410.7 | 2022 | 0 | -132.13 | SWHC044-05 | Res Ductless HVAC System - Fuel Sub - Hot-Dry ¦ SDG&E ¦ Hot-Dry | Res Ductless HVAC System - Fuel Sub - Hot-Dry | 0.00065131 | 0.47 | 0 | RASS 2019 | 0 | 2012 | 1 | SWHC044
RES-HVAC-FS-34.1 | Res ¦ Ductless Mini Split Heat Pump (SEER2 17.8) - Fuel Sub - Marine ¦ PG&E ¦ Marine | Res ¦ Ductless Mini Split Heat Pump (SEER2 17.8) - Fuel Sub - Marine | PG&E ¦ Marine | PG&E | All | Electric & Gas | Ductless Mini Split Heat Pump (SEER2 17.8) - Fuel Sub | Efficient |  |  | 1 | Conventional | HVAC | Res - Single Family | Res | ROB Only | 1 | Residential Households | Cap-Tons | 23 | DEER:HVAC_Eff_AC | 126 | 0 | -64.3 | SWHC044-05 | 1715.25 | 2022 | 1410.7 | 2022 | 0 | -132.13 | SWHC044-05 | Res Ductless HVAC System - Fuel Sub - Marine ¦ PG&E ¦ Marine | Res Ductless HVAC System - Fuel Sub - Marine | 0.003367 | 0.47 | 0 | RASS 2019 | 466.6861 | 2032 | 1 | SWHC044
RES-HVAC-FS-34.2 | Res ¦ Ductless Mini Split Heat Pump (SEER2 17.8) - Fuel Sub - Marine ¦ PG&E ¦ Marine | Res ¦ Ductless Mini Split Heat Pump (SEER2 17.8) - Fuel Sub - Marine | PG&E ¦ Marine | PG&E | All | Electric & Gas | Ductless Mini Split Heat Pump (SEER2 17.8) - Fuel Sub | Efficient |  |  | 1 | Conventional | HVAC | Res - Multi Family | Res | ROB Only | 1 | Residential Households | Cap-Tons | 23 | DEER:HVAC_Eff_AC | 6.01 | 0 | -48.2 | SWHC044-05 | 1715.25 | 2022 | 1410.7 | 2022 | 0 | -132.13 | SWHC044-05 | Res Ductless HVAC System - Fuel Sub - Marine ¦ PG&E ¦ Marine | Res Ductless HVAC System - Fuel Sub - Marine | 8.3696e-05 | 0.47 | 0 | RASS 2019 | 0 | 2012 | 1 | SWHC044
RES-HVAC-FS-34.3 | Res ¦ Ductless Mini Split Heat Pump (SEER2 17.8) - Fuel Sub - Hot-Dry ¦ PG&E ¦ Hot-Dry | Res ¦ Ductless Mini Split Heat Pump (SEER2 17.8) - Fuel Sub - Hot-Dry | PG&E ¦ Hot-Dry | PG&E | All | Electric & Gas | Ductless Mini Split Heat Pump (SEER2 17.8) - Fuel Sub | Efficient |  |  | 1 | Conventional | HVAC | Res - Single Family | Res | ROB Only | 1 | Residential Households | Cap-Tons | 23 | DEER:HVAC_Eff_AC | 42.1 | 0 | -65.3 | SWHC044-05 | 1715.25 | 2022 | 1410.7 | 2022 | 0 | -132.13 | SWHC044-05 | Res Ductless HVAC System - Fuel Sub - Hot-Dry ¦ PG&E ¦ Hot-Dry | Res Ductless HVAC System - Fuel Sub - Hot-Dry | 0.003367 | 0.47 | 0 | RASS 2019 | 466.6861 | 2032 | 1 | SWHC044
RES-HVAC-FS-34.4 | Res ¦ Ductless Mini Split Heat Pump (SEER2 17.8) - Fuel Sub - Hot-Dry ¦ PG&E ¦ Hot-Dry | Res ¦ Ductless Mini Split Heat Pump (SEER2 17.8) - Fuel Sub - Hot-Dry | PG&E ¦ Hot-Dry | PG&E | All | Electric & Gas | Ductless Mini Split Heat Pump (SEER2 17.8) - Fuel Sub | Efficient |  |  | 1 | Conventional | HVAC | Res - Multi Family | Res | ROB Only | 1 | Residential Households | Cap-Tons | 23 | DEER:HVAC_Eff_AC | -44.7 | 0 | -35.2 | SWHC044-05 | 1715.25 | 2022 | 1410.7 | 2022 | 0 | -132.13 | SWHC044-05 | Res Ductless HVAC System - Fuel Sub - Hot-Dry ¦ PG&E ¦ Hot-Dry | Res Ductless HVAC System - Fuel Sub - Hot-Dry | 8.3696e-05 | 0.47 | 0 | RASS 2019 | 0 | 2012 | 1 | SWHC044
RES-HVAC-FS-34.5 | Res ¦ Ductless Mini Split Heat Pump (SEER2 17.8) - Fuel Sub - Cold ¦ PG&E ¦ Cold | Res ¦ Ductless Mini Split Heat Pump (SEER2 17.8) - Fuel Sub - Cold | PG&E ¦ Cold | PG&E | All | Electric & Gas | Ductless Mini Split Heat Pump (SEER2 17.8) - Fuel Sub | Efficient |  |  | 1 | Conventional | HVAC | Res - Single Family | Res | ROB Only | 1 | Residential Households | Cap-Tons | 23 | DEER:HVAC_Eff_AC | -231 | 0 | -64.8 | SWHC044-05 | 1715.25 | 2022 | 1410.7 | 2022 | 0 | -132.13 | SWHC044-05 | Res Ductless HVAC System - Fuel Sub - Cold ¦ PG&E ¦ Cold | Res Ductless HVAC System - Fuel Sub - Cold | 0.003367 | 0.47 | 0 | RASS 2019 | 466.6861 | 2032 | 1 | SWHC044
RES-HVAC-FS-34.6 | Res ¦ Ductless Mini Split Heat Pump (SEER2 17.8) - Fuel Sub - Cold ¦ PG&E ¦ Cold | Res ¦ Ductless Mini Split Heat Pump (SEER2 17.8) - Fuel Sub - Cold | PG&E ¦ Cold | PG&E | All | Electric & Gas | Ductless Mini Split Heat Pump (SEER2 17.8) - Fuel Sub | Efficient |  |  | 1 | Conventional | HVAC | Res - Multi Family | Res | ROB Only | 1 | Residential Households | Cap-Tons | 23 | DEER:HVAC_Eff_AC | -83.9 | 0 | -64.7 | SWHC044-05 | 1715.25 | 2022 | 1410.7 | 2022 | 0 | -132.13 | SWHC044-05 | Res Ductless HVAC System - Fuel Sub - Cold ¦ PG&E ¦ Cold | Res Ductless HVAC System - Fuel Sub - Cold | 8.3696e-05 | 0.47 | 0 | RASS 2019 | 0 | 2012 | 1 | SWHC044
RES-HVAC-FS-34.7 | Res ¦ Ductless Mini Split Heat Pump (SEER2 17.8) - Fuel Sub - Marine ¦ SCG ¦ Marine | Res ¦ Ductless Mini Split Heat Pump (SEER2 17.8) - Fuel Sub - Marine | SCG ¦ Marine | SCG | All | Electric & Gas | Ductless Mini Split Heat Pump (SEER2 17.8) - Fuel Sub | Efficient |  |  | 1 | Conventional | HVAC | Res - Single Family | Res | ROB Only | 1 | Residential Households | Cap-Tons | 23 | DEER:HVAC_Eff_AC | -22.7 | 0 | -33.8 | SWHC044-05 | 1715.25 | 2022 | 1410.7 | 2022 | 0 | -132.13 | SWHC044-05 | Res Ductless HVAC System - Fuel Sub - Marine ¦ SCG ¦ Marine | Res Ductless HVAC System - Fuel Sub - Marine | 0.018094 | 0.47 | 0 | RASS 2019 | 466.6861 | 2032 | 1 | SWHC044
RES-HVAC-FS-34.8 | Res ¦ Ductless Mini Split Heat Pump (SEER2 17.8) - Fuel Sub - Marine ¦ SCG ¦ Marine | Res ¦ Ductless Mini Split Heat Pump (SEER2 17.8) - Fuel Sub - Marine | SCG ¦ Marine | SCG | All | Electric & Gas | Ductless Mini Split Heat Pump (SEER2 17.8) - Fuel Sub | Efficient |  |  | 1 | Conventional | HVAC | Res - Multi Family | Res | ROB Only | 1 | Residential Households | Cap-Tons | 23 | DEER:HVAC_Eff_AC | -91 | 0 | -27.8 | SWHC044-05 | 1715.25 | 2022 | 1410.7 | 2022 | 0 | -132.13 | SWHC044-05 | Res Ductless HVAC System - Fuel Sub - Marine ¦ SCG ¦ Marine | Res Ductless HVAC System - Fuel Sub - Marine | 0.003365 | 0.47 | 0 | RASS 2019 | 0 | 2012 | 1 | SWHC044
RES-HVAC-FS-34.9 | Res ¦ Ductless Mini Split Heat Pump (SEER2 17.8) - Fuel Sub - Hot-Dry ¦ SCG ¦ Hot-Dry | Res ¦ Ductless Mini Split Heat Pump (SEER2 17.8) - Fuel Sub - Hot-Dry | SCG ¦ Hot-Dry | SCG | All | Electric & Gas | Ductless Mini Split Heat Pump (SEER2 17.8) - Fuel Sub | Efficient |  |  | 1 | Conventional | HVAC | Res - Single Family | Res | ROB Only | 1 | Residential Households | Cap-Tons | 23 | DEER:HVAC_Eff_AC | -89.4 | 0 | -38.1 | SWHC044-05 | 1715.25 | 2022 | 1410.7 | 2022 | 0 | -132.13 | SWHC044-05 | Res Ductless HVAC System - Fuel Sub - Hot-Dry ¦ SCG ¦ Hot-Dry | Res Ductless HVAC System - Fuel Sub - Hot-Dry | 0.018094 | 0.47 | 0 | RASS 2019 | 466.6861 | 2032 | 1 | SWHC044
RES-HVAC-FS-34.10 | Res ¦ Ductless Mini Split Heat Pump (SEER2 17.8) - Fuel Sub - Hot-Dry ¦ SCG ¦ Hot-Dry | Res ¦ Ductless Mini Split Heat Pump (SEER2 17.8) - Fuel Sub - Hot-Dry | SCG ¦ Hot-Dry | SCG | All | Electric & Gas | Ductless Mini Split Heat Pump (SEER2 17.8) - Fuel Sub | Efficient |  |  | 1 | Conventional | HVAC | Res - Multi Family | Res | ROB Only | 1 | Residential Households | Cap-Tons | 23 | DEER:HVAC_Eff_AC | -218 | 0 | -28.8 | SWHC044-05 | 1715.25 | 2022 | 1410.7 | 2022 | 0 | -132.13 | SWHC044-05 | Res Ductless HVAC System - Fuel Sub - Hot-Dry ¦ SCG ¦ Hot-Dry | Res Ductless HVAC System - Fuel Sub - Hot-Dry | 0.003365 | 0.47 | 0 | RASS 2019 | 0 | 2012 | 1 | SWHC044
RES-HVAC-FS-34.11 | Res ¦ Ductless Mini Split Heat Pump (SEER2 17.8) - Fuel Sub - Cold ¦ SCG ¦ Cold | Res ¦ Ductless Mini Split Heat Pump (SEER2 17.8) - Fuel Sub - Cold | SCG ¦ Cold | SCG | All | Electric & Gas | Ductless Mini Split Heat Pump (SEER2 17.8) - Fuel Sub | Efficient |  |  | 1 | Conventional | HVAC | Res - Single Family | Res | ROB Only | 1 | Residential Households | Cap-Tons | 23 | DEER:HVAC_Eff_AC | -231 | 0 | -64.8 | SWHC044-05 | 1715.25 | 2022 | 1410.7 | 2022 | 0 | -132.13 | SWHC044-05 | Res Ductless HVAC System - Fuel Sub - Cold ¦ SCG ¦ Cold | Res Ductless HVAC System - Fuel Sub - Cold | 0.018094 | 0.47 | 0 | RASS 2019 | 466.6861 | 2032 | 1 | SWHC044
RES-HVAC-FS-34.12 | Res ¦ Ductless Mini Split Heat Pump (SEER2 17.8) - Fuel Sub - Cold ¦ SCG ¦ Cold | Res ¦ Ductless Mini Split Heat Pump (SEER2 17.8) - Fuel Sub - Cold | SCG ¦ Cold | SCG | All | Electric & Gas | Ductless Mini Split Heat Pump (SEER2 17.8) - Fuel Sub | Efficient |  |  | 1 | Conventional | HVAC | Res - Multi Family | Res | ROB Only | 1 | Residential Households | Cap-Tons | 23 | DEER:HVAC_Eff_AC | -83.9 | 0 | -64.7 | SWHC044-05 | 1715.25 | 2022 | 1410.7 | 2022 | 0 | -132.13 | SWHC044-05 | Res Ductless HVAC System - Fuel Sub - Cold ¦ SCG ¦ Cold | Res Ductless HVAC System - Fuel Sub - Cold | 0.003365 | 0.47 | 0 | RASS 2019 | 0 | 2012 | 1 | SWHC044
RES-HVAC-FS-34.13 | Res ¦ Ductless Mini Split Heat Pump (SEER2 17.8) - Fuel Sub - Marine ¦ SDG&E ¦ Marine | Res ¦ Ductless Mini Split Heat Pump (SEER2 17.8) - Fuel Sub - Marine | SDG&E ¦ Marine | SDG&E | All | Electric & Gas | Ductless Mini Split Heat Pump (SEER2 17.8) - Fuel Sub | Efficient |  |  | 1 | Conventional | HVAC | Res - Single Family | Res | ROB Only | 1 | Residential Households | Cap-Tons | 23 | DEER:HVAC_Eff_AC | -22.7 | 0 | -33.8 | SWHC044-05 | 1715.25 | 2022 | 1410.7 | 2022 | 0 | -132.13 | SWHC044-05 | Res Ductless HVAC System - Fuel Sub - Marine ¦ SDG&E ¦ Marine | Res Ductless HVAC System - Fuel Sub - Marine | 0.019158 | 0.47 | 0 | RASS 2019 | 466.6861 | 2032 | 1 | SWHC044
RES-HVAC-FS-34.14 | Res ¦ Ductless Mini Split Heat Pump (SEER2 17.8) - Fuel Sub - Marine ¦ SDG&E ¦ Marine | Res ¦ Ductless Mini Split Heat Pump (SEER2 17.8) - Fuel Sub - Marine | SDG&E ¦ Marine | SDG&E | All | Electric & Gas | Ductless Mini Split Heat Pump (SEER2 17.8) - Fuel Sub | Efficient |  |  | 1 | Conventional | HVAC | Res - Multi Family | Res | ROB Only | 1 | Residential Households | Cap-Tons | 23 | DEER:HVAC_Eff_AC | -91 | 0 | -27.8 | SWHC044-05 | 1715.25 | 2022 | 1410.7 | 2022 | 0 | -132.13 | SWHC044-05 | Res Ductless HVAC System - Fuel Sub - Marine ¦ SDG&E ¦ Marine | Res Ductless HVAC System - Fuel Sub - Marine | 0.00065131 | 0.47 | 0 | RASS 2019 | 0 | 2012 | 1 | SWHC044
RES-HVAC-FS-34.15 | Res ¦ Ductless Mini Split Heat Pump (SEER2 17.8) - Fuel Sub - Hot-Dry ¦ SDG&E ¦ Hot-Dry | Res ¦ Ductless Mini Split Heat Pump (SEER2 17.8) - Fuel Sub - Hot-Dry | SDG&E ¦ Hot-Dry | SDG&E | All | Electric & Gas | Ductless Mini Split Heat Pump (SEER2 17.8) - Fuel Sub | Efficient |  |  | 1 | Conventional | HVAC | Res - Single Family | Res | ROB Only | 1 | Residential Households | Cap-Tons | 23 | DEER:HVAC_Eff_AC | -18.3 | 0 | -41.6 | SWHC044-05 | 1715.25 | 2022 | 1410.7 | 2022 | 0 | -132.13 | SWHC044-05 | Res Ductless HVAC System - Fuel Sub - Hot-Dry ¦ SDG&E ¦ Hot-Dry | Res Ductless HVAC System - Fuel Sub - Hot-Dry | 0.019158 | 0.47 | 0 | RASS 2019 | 466.6861 | 2032 | 1 | SWHC044
RES-HVAC-FS-34.16 | Res ¦ Ductless Mini Split Heat Pump (SEER2 17.8) - Fuel Sub - Hot-Dry ¦ SDG&E ¦ Hot-Dry | Res ¦ Ductless Mini Split Heat Pump (SEER2 17.8) - Fuel Sub - Hot-Dry | SDG&E ¦ Hot-Dry | SDG&E | All | Electric & Gas | Ductless Mini Split Heat Pump (SEER2 17.8) - Fuel Sub | Efficient |  |  | 1 | Conventional | HVAC | Res - Multi Family | Res | ROB Only | 1 | Residential Households | Cap-Tons | 23 | DEER:HVAC_Eff_AC | -94.8 | 0 | -24 | SWHC044-05 | 1715.25 | 2022 | 1410.7 | 2022 | 0 | -132.13 | SWHC044-05 | Res Ductless HVAC System - Fuel Sub - Hot-Dry ¦ SDG&E ¦ Hot-Dry | Res Ductless HVAC System - Fuel Sub - Hot-Dry | 0.00065131 | 0.47 | 0 | RASS 2019 | 0 | 2012 | 1 | SWHC044
RES-HVAC-FS-35.1 | Res ¦ Ductless Mini Split Heat Pump (SEER2 19.6) - Fuel Sub - Marine ¦ PG&E ¦ Marine | Res ¦ Ductless Mini Split Heat Pump (SEER2 19.6) - Fuel Sub - Marine | PG&E ¦ Marine | PG&E | All | Electric & Gas | Ductless Mini Split Heat Pump (SEER2 19.6) - Fuel Sub | Efficient |  |  | 1 | Conventional | HVAC | Res - Single Family | Res | ROB Only | 1 | Residential Households | Cap-Tons | 23 | DEER:HVAC_Eff_AC | 102 | 0 | -64.3 | SWHC044-05 | 1911.56 | 2022 | 1410.7 | 2022 | 0 | -132.13 | SWHC044-05 | Res Ductless HVAC System - Fuel Sub - Marine ¦ PG&E ¦ Marine | Res Ductless HVAC System - Fuel Sub - Marine | 0.003367 | 0.47 | 0 | RASS 2019 | 466.6861 | 2032 | 1 | SWHC044
RES-HVAC-FS-35.2 | Res ¦ Ductless Mini Split Heat Pump (SEER2 19.6) - Fuel Sub - Marine ¦ PG&E ¦ Marine | Res ¦ Ductless Mini Split Heat Pump (SEER2 19.6) - Fuel Sub - Marine | PG&E ¦ Marine | PG&E | All | Electric & Gas | Ductless Mini Split Heat Pump (SEER2 19.6) - Fuel Sub | Efficient |  |  | 1 | Conventional | HVAC | Res - Multi Family | Res | ROB Only | 1 | Residential Households | Cap-Tons | 23 | DEER:HVAC_Eff_AC | -12.3 | 0 | -48.2 | SWHC044-05 | 1911.56 | 2022 | 1410.7 | 2022 | 0 | -132.13 | SWHC044-05 | Res Ductless HVAC System - Fuel Sub - Marine ¦ PG&E ¦ Marine | Res Ductless HVAC System - Fuel Sub - Marine | 8.3696e-05 | 0.47 | 0 | RASS 2019 | 0 | 2012 | 1 | SWHC044
RES-HVAC-FS-35.3 | Res ¦ Ductless Mini Split Heat Pump (SEER2 19.6) - Fuel Sub - Hot-Dry ¦ PG&E ¦ Hot-Dry | Res ¦ Ductless Mini Split Heat Pump (SEER2 19.6) - Fuel Sub - Hot-Dry | PG&E ¦ Hot-Dry | PG&E | All | Electric & Gas | Ductless Mini Split Heat Pump (SEER2 19.6) - Fuel Sub | Efficient |  |  | 1 | Conventional | HVAC | Res - Single Family | Res | ROB Only | 1 | Residential Households | Cap-Tons | 23 | DEER:HVAC_Eff_AC | 13.3 | 0 | -65.3 | SWHC044-05 | 1911.56 | 2022 | 1410.7 | 2022 | 0 | -132.13 | SWHC044-05 | Res Ductless HVAC System - Fuel Sub - Hot-Dry ¦ PG&E ¦ Hot-Dry | Res Ductless HVAC System - Fuel Sub - Hot-Dry | 0.003367 | 0.47 | 0 | RASS 2019 | 466.6861 | 2032 | 1 | SWHC044
RES-HVAC-FS-35.4 | Res ¦ Ductless Mini Split Heat Pump (SEER2 19.6) - Fuel Sub - Hot-Dry ¦ PG&E ¦ Hot-Dry | Res ¦ Ductless Mini Split Heat Pump (SEER2 19.6) - Fuel Sub - Hot-Dry | PG&E ¦ Hot-Dry | PG&E | All | Electric & Gas | Ductless Mini Split Heat Pump (SEER2 19.6) - Fuel Sub | Efficient |  |  | 1 | Conventional | HVAC | Res - Multi Family | Res | ROB Only | 1 | Residential Households | Cap-Tons | 23 | DEER:HVAC_Eff_AC | -65.9 | 0 | -35.2 | SWHC044-05 | 1911.56 | 2022 | 1410.7 | 2022 | 0 | -132.13 | SWHC044-05 | Res Ductless HVAC System - Fuel Sub - Hot-Dry ¦ PG&E ¦ Hot-Dry | Res Ductless HVAC System - Fuel Sub - Hot-Dry | 8.3696e-05 | 0.47 | 0 | RASS 2019 | 0 | 2012 | 1 | SWHC044
RES-HVAC-FS-35.5 | Res ¦ Ductless Mini Split Heat Pump (SEER2 19.6) - Fuel Sub - Cold ¦ PG&E ¦ Cold | Res ¦ Ductless Mini Split Heat Pump (SEER2 19.6) - Fuel Sub - Cold | PG&E ¦ Cold | PG&E | All | Electric & Gas | Ductless Mini Split Heat Pump (SEER2 19.6) - Fuel Sub | Efficient |  |  | 1 | Conventional | HVAC | Res - Single Family | Res | ROB Only | 1 | Residential Households | Cap-Tons | 23 | DEER:HVAC_Eff_AC | -265 | 0 | -64.8 | SWHC044-05 | 1911.56 | 2022 | 1410.7 | 2022 | 0 | -132.13 | SWHC044-05 | Res Ductless HVAC System - Fuel Sub - Cold ¦ PG&E ¦ Cold | Res Ductless HVAC System - Fuel Sub - Cold | 0.003367 | 0.47 | 0 | RASS 2019 | 466.6861 | 2032 | 1 | SWHC044
RES-HVAC-FS-35.6 | Res ¦ Ductless Mini Split Heat Pump (SEER2 19.6) - Fuel Sub - Cold ¦ PG&E ¦ Cold | Res ¦ Ductless Mini Split Heat Pump (SEER2 19.6) - Fuel Sub - Cold | PG&E ¦ Cold | PG&E | All | Electric & Gas | Ductless Mini Split Heat Pump (SEER2 19.6) - Fuel Sub | Efficient |  |  | 1 | Conventional | HVAC | Res - Multi Family | Res | ROB Only | 1 | Residential Households | Cap-Tons | 23 | DEER:HVAC_Eff_AC | -120 | 0 | -64.7 | SWHC044-05 | 1911.56 | 2022 | 1410.7 | 2022 | 0 | -132.13 | SWHC044-05 | Res Ductless HVAC System - Fuel Sub - Cold ¦ PG&E ¦ Cold | Res Ductless HVAC System - Fuel Sub - Cold | 8.3696e-05 | 0.47 | 0 | RASS 2019 | 0 | 2012 | 1 | SWHC044
RES-HVAC-FS-35.7 | Res ¦ Ductless Mini Split Heat Pump (SEER2 19.6) - Fuel Sub - Marine ¦ SCG ¦ Marine | Res ¦ Ductless Mini Split Heat Pump (SEER2 19.6) - Fuel Sub - Marine | SCG ¦ Marine | SCG | All | Electric & Gas | Ductless Mini Split Heat Pump (SEER2 19.6) - Fuel Sub | Efficient |  |  | 1 | Conventional | HVAC | Res - Single Family | Res | ROB Only | 1 | Residential Households | Cap-Tons | 23 | DEER:HVAC_Eff_AC | -37.7 | 0 | -33.8 | SWHC044-05 | 1911.56 | 2022 | 1410.7 | 2022 | 0 | -132.13 | SWHC044-05 | Res Ductless HVAC System - Fuel Sub - Marine ¦ SCG ¦ Marine | Res Ductless HVAC System - Fuel Sub - Marine | 0.018094 | 0.47 | 0 | RASS 2019 | 466.6861 | 2032 | 1 | SWHC044
RES-HVAC-FS-35.8 | Res ¦ Ductless Mini Split Heat Pump (SEER2 19.6) - Fuel Sub - Marine ¦ SCG ¦ Marine | Res ¦ Ductless Mini Split Heat Pump (SEER2 19.6) - Fuel Sub - Marine | SCG ¦ Marine | SCG | All | Electric & Gas | Ductless Mini Split Heat Pump (SEER2 19.6) - Fuel Sub | Efficient |  |  | 1 | Conventional | HVAC | Res - Multi Family | Res | ROB Only | 1 | Residential Households | Cap-Tons | 23 | DEER:HVAC_Eff_AC | -107 | 0 | -27.8 | SWHC044-05 | 1911.56 | 2022 | 1410.7 | 2022 | 0 | -132.13 | SWHC044-05 | Res Ductless HVAC System - Fuel Sub - Marine ¦ SCG ¦ Marine | Res Ductless HVAC System - Fuel Sub - Marine | 0.003365 | 0.47 | 0 | RASS 2019 | 0 | 2012 | 1 | SWHC044
RES-HVAC-FS-35.9 | Res ¦ Ductless Mini Split Heat Pump (SEER2 19.6) - Fuel Sub - Hot-Dry ¦ SCG ¦ Hot-Dry | Res ¦ Ductless Mini Split Heat Pump (SEER2 19.6) - Fuel Sub - Hot-Dry | SCG ¦ Hot-Dry | SCG | All | Electric & Gas | Ductless Mini Split Heat Pump (SEER2 19.6) - Fuel Sub | Efficient |  |  | 1 | Conventional | HVAC | Res - Single Family | Res | ROB Only | 1 | Residential Households | Cap-Tons | 23 | DEER:HVAC_Eff_AC | -111 | 0 | -38.1 | SWHC044-05 | 1911.56 | 2022 | 1410.7 | 2022 | 0 | -132.13 | SWHC044-05 | Res Ductless HVAC System - Fuel Sub - Hot-Dry ¦ SCG ¦ Hot-Dry | Res Ductless HVAC System - Fuel Sub - Hot-Dry | 0.018094 | 0.47 | 0 | RASS 2019 | 466.6861 | 2032 | 1 | SWHC044
RES-HVAC-FS-35.10 | Res ¦ Ductless Mini Split Heat Pump (SEER2 19.6) - Fuel Sub - Hot-Dry ¦ SCG ¦ Hot-Dry | Res ¦ Ductless Mini Split Heat Pump (SEER2 19.6) - Fuel Sub - Hot-Dry | SCG ¦ Hot-Dry | SCG | All | Electric & Gas | Ductless Mini Split Heat Pump (SEER2 19.6) - Fuel Sub | Efficient |  |  | 1 | Conventional | HVAC | Res - Multi Family | Res | ROB Only | 1 | Residential Households | Cap-Tons | 23 | DEER:HVAC_Eff_AC | -241 | 0 | -28.8 | SWHC044-05 | 1911.56 | 2022 | 1410.7 | 2022 | 0 | -132.13 | SWHC044-05 | Res Ductless HVAC System - Fuel Sub - Hot-Dry ¦ SCG ¦ Hot-Dry | Res Ductless HVAC System - Fuel Sub - Hot-Dry | 0.003365 | 0.47 | 0 | RASS 2019 | 0 | 2012 | 1 | SWHC044
RES-HVAC-FS-35.11 | Res ¦ Ductless Mini Split Heat Pump (SEER2 19.6) - Fuel Sub - Cold ¦ SCG ¦ Cold | Res ¦ Ductless Mini Split Heat Pump (SEER2 19.6) - Fuel Sub - Cold | SCG ¦ Cold | SCG | All | Electric & Gas | Ductless Mini Split Heat Pump (SEER2 19.6) - Fuel Sub | Efficient |  |  | 1 | Conventional | HVAC | Res - Single Family | Res | ROB Only | 1 | Residential Households | Cap-Tons | 23 | DEER:HVAC_Eff_AC | -265 | 0 | -64.8 | SWHC044-05 | 1911.56 | 2022 | 1410.7 | 2022 | 0 | -132.13 | SWHC044-05 | Res Ductless HVAC System - Fuel Sub - Cold ¦ SCG ¦ Cold | Res Ductless HVAC System - Fuel Sub - Cold | 0.018094 | 0.47 | 0 | RASS 2019 | 466.6861 | 2032 | 1 | SWHC044
RES-HVAC-FS-35.12 | Res ¦ Ductless Mini Split Heat Pump (SEER2 19.6) - Fuel Sub - Cold ¦ SCG ¦ Cold | Res ¦ Ductless Mini Split Heat Pump (SEER2 19.6) - Fuel Sub - Cold | SCG ¦ Cold | SCG | All | Electric & Gas | Ductless Mini Split Heat Pump (SEER2 19.6) - Fuel Sub | Efficient |  |  | 1 | Conventional | HVAC | Res - Multi Family | Res | ROB Only | 1 | Residential Households | Cap-Tons | 23 | DEER:HVAC_Eff_AC | -120 | 0 | -64.7 | SWHC044-05 | 1911.56 | 2022 | 1410.7 | 2022 | 0 | -132.13 | SWHC044-05 | Res Ductless HVAC System - Fuel Sub - Cold ¦ SCG ¦ Cold | Res Ductless HVAC System - Fuel Sub - Cold | 0.003365 | 0.47 | 0 | RASS 2019 | 0 | 2012 | 1 | SWHC044
RES-HVAC-FS-35.13 | Res ¦ Ductless Mini Split Heat Pump (SEER2 19.6) - Fuel Sub - Marine ¦ SDG&E ¦ Marine | Res ¦ Ductless Mini Split Heat Pump (SEER2 19.6) - Fuel Sub - Marine | SDG&E ¦ Marine | SDG&E | All | Electric & Gas | Ductless Mini Split Heat Pump (SEER2 19.6) - Fuel Sub | Efficient |  |  | 1 | Conventional | HVAC | Res - Single Family | Res | ROB Only | 1 | Residential Households | Cap-Tons | 23 | DEER:HVAC_Eff_AC | -37.7 | 0 | -33.8 | SWHC044-05 | 1911.56 | 2022 | 1410.7 | 2022 | 0 | -132.13 | SWHC044-05 | Res Ductless HVAC System - Fuel Sub - Marine ¦ SDG&E ¦ Marine | Res Ductless HVAC System - Fuel Sub - Marine | 0.019158 | 0.47 | 0 | RASS 2019 | 466.6861 | 2032 | 1 | SWHC044
RES-HVAC-FS-35.14 | Res ¦ Ductless Mini Split Heat Pump (SEER2 19.6) - Fuel Sub - Marine ¦ SDG&E ¦ Marine | Res ¦ Ductless Mini Split Heat Pump (SEER2 19.6) - Fuel Sub - Marine | SDG&E ¦ Marine | SDG&E | All | Electric & Gas | Ductless Mini Split Heat Pump (SEER2 19.6) - Fuel Sub | Efficient |  |  | 1 | Conventional | HVAC | Res - Multi Family | Res | ROB Only | 1 | Residential Households | Cap-Tons | 23 | DEER:HVAC_Eff_AC | -107 | 0 | -27.8 | SWHC044-05 | 1911.56 | 2022 | 1410.7 | 2022 | 0 | -132.13 | SWHC044-05 | Res Ductless HVAC System - Fuel Sub - Marine ¦ SDG&E ¦ Marine | Res Ductless HVAC System - Fuel Sub - Marine | 0.00065131 | 0.47 | 0 | RASS 2019 | 0 | 2012 | 1 | SWHC044
RES-HVAC-FS-35.15 | Res ¦ Ductless Mini Split Heat Pump (SEER2 19.6) - Fuel Sub - Hot-Dry ¦ SDG&E ¦ Hot-Dry | Res ¦ Ductless Mini Split Heat Pump (SEER2 19.6) - Fuel Sub - Hot-Dry | SDG&E ¦ Hot-Dry | SDG&E | All | Electric & Gas | Ductless Mini Split Heat Pump (SEER2 19.6) - Fuel Sub | Efficient |  |  | 1 | Conventional | HVAC | Res - Single Family | Res | ROB Only | 1 | Residential Households | Cap-Tons | 23 | DEER:HVAC_Eff_AC | -36.2 | 0 | -41.6 | SWHC044-05 | 1911.56 | 2022 | 1410.7 | 2022 | 0 | -132.13 | SWHC044-05 | Res Ductless HVAC System - Fuel Sub - Hot-Dry ¦ SDG&E ¦ Hot-Dry | Res Ductless HVAC System - Fuel Sub - Hot-Dry | 0.019158 | 0.47 | 0 | RASS 2019 | 466.6861 | 2032 | 1 | SWHC044
RES-HVAC-FS-35.16 | Res ¦ Ductless Mini Split Heat Pump (SEER2 19.6) - Fuel Sub - Hot-Dry ¦ SDG&E ¦ Hot-Dry | Res ¦ Ductless Mini Split Heat Pump (SEER2 19.6) - Fuel Sub - Hot-Dry | SDG&E ¦ Hot-Dry | SDG&E | All | Electric & Gas | Ductless Mini Split Heat Pump (SEER2 19.6) - Fuel Sub | Efficient |  |  | 1 | Conventional | HVAC | Res - Multi Family | Res | ROB Only | 1 | Residential Households | Cap-Tons | 23 | DEER:HVAC_Eff_AC | -109 | 0 | -24 | SWHC044-05 | 1911.56 | 2022 | 1410.7 | 2022 | 0 | -132.13 | SWHC044-05 | Res Ductless HVAC System - Fuel Sub - Hot-Dry ¦ SDG&E ¦ Hot-Dry | Res Ductless HVAC System - Fuel Sub - Hot-Dry | 0.00065131 | 0.47 | 0 | RASS 2019 | 0 | 2012 | 1 | SWHC044
RES-HVAC-FS-PU-30.1 | Res ¦ Code HVAC Wall Furnace and Room AC - Panel Upgrade - Marine ¦ PG&E ¦ Marine | Res ¦ Code HVAC Wall Furnace and Room AC - Panel Upgrade - Marine | PG&E ¦ Marine | PG&E | All | Electric & Gas | Code HVAC Wall Furnace and Room AC | Average Existing and Code |  | 2029 | 1 | Conventional | HVAC | Res - Single Family | Res | ROB and NEW | 0 | Residential Households | Cap-Tons | 9 | DEER:HVAC_Eff_AC | 0 | 0 | 0 | SWHC044-05 | 939.73 | 2022 | 304.26 | 2022 | 0 | 0 | SWHC044-05 | Res Ductless HVAC System - Fuel Sub - Panel Upgrade - Marine ¦ PG&E ¦ Marine | Res Ductless HVAC System - Fuel Sub - Panel Upgrade - Marine | 0.003367 | 0.53 | 1 | RASS 2019 | 0 | 2012 | 1 | SWHC044
RES-HVAC-FS-PU-30.2 | Res ¦ Code HVAC Wall Furnace and Room AC - Panel Upgrade - Marine ¦ PG&E ¦ Marine | Res ¦ Code HVAC Wall Furnace and Room AC - Panel Upgrade - Marine | PG&E ¦ Marine | PG&E | All | Electric & Gas | Code HVAC Wall Furnace and Room AC | Average Existing and Code |  | 2029 | 1 | Conventional | HVAC | Res - Multi Family | Res | ROB and NEW | 0 | Residential Households | Cap-Tons | 9 | DEER:HVAC_Eff_AC | 0 | 0 | 0 | SWHC044-05 | 939.73 | 2022 | 304.26 | 2022 | 0 | 0 | SWHC044-05 | Res Ductless HVAC System - Fuel Sub - Panel Upgrade - Marine ¦ PG&E ¦ Marine | Res Ductless HVAC System - Fuel Sub - Panel Upgrade - Marine | 8.3696e-05 | 0.53 | 1 | RASS 2019 | 0 | 2012 | 1 | SWHC044
RES-HVAC-FS-PU-30.3 | Res ¦ Code HVAC Wall Furnace and Room AC - Panel Upgrade - Hot-Dry ¦ PG&E ¦ Hot-Dry | Res ¦ Code HVAC Wall Furnace and Room AC - Panel Upgrade - Hot-Dry | PG&E ¦ Hot-Dry | PG&E | All | Electric & Gas | Code HVAC Wall Furnace and Room AC | Average Existing and Code |  | 2029 | 1 | Conventional | HVAC | Res - Single Family | Res | ROB and NEW | 0 | Residential Households | Cap-Tons | 9 | DEER:HVAC_Eff_AC | 0 | 0 | 0 | SWHC044-05 | 939.73 | 2022 | 304.26 | 2022 | 0 | 0 | SWHC044-05 | Res Ductless HVAC System - Fuel Sub - Panel Upgrade - Hot-Dry ¦ PG&E ¦ Hot-Dry | Res Ductless HVAC System - Fuel Sub - Panel Upgrade - Hot-Dry | 0.003367 | 0.53 | 1 | RASS 2019 | 0 | 2012 | 1 | SWHC044
RES-HVAC-FS-PU-30.4 | Res ¦ Code HVAC Wall Furnace and Room AC - Panel Upgrade - Hot-Dry ¦ PG&E ¦ Hot-Dry | Res ¦ Code HVAC Wall Furnace and Room AC - Panel Upgrade - Hot-Dry | PG&E ¦ Hot-Dry | PG&E | All | Electric & Gas | Code HVAC Wall Furnace and Room AC | Average Existing and Code |  | 2029 | 1 | Conventional | HVAC | Res - Multi Family | Res | ROB and NEW | 0 | Residential Households | Cap-Tons | 9 | DEER:HVAC_Eff_AC | 0 | 0 | 0 | SWHC044-05 | 939.73 | 2022 | 304.26 | 2022 | 0 | 0 | SWHC044-05 | Res Ductless HVAC System - Fuel Sub - Panel Upgrade - Hot-Dry ¦ PG&E ¦ Hot-Dry | Res Ductless HVAC System - Fuel Sub - Panel Upgrade - Hot-Dry | 8.3696e-05 | 0.53 | 1 | RASS 2019 | 0 | 2012 | 1 | SWHC044
RES-HVAC-FS-PU-30.5 | Res ¦ Code HVAC Wall Furnace and Room AC - Panel Upgrade - Cold ¦ PG&E ¦ Cold | Res ¦ Code HVAC Wall Furnace and Room AC - Panel Upgrade - Cold | PG&E ¦ Cold | PG&E | All | Electric & Gas | Code HVAC Wall Furnace and Room AC | Average Existing and Code |  | 2029 | 1 | Conventional | HVAC | Res - Single Family | Res | ROB and NEW | 0 | Residential Households | Cap-Tons | 9 | DEER:HVAC_Eff_AC | 0 | 0 | 0 | SWHC044-05 | 939.73 | 2022 | 304.26 | 2022 | 0 | 0 | SWHC044-05 | Res Ductless HVAC System - Fuel Sub - Panel Upgrade - Cold ¦ PG&E ¦ Cold | Res Ductless HVAC System - Fuel Sub - Panel Upgrade - Cold | 0.003367 | 0.53 | 1 | RASS 2019 | 0 | 2012 | 1 | SWHC044
RES-HVAC-FS-PU-30.6 | Res ¦ Code HVAC Wall Furnace and Room AC - Panel Upgrade - Cold ¦ PG&E ¦ Cold | Res ¦ Code HVAC Wall Furnace and Room AC - Panel Upgrade - Cold | PG&E ¦ Cold | PG&E | All | Electric & Gas | Code HVAC Wall Furnace and Room AC | Average Existing and Code |  | 2029 | 1 | Conventional | HVAC | Res - Multi Family | Res | ROB and NEW | 0 | Residential Households | Cap-Tons | 9 | DEER:HVAC_Eff_AC | 0 | 0 | 0 | SWHC044-05 | 939.73 | 2022 | 304.26 | 2022 | 0 | 0 | SWHC044-05 | Res Ductless HVAC System - Fuel Sub - Panel Upgrade - Cold ¦ PG&E ¦ Cold | Res Ductless HVAC System - Fuel Sub - Panel Upgrade - Cold | 8.3696e-05 | 0.53 | 1 | RASS 2019 | 0 | 2012 | 1 | SWHC044
RES-HVAC-FS-PU-30.7 | Res ¦ Code HVAC Wall Furnace and Room AC - Panel Upgrade - Marine ¦ SCG ¦ Marine | Res ¦ Code HVAC Wall Furnace and Room AC - Panel Upgrade - Marine | SCG ¦ Marine | SCG | All | Electric & Gas | Code HVAC Wall Furnace and Room AC | Average Existing and Code |  | 2029 | 1 | Conventional | HVAC | Res - Single Family | Res | ROB and NEW | 0 | Residential Households | Cap-Tons | 9 | DEER:HVAC_Eff_AC | 0 | 0 | 0 | SWHC044-05 | 939.73 | 2022 | 304.26 | 2022 | 0 | 0 | SWHC044-05 | Res Ductless HVAC System - Fuel Sub - Panel Upgrade - Marine ¦ SCG ¦ Marine | Res Ductless HVAC System - Fuel Sub - Panel Upgrade - Marine | 0.018094 | 0.53 | 0.96667 | RASS 2019 | 0 | 2012 | 1 | SWHC044
RES-HVAC-FS-PU-30.8 | Res ¦ Code HVAC Wall Furnace and Room AC - Panel Upgrade - Marine ¦ SCG ¦ Marine | Res ¦ Code HVAC Wall Furnace and Room AC - Panel Upgrade - Marine | SCG ¦ Marine | SCG | All | Electric & Gas | Code HVAC Wall Furnace and Room AC | Average Existing and Code |  | 2029 | 1 | Conventional | HVAC | Res - Multi Family | Res | ROB and NEW | 0 | Residential Households | Cap-Tons | 9 | DEER:HVAC_Eff_AC | 0 | 0 | 0 | SWHC044-05 | 939.73 | 2022 | 304.26 | 2022 | 0 | 0 | SWHC044-05 | Res Ductless HVAC System - Fuel Sub - Panel Upgrade - Marine ¦ SCG ¦ Marine | Res Ductless HVAC System - Fuel Sub - Panel Upgrade - Marine | 0.003365 | 0.53 | 1 | RASS 2019 | 0 | 2012 | 1 | SWHC044
RES-HVAC-FS-PU-30.9 | Res ¦ Code HVAC Wall Furnace and Room AC - Panel Upgrade - Hot-Dry ¦ SCG ¦ Hot-Dry | Res ¦ Code HVAC Wall Furnace and Room AC - Panel Upgrade - Hot-Dry | SCG ¦ Hot-Dry | SCG | All | Electric & Gas | Code HVAC Wall Furnace and Room AC | Average Existing and Code |  | 2029 | 1 | Conventional | HVAC | Res - Single Family | Res | ROB and NEW | 0 | Residential Households | Cap-Tons | 9 | DEER:HVAC_Eff_AC | 0 | 0 | 0 | SWHC044-05 | 939.73 | 2022 | 304.26 | 2022 | 0 | 0 | SWHC044-05 | Res Ductless HVAC System - Fuel Sub - Panel Upgrade - Hot-Dry ¦ SCG ¦ Hot-Dry | Res Ductless HVAC System - Fuel Sub - Panel Upgrade - Hot-Dry | 0.018094 | 0.53 | 0.96667 | RASS 2019 | 0 | 2012 | 1 | SWHC044
RES-HVAC-FS-PU-30.10 | Res ¦ Code HVAC Wall Furnace and Room AC - Panel Upgrade - Hot-Dry ¦ SCG ¦ Hot-Dry | Res ¦ Code HVAC Wall Furnace and Room AC - Panel Upgrade - Hot-Dry | SCG ¦ Hot-Dry | SCG | All | Electric & Gas | Code HVAC Wall Furnace and Room AC | Average Existing and Code |  | 2029 | 1 | Conventional | HVAC | Res - Multi Family | Res | ROB and NEW | 0 | Residential Households | Cap-Tons | 9 | DEER:HVAC_Eff_AC | 0 | 0 | 0 | SWHC044-05 | 939.73 | 2022 | 304.26 | 2022 | 0 | 0 | SWHC044-05 | Res Ductless HVAC System - Fuel Sub - Panel Upgrade - Hot-Dry ¦ SCG ¦ Hot-Dry | Res Ductless HVAC System - Fuel Sub - Panel Upgrade - Hot-Dry | 0.003365 | 0.53 | 1 | RASS 2019 | 0 | 2012 | 1 | SWHC044
RES-HVAC-FS-PU-30.11 | Res ¦ Code HVAC Wall Furnace and Room AC - Panel Upgrade - Cold ¦ SCG ¦ Cold | Res ¦ Code HVAC Wall Furnace and Room AC - Panel Upgrade - Cold | SCG ¦ Cold | SCG | All | Electric & Gas | Code HVAC Wall Furnace and Room AC | Average Existing and Code |  | 2029 | 1 | Conventional | HVAC | Res - Single Family | Res | ROB and NEW | 0 | Residential Households | Cap-Tons | 9 | DEER:HVAC_Eff_AC | 0 | 0 | 0 | SWHC044-05 | 939.73 | 2022 | 304.26 | 2022 | 0 | 0 | SWHC044-05 | Res Ductless HVAC System - Fuel Sub - Panel Upgrade - Cold ¦ SCG ¦ Cold | Res Ductless HVAC System - Fuel Sub - Panel Upgrade - Cold | 0.018094 | 0.53 | 0.96667 | RASS 2019 | 0 | 2012 | 1 | SWHC044
RES-HVAC-FS-PU-30.12 | Res ¦ Code HVAC Wall Furnace and Room AC - Panel Upgrade - Cold ¦ SCG ¦ Cold | Res ¦ Code HVAC Wall Furnace and Room AC - Panel Upgrade - Cold | SCG ¦ Cold | SCG | All | Electric & Gas | Code HVAC Wall Furnace and Room AC | Average Existing and Code |  | 2029 | 1 | Conventional | HVAC | Res - Multi Family | Res | ROB and NEW | 0 | Residential Households | Cap-Tons | 9 | DEER:HVAC_Eff_AC | 0 | 0 | 0 | SWHC044-05 | 939.73 | 2022 | 304.26 | 2022 | 0 | 0 | SWHC044-05 | Res Ductless HVAC System - Fuel Sub - Panel Upgrade - Cold ¦ SCG ¦ Cold | Res Ductless HVAC System - Fuel Sub - Panel Upgrade - Cold | 0.003365 | 0.53 | 1 | RASS 2019 | 0 | 2012 | 1 | SWHC044
RES-HVAC-FS-PU-30.13 | Res ¦ Code HVAC Wall Furnace and Room AC - Panel Upgrade - Marine ¦ SDG&E ¦ Marine | Res ¦ Code HVAC Wall Furnace and Room AC - Panel Upgrade - Marine | SDG&E ¦ Marine | SDG&E | All | Electric & Gas | Code HVAC Wall Furnace and Room AC | Average Existing and Code |  | 2029 | 1 | Conventional | HVAC | Res - Single Family | Res | ROB and NEW | 0 | Residential Households | Cap-Tons | 9 | DEER:HVAC_Eff_AC | 0 | 0 | 0 | SWHC044-05 | 939.73 | 2022 | 304.26 | 2022 | 0 | 0 | SWHC044-05 | Res Ductless HVAC System - Fuel Sub - Panel Upgrade - Marine ¦ SDG&E ¦ Marine | Res Ductless HVAC System - Fuel Sub - Panel Upgrade - Marine | 0.019158 | 0.53 | 1 | RASS 2019 | 0 | 2012 | 1 | SWHC044
RES-HVAC-FS-PU-30.14 | Res ¦ Code HVAC Wall Furnace and Room AC - Panel Upgrade - Marine ¦ SDG&E ¦ Marine | Res ¦ Code HVAC Wall Furnace and Room AC - Panel Upgrade - Marine | SDG&E ¦ Marine | SDG&E | All | Electric & Gas | Code HVAC Wall Furnace and Room AC | Average Existing and Code |  | 2029 | 1 | Conventional | HVAC | Res - Multi Family | Res | ROB and NEW | 0 | Residential Households | Cap-Tons | 9 | DEER:HVAC_Eff_AC | 0 | 0 | 0 | SWHC044-05 | 939.73 | 2022 | 304.26 | 2022 | 0 | 0 | SWHC044-05 | Res Ductless HVAC System - Fuel Sub - Panel Upgrade - Marine ¦ SDG&E ¦ Marine | Res Ductless HVAC System - Fuel Sub - Panel Upgrade - Marine | 0.00065131 | 0.53 | 1 | RASS 2019 | 0 | 2012 | 1 | SWHC044
RES-HVAC-FS-PU-30.15 | Res ¦ Code HVAC Wall Furnace and Room AC - Panel Upgrade - Hot-Dry ¦ SDG&E ¦ Hot-Dry | Res ¦ Code HVAC Wall Furnace and Room AC - Panel Upgrade - Hot-Dry | SDG&E ¦ Hot-Dry | SDG&E | All | Electric & Gas | Code HVAC Wall Furnace and Room AC | Average Existing and Code |  | 2029 | 1 | Conventional | HVAC | Res - Single Family | Res | ROB and NEW | 0 | Residential Households | Cap-Tons | 9 | DEER:HVAC_Eff_AC | 0 | 0 | 0 | SWHC044-05 | 939.73 | 2022 | 304.26 | 2022 | 0 | 0 | SWHC044-05 | Res Ductless HVAC System - Fuel Sub - Panel Upgrade - Hot-Dry ¦ SDG&E ¦ Hot-Dry | Res Ductless HVAC System - Fuel Sub - Panel Upgrade - Hot-Dry | 0.019158 | 0.53 | 1 | RASS 2019 | 0 | 2012 | 1 | SWHC044
RES-HVAC-FS-PU-30.16 | Res ¦ Code HVAC Wall Furnace and Room AC - Panel Upgrade - Hot-Dry ¦ SDG&E ¦ Hot-Dry | Res ¦ Code HVAC Wall Furnace and Room AC - Panel Upgrade - Hot-Dry | SDG&E ¦ Hot-Dry | SDG&E | All | Electric & Gas | Code HVAC Wall Furnace and Room AC | Average Existing and Code |  | 2029 | 1 | Conventional | HVAC | Res - Multi Family | Res | ROB and NEW | 0 | Residential Households | Cap-Tons | 9 | DEER:HVAC_Eff_AC | 0 | 0 | 0 | SWHC044-05 | 939.73 | 2022 | 304.26 | 2022 | 0 | 0 | SWHC044-05 | Res Ductless HVAC System - Fuel Sub - Panel Upgrade - Hot-Dry ¦ SDG&E ¦ Hot-Dry | Res Ductless HVAC System - Fuel Sub - Panel Upgrade - Hot-Dry | 0.00065131 | 0.53 | 1 | RASS 2019 | 0 | 2012 | 1 | SWHC044
RES-HVAC-FS-PU-31.1 | Res ¦ Efficient Wall Furnace and ENERGY STAR Room AC - Panel Upgrade - Marine ¦ PG&E ¦ Marine | Res ¦ Efficient Wall Furnace and ENERGY STAR Room AC - Panel Upgrade - Marine | PG&E ¦ Marine | PG&E | All | Electric & Gas | Efficient Wall Furnace and ENERGY STAR Room AC | Efficient |  | 2029 | 1 | Conventional | HVAC | Res - Single Family | Res | ROB and NEW | 0 | Residential Households | Cap-Tons | 9 | DEER:HVAC_Eff_AC | -15.984 | 0 | -4.6006 | SWHC001-05, SWAP007-04 | 1089.5444 | 2022 | 304.26 | 2022 | 0 | 0 | SWHC001-05, SWAP007-04 | Res Ductless HVAC System - Fuel Sub - Panel Upgrade - Marine ¦ PG&E ¦ Marine | Res Ductless HVAC System - Fuel Sub - Panel Upgrade - Marine | 0.003367 | 0.53 | 0 | RASS 2019 | 0 | 2012 | 1 | SWHC001 (furnace), SWAP007 (AC)
RES-HVAC-FS-PU-31.2 | Res ¦ Efficient Wall Furnace and ENERGY STAR Room AC - Panel Upgrade - Marine ¦ PG&E ¦ Marine | Res ¦ Efficient Wall Furnace and ENERGY STAR Room AC - Panel Upgrade - Marine | PG&E ¦ Marine | PG&E | All | Electric & Gas | Efficient Wall Furnace and ENERGY STAR Room AC | Efficient |  | 2029 | 1 | Conventional | HVAC | Res - Multi Family | Res | ROB and NEW | 0 | Residential Households | Cap-Tons | 9 | DEER:HVAC_Eff_AC | -4.32 | 0 | -2.7755 | SWHC001-05, SWAP007-04 | 1089.5444 | 2022 | 304.26 | 2022 | 0 | 0 | SWHC001-05, SWAP007-04 | Res Ductless HVAC System - Fuel Sub - Panel Upgrade - Marine ¦ PG&E ¦ Marine | Res Ductless HVAC System - Fuel Sub - Panel Upgrade - Marine | 8.3696e-05 | 0.53 | 0 | RASS 2019 | 0 | 2012 | 1 | SWHC001 (furnace), SWAP007 (AC)
RES-HVAC-FS-PU-31.3 | Res ¦ Efficient Wall Furnace and ENERGY STAR Room AC - Panel Upgrade - Hot-Dry ¦ PG&E ¦ Hot-Dry | Res ¦ Efficient Wall Furnace and ENERGY STAR Room AC - Panel Upgrade - Hot-Dry | PG&E ¦ Hot-Dry | PG&E | All | Electric & Gas | Efficient Wall Furnace and ENERGY STAR Room AC | Efficient |  | 2029 | 1 | Conventional | HVAC | Res - Single Family | Res | ROB and NEW | 0 | Residential Households | Cap-Tons | 9 | DEER:HVAC_Eff_AC | -46.44 | 0 | -4.073 | SWHC001-05, SWAP007-04 | 1089.5444 | 2022 | 304.26 | 2022 | 0 | 0 | SWHC001-05, SWAP007-04 | Res Ductless HVAC System - Fuel Sub - Panel Upgrade - Hot-Dry ¦ PG&E ¦ Hot-Dry | Res Ductless HVAC System - Fuel Sub - Panel Upgrade - Hot-Dry | 0.003367 | 0.53 | 0 | RASS 2019 | 0 | 2012 | 1 | SWHC001 (furnace), SWAP007 (AC)
RES-HVAC-FS-PU-31.4 | Res ¦ Efficient Wall Furnace and ENERGY STAR Room AC - Panel Upgrade - Hot-Dry ¦ PG&E ¦ Hot-Dry | Res ¦ Efficient Wall Furnace and ENERGY STAR Room AC - Panel Upgrade - Hot-Dry | PG&E ¦ Hot-Dry | PG&E | All | Electric & Gas | Efficient Wall Furnace and ENERGY STAR Room AC | Efficient |  | 2029 | 1 | Conventional | HVAC | Res - Multi Family | Res | ROB and NEW | 0 | Residential Households | Cap-Tons | 9 | DEER:HVAC_Eff_AC | -30.708 | 0 | -1.8752 | SWHC001-05, SWAP007-04 | 1089.5444 | 2022 | 304.26 | 2022 | 0 | 0 | SWHC001-05, SWAP007-04 | Res Ductless HVAC System - Fuel Sub - Panel Upgrade - Hot-Dry ¦ PG&E ¦ Hot-Dry | Res Ductless HVAC System - Fuel Sub - Panel Upgrade - Hot-Dry | 8.3696e-05 | 0.53 | 0 | RASS 2019 | 0 | 2012 | 1 | SWHC001 (furnace), SWAP007 (AC)
RES-HVAC-FS-PU-31.5 | Res ¦ Efficient Wall Furnace and ENERGY STAR Room AC - Panel Upgrade - Cold ¦ PG&E ¦ Cold | Res ¦ Efficient Wall Furnace and ENERGY STAR Room AC - Panel Upgrade - Cold | PG&E ¦ Cold | PG&E | All | Electric & Gas | Efficient Wall Furnace and ENERGY STAR Room AC | Efficient |  | 2029 | 1 | Conventional | HVAC | Res - Single Family | Res | ROB and NEW | 0 | Residential Households | Cap-Tons | 9 | DEER:HVAC_Eff_AC | -48.96 | 0 | -2.0906 | SWHC001-05, SWAP007-04 | 1089.5444 | 2022 | 304.26 | 2022 | 0 | 0 | SWHC001-05, SWAP007-04 | Res Ductless HVAC System - Fuel Sub - Panel Upgrade - Cold ¦ PG&E ¦ Cold | Res Ductless HVAC System - Fuel Sub - Panel Upgrade - Cold | 0.003367 | 0.53 | 0 | RASS 2019 | 0 | 2012 | 1 | SWHC001 (furnace), SWAP007 (AC)
RES-HVAC-FS-PU-31.6 | Res ¦ Efficient Wall Furnace and ENERGY STAR Room AC - Panel Upgrade - Cold ¦ PG&E ¦ Cold | Res ¦ Efficient Wall Furnace and ENERGY STAR Room AC - Panel Upgrade - Cold | PG&E ¦ Cold | PG&E | All | Electric & Gas | Efficient Wall Furnace and ENERGY STAR Room AC | Efficient |  | 2029 | 1 | Conventional | HVAC | Res - Multi Family | Res | ROB and NEW | 0 | Residential Households | Cap-Tons | 9 | DEER:HVAC_Eff_AC | -38.88 | 0 | -2.3958 | SWHC001-05, SWAP007-04 | 1089.5444 | 2022 | 304.26 | 2022 | 0 | 0 | SWHC001-05, SWAP007-04 | Res Ductless HVAC System - Fuel Sub - Panel Upgrade - Cold ¦ PG&E ¦ Cold | Res Ductless HVAC System - Fuel Sub - Panel Upgrade - Cold | 8.3696e-05 | 0.53 | 0 | RASS 2019 | 0 | 2012 | 1 | SWHC001 (furnace), SWAP007 (AC)
RES-HVAC-FS-PU-31.7 | Res ¦ Efficient Wall Furnace and ENERGY STAR Room AC - Panel Upgrade - Marine ¦ SCG ¦ Marine | Res ¦ Efficient Wall Furnace and ENERGY STAR Room AC - Panel Upgrade - Marine | SCG ¦ Marine | SCG | All | Electric & Gas | Efficient Wall Furnace and ENERGY STAR Room AC | Efficient |  | 2029 | 1 | Conventional | HVAC | Res - Single Family | Res | ROB and NEW | 0 | Residential Households | Cap-Tons | 9 | DEER:HVAC_Eff_AC | -24.192 | 0 | -3.3831 | SWHC001-05, SWAP007-04 | 1089.5444 | 2022 | 304.26 | 2022 | 0 | 0 | SWHC001-05, SWAP007-04 | Res Ductless HVAC System - Fuel Sub - Panel Upgrade - Marine ¦ SCG ¦ Marine | Res Ductless HVAC System - Fuel Sub - Panel Upgrade - Marine | 0.018094 | 0.53 | 0.033333 | RASS 2019 | 0 | 2012 | 1 | SWHC001 (furnace), SWAP007 (AC)
RES-HVAC-FS-PU-31.8 | Res ¦ Efficient Wall Furnace and ENERGY STAR Room AC - Panel Upgrade - Marine ¦ SCG ¦ Marine | Res ¦ Efficient Wall Furnace and ENERGY STAR Room AC - Panel Upgrade - Marine | SCG ¦ Marine | SCG | All | Electric & Gas | Efficient Wall Furnace and ENERGY STAR Room AC | Efficient |  | 2029 | 1 | Conventional | HVAC | Res - Multi Family | Res | ROB and NEW | 0 | Residential Households | Cap-Tons | 9 | DEER:HVAC_Eff_AC | -16.128 | 0 | -1.7467 | SWHC001-05, SWAP007-04 | 1089.5444 | 2022 | 304.26 | 2022 | 0 | 0 | SWHC001-05, SWAP007-04 | Res Ductless HVAC System - Fuel Sub - Panel Upgrade - Marine ¦ SCG ¦ Marine | Res Ductless HVAC System - Fuel Sub - Panel Upgrade - Marine | 0.003365 | 0.53 | 0 | RASS 2019 | 0 | 2012 | 1 | SWHC001 (furnace), SWAP007 (AC)
RES-HVAC-FS-PU-31.9 | Res ¦ Efficient Wall Furnace and ENERGY STAR Room AC - Panel Upgrade - Hot-Dry ¦ SCG ¦ Hot-Dry | Res ¦ Efficient Wall Furnace and ENERGY STAR Room AC - Panel Upgrade - Hot-Dry | SCG ¦ Hot-Dry | SCG | All | Electric & Gas | Efficient Wall Furnace and ENERGY STAR Room AC | Efficient |  | 2029 | 1 | Conventional | HVAC | Res - Single Family | Res | ROB and NEW | 0 | Residential Households | Cap-Tons | 9 | DEER:HVAC_Eff_AC | -28.224 | 0 | -3.4138 | SWHC001-05, SWAP007-04 | 1089.5444 | 2022 | 304.26 | 2022 | 0 | 0 | SWHC001-05, SWAP007-04 | Res Ductless HVAC System - Fuel Sub - Panel Upgrade - Hot-Dry ¦ SCG ¦ Hot-Dry | Res Ductless HVAC System - Fuel Sub - Panel Upgrade - Hot-Dry | 0.018094 | 0.53 | 0.033333 | RASS 2019 | 0 | 2012 | 1 | SWHC001 (furnace), SWAP007 (AC)
RES-HVAC-FS-PU-31.10 | Res ¦ Efficient Wall Furnace and ENERGY STAR Room AC - Panel Upgrade - Hot-Dry ¦ SCG ¦ Hot-Dry | Res ¦ Efficient Wall Furnace and ENERGY STAR Room AC - Panel Upgrade - Hot-Dry | SCG ¦ Hot-Dry | SCG | All | Electric & Gas | Efficient Wall Furnace and ENERGY STAR Room AC | Efficient |  | 2029 | 1 | Conventional | HVAC | Res - Multi Family | Res | ROB and NEW | 0 | Residential Households | Cap-Tons | 9 | DEER:HVAC_Eff_AC | -18 | 0 | -1.9524 | SWHC001-05, SWAP007-04 | 1089.5444 | 2022 | 304.26 | 2022 | 0 | 0 | SWHC001-05, SWAP007-04 | Res Ductless HVAC System - Fuel Sub - Panel Upgrade - Hot-Dry ¦ SCG ¦ Hot-Dry | Res Ductless HVAC System - Fuel Sub - Panel Upgrade - Hot-Dry | 0.003365 | 0.53 | 0 | RASS 2019 | 0 | 2012 | 1 | SWHC001 (furnace), SWAP007 (AC)
RES-HVAC-FS-PU-31.11 | Res ¦ Efficient Wall Furnace and ENERGY STAR Room AC - Panel Upgrade - Cold ¦ SCG ¦ Cold | Res ¦ Efficient Wall Furnace and ENERGY STAR Room AC - Panel Upgrade - Cold | SCG ¦ Cold | SCG | All | Electric & Gas | Efficient Wall Furnace and ENERGY STAR Room AC | Efficient |  | 2029 | 1 | Conventional | HVAC | Res - Single Family | Res | ROB and NEW | 0 | Residential Households | Cap-Tons | 9 | DEER:HVAC_Eff_AC | -48.96 | 0 | -2.0906 | SWHC001-05, SWAP007-04 | 1089.5444 | 2022 | 304.26 | 2022 | 0 | 0 | SWHC001-05, SWAP007-04 | Res Ductless HVAC System - Fuel Sub - Panel Upgrade - Cold ¦ SCG ¦ Cold | Res Ductless HVAC System - Fuel Sub - Panel Upgrade - Cold | 0.018094 | 0.53 | 0.033333 | RASS 2019 | 0 | 2012 | 1 | SWHC001 (furnace), SWAP007 (AC)
RES-HVAC-FS-PU-31.12 | Res ¦ Efficient Wall Furnace and ENERGY STAR Room AC - Panel Upgrade - Cold ¦ SCG ¦ Cold | Res ¦ Efficient Wall Furnace and ENERGY STAR Room AC - Panel Upgrade - Cold | SCG ¦ Cold | SCG | All | Electric & Gas | Efficient Wall Furnace and ENERGY STAR Room AC | Efficient |  | 2029 | 1 | Conventional | HVAC | Res - Multi Family | Res | ROB and NEW | 0 | Residential Households | Cap-Tons | 9 | DEER:HVAC_Eff_AC | -38.88 | 0 | -2.3958 | SWHC001-05, SWAP007-04 | 1089.5444 | 2022 | 304.26 | 2022 | 0 | 0 | SWHC001-05, SWAP007-04 | Res Ductless HVAC System - Fuel Sub - Panel Upgrade - Cold ¦ SCG ¦ Cold | Res Ductless HVAC System - Fuel Sub - Panel Upgrade - Cold | 0.003365 | 0.53 | 0 | RASS 2019 | 0 | 2012 | 1 | SWHC001 (furnace), SWAP007 (AC)
RES-HVAC-FS-PU-31.13 | Res ¦ Efficient Wall Furnace and ENERGY STAR Room AC - Panel Upgrade - Marine ¦ SDG&E ¦ Marine | Res ¦ Efficient Wall Furnace and ENERGY STAR Room AC - Panel Upgrade - Marine | SDG&E ¦ Marine | SDG&E | All | Electric & Gas | Efficient Wall Furnace and ENERGY STAR Room AC | Efficient |  | 2029 | 1 | Conventional | HVAC | Res - Single Family | Res | ROB and NEW | 0 | Residential Households | Cap-Tons | 9 | DEER:HVAC_Eff_AC | -24.192 | 0 | -3.3831 | SWHC001-05, SWAP007-04 | 1089.5444 | 2022 | 304.26 | 2022 | 0 | 0 | SWHC001-05, SWAP007-04 | Res Ductless HVAC System - Fuel Sub - Panel Upgrade - Marine ¦ SDG&E ¦ Marine | Res Ductless HVAC System - Fuel Sub - Panel Upgrade - Marine | 0.019158 | 0.53 | 0 | RASS 2019 | 0 | 2012 | 1 | SWHC001 (furnace), SWAP007 (AC)
RES-HVAC-FS-PU-31.14 | Res ¦ Efficient Wall Furnace and ENERGY STAR Room AC - Panel Upgrade - Marine ¦ SDG&E ¦ Marine | Res ¦ Efficient Wall Furnace and ENERGY STAR Room AC - Panel Upgrade - Marine | SDG&E ¦ Marine | SDG&E | All | Electric & Gas | Efficient Wall Furnace and ENERGY STAR Room AC | Efficient |  | 2029 | 1 | Conventional | HVAC | Res - Multi Family | Res | ROB and NEW | 0 | Residential Households | Cap-Tons | 9 | DEER:HVAC_Eff_AC | -16.128 | 0 | -1.7467 | SWHC001-05, SWAP007-04 | 1089.5444 | 2022 | 304.26 | 2022 | 0 | 0 | SWHC001-05, SWAP007-04 | Res Ductless HVAC System - Fuel Sub - Panel Upgrade - Marine ¦ SDG&E ¦ Marine | Res Ductless HVAC System - Fuel Sub - Panel Upgrade - Marine | 0.00065131 | 0.53 | 0 | RASS 2019 | 0 | 2012 | 1 | SWHC001 (furnace), SWAP007 (AC)
RES-HVAC-FS-PU-31.15 | Res ¦ Efficient Wall Furnace and ENERGY STAR Room AC - Panel Upgrade - Hot-Dry ¦ SDG&E ¦ Hot-Dry | Res ¦ Efficient Wall Furnace and ENERGY STAR Room AC - Panel Upgrade - Hot-Dry | SDG&E ¦ Hot-Dry | SDG&E | All | Electric & Gas | Efficient Wall Furnace and ENERGY STAR Room AC | Efficient |  | 2029 | 1 | Conventional | HVAC | Res - Single Family | Res | ROB and NEW | 0 | Residential Households | Cap-Tons | 9 | DEER:HVAC_Eff_AC | -19.512 | 0 | -3.7372 | SWHC001-05, SWAP007-04 | 1089.5444 | 2022 | 304.26 | 2022 | 0 | 0 | SWHC001-05, SWAP007-04 | Res Ductless HVAC System - Fuel Sub - Panel Upgrade - Hot-Dry ¦ SDG&E ¦ Hot-Dry | Res Ductless HVAC System - Fuel Sub - Panel Upgrade - Hot-Dry | 0.019158 | 0.53 | 0 | RASS 2019 | 0 | 2012 | 1 | SWHC001 (furnace), SWAP007 (AC)
RES-HVAC-FS-PU-31.16 | Res ¦ Efficient Wall Furnace and ENERGY STAR Room AC - Panel Upgrade - Hot-Dry ¦ SDG&E ¦ Hot-Dry | Res ¦ Efficient Wall Furnace and ENERGY STAR Room AC - Panel Upgrade - Hot-Dry | SDG&E ¦ Hot-Dry | SDG&E | All | Electric & Gas | Efficient Wall Furnace and ENERGY STAR Room AC | Efficient |  | 2029 | 1 | Conventional | HVAC | Res - Multi Family | Res | ROB and NEW | 0 | Residential Households | Cap-Tons | 9 | DEER:HVAC_Eff_AC | -12.672 | 0 | -1.4885 | SWHC001-05, SWAP007-04 | 1089.5444 | 2022 | 304.26 | 2022 | 0 | 0 | SWHC001-05, SWAP007-04 | Res Ductless HVAC System - Fuel Sub - Panel Upgrade - Hot-Dry ¦ SDG&E ¦ Hot-Dry | Res Ductless HVAC System - Fuel Sub - Panel Upgrade - Hot-Dry | 0.00065131 | 0.53 | 0 | RASS 2019 | 0 | 2012 | 1 | SWHC001 (furnace), SWAP007 (AC)
RES-HVAC-FS-PU-30B.1 | Res ¦ Ductless Mini Split Heat Pump (SEER2 14.3) - Fuel Sub Future Baseline - Panel Upgrade - Marine ¦ PG&E ¦ Marine | Res ¦ Ductless Mini Split Heat Pump (SEER2 14.3) - Fuel Sub Future Baseline - Panel Upgrade - Marine | PG&E ¦ Marine | PG&E | All | Electric & Gas | Ductless Mini Split Heat Pump (SEER2 14.3) - Fuel Sub Future Baseline | Efficient | 2029 |  | 1 | Conventional | HVAC | Res - Single Family | Res | ROB and NEW | 1 | Residential Households | Cap-Tons | 23 | DEER:HVAC_Eff_AC | 174.76 | 0.008322 | -64.3 | SWHC050-05 | 1108.0485 | 2022 | 912.802 | 2022 | 930.9413 | -132.13 | SWHC050-05 | Res Ductless HVAC System - Fuel Sub - Panel Upgrade - Marine ¦ PG&E ¦ Marine | Res Ductless HVAC System - Fuel Sub - Panel Upgrade - Marine | 0.003367 | 0.53 | 0 | RASS 2019 | 0 | 2012 | 1 | SWHC050
RES-HVAC-FS-PU-30B.2 | Res ¦ Ductless Mini Split Heat Pump (SEER2 14.3) - Fuel Sub Future Baseline - Panel Upgrade - Marine ¦ PG&E ¦ Marine | Res ¦ Ductless Mini Split Heat Pump (SEER2 14.3) - Fuel Sub Future Baseline - Panel Upgrade - Marine | PG&E ¦ Marine | PG&E | All | Electric & Gas | Ductless Mini Split Heat Pump (SEER2 14.3) - Fuel Sub Future Baseline | Efficient | 2029 |  | 1 | Conventional | HVAC | Res - Multi Family | Res | ROB and NEW | 1 | Residential Households | Cap-Tons | 23 | DEER:HVAC_Eff_AC | 48.66 | 0.00873 | -48.2 | SWHC050-05 | 1108.0485 | 2022 | 912.802 | 2022 | 930.9413 | -132.13 | SWHC050-05 | Res Ductless HVAC System - Fuel Sub - Panel Upgrade - Marine ¦ PG&E ¦ Marine | Res Ductless HVAC System - Fuel Sub - Panel Upgrade - Marine | 8.3696e-05 | 0.53 | 0 | RASS 2019 | 0 | 2012 | 1 | SWHC050
RES-HVAC-FS-PU-30B.3 | Res ¦ Ductless Mini Split Heat Pump (SEER2 14.3) - Fuel Sub Future Baseline - Panel Upgrade - Hot-Dry ¦ PG&E ¦ Hot-Dry | Res ¦ Ductless Mini Split Heat Pump (SEER2 14.3) - Fuel Sub Future Baseline - Panel Upgrade - Hot-Dry | PG&E ¦ Hot-Dry | PG&E | All | Electric & Gas | Ductless Mini Split Heat Pump (SEER2 14.3) - Fuel Sub Future Baseline | Efficient | 2029 |  | 1 | Conventional | HVAC | Res - Single Family | Res | ROB and NEW | 1 | Residential Households | Cap-Tons | 23 | DEER:HVAC_Eff_AC | 108.13 | 0.01284 | -65.3 | SWHC050-05 | 1108.0485 | 2022 | 912.802 | 2022 | 1217.3847 | -132.13 | SWHC050-05 | Res Ductless HVAC System - Fuel Sub - Panel Upgrade - Hot-Dry ¦ PG&E ¦ Hot-Dry | Res Ductless HVAC System - Fuel Sub - Panel Upgrade - Hot-Dry | 0.003367 | 0.53 | 0 | RASS 2019 | 0 | 2012 | 1 | SWHC050
RES-HVAC-FS-PU-30B.4 | Res ¦ Ductless Mini Split Heat Pump (SEER2 14.3) - Fuel Sub Future Baseline - Panel Upgrade - Hot-Dry ¦ PG&E ¦ Hot-Dry | Res ¦ Ductless Mini Split Heat Pump (SEER2 14.3) - Fuel Sub Future Baseline - Panel Upgrade - Hot-Dry | PG&E ¦ Hot-Dry | PG&E | All | Electric & Gas | Ductless Mini Split Heat Pump (SEER2 14.3) - Fuel Sub Future Baseline | Efficient | 2029 |  | 1 | Conventional | HVAC | Res - Multi Family | Res | ROB and NEW | 1 | Residential Households | Cap-Tons | 23 | DEER:HVAC_Eff_AC | 6.99 | 0.01296 | -35.2 | SWHC050-05 | 1108.0485 | 2022 | 912.802 | 2022 | 1217.3847 | -132.13 | SWHC050-05 | Res Ductless HVAC System - Fuel Sub - Panel Upgrade - Hot-Dry ¦ PG&E ¦ Hot-Dry | Res Ductless HVAC System - Fuel Sub - Panel Upgrade - Hot-Dry | 8.3696e-05 | 0.53 | 0 | RASS 2019 | 0 | 2012 | 1 | SWHC050
RES-HVAC-FS-PU-30B.5 | Res ¦ Ductless Mini Split Heat Pump (SEER2 14.3) - Fuel Sub Future Baseline - Panel Upgrade - Cold ¦ PG&E ¦ Cold | Res ¦ Ductless Mini Split Heat Pump (SEER2 14.3) - Fuel Sub Future Baseline - Panel Upgrade - Cold | PG&E ¦ Cold | PG&E | All | Electric & Gas | Ductless Mini Split Heat Pump (SEER2 14.3) - Fuel Sub Future Baseline | Efficient | 2029 |  | 1 | Conventional | HVAC | Res - Single Family | Res | ROB and NEW | 1 | Residential Households | Cap-Tons | 23 | DEER:HVAC_Eff_AC | -147.29 | 0.01284 | -64.8 | SWHC050-05 | 1108.0485 | 2022 | 912.802 | 2022 | 832.9474 | -132.13 | SWHC050-05 | Res Ductless HVAC System - Fuel Sub - Panel Upgrade - Cold ¦ PG&E ¦ Cold | Res Ductless HVAC System - Fuel Sub - Panel Upgrade - Cold | 0.003367 | 0.53 | 0 | RASS 2019 | 0 | 2012 | 1 | SWHC050
RES-HVAC-FS-PU-30B.6 | Res ¦ Ductless Mini Split Heat Pump (SEER2 14.3) - Fuel Sub Future Baseline - Panel Upgrade - Cold ¦ PG&E ¦ Cold | Res ¦ Ductless Mini Split Heat Pump (SEER2 14.3) - Fuel Sub Future Baseline - Panel Upgrade - Cold | PG&E ¦ Cold | PG&E | All | Electric & Gas | Ductless Mini Split Heat Pump (SEER2 14.3) - Fuel Sub Future Baseline | Efficient | 2029 |  | 1 | Conventional | HVAC | Res - Multi Family | Res | ROB and NEW | 1 | Residential Households | Cap-Tons | 23 | DEER:HVAC_Eff_AC | 2.67 | 0.01428 | -64.7 | SWHC050-05 | 1108.0485 | 2022 | 912.802 | 2022 | 832.9474 | -132.13 | SWHC050-05 | Res Ductless HVAC System - Fuel Sub - Panel Upgrade - Cold ¦ PG&E ¦ Cold | Res Ductless HVAC System - Fuel Sub - Panel Upgrade - Cold | 8.3696e-05 | 0.53 | 0 | RASS 2019 | 0 | 2012 | 1 | SWHC050
RES-HVAC-FS-PU-30B.7 | Res ¦ Ductless Mini Split Heat Pump (SEER2 14.3) - Fuel Sub Future Baseline - Panel Upgrade - Marine ¦ SCG ¦ Marine | Res ¦ Ductless Mini Split Heat Pump (SEER2 14.3) - Fuel Sub Future Baseline - Panel Upgrade - Marine | SCG ¦ Marine | SCG | All | Electric & Gas | Ductless Mini Split Heat Pump (SEER2 14.3) - Fuel Sub Future Baseline | Efficient | 2029 |  | 1 | Conventional | HVAC | Res - Single Family | Res | ROB and NEW | 1 | Residential Households | Cap-Tons | 23 | DEER:HVAC_Eff_AC | 10.996 | 0.004461 | -33.8 | SWHC050-05 | 1108.0485 | 2022 | 912.802 | 2022 | 749.8604 | -132.13 | SWHC050-05 | Res Ductless HVAC System - Fuel Sub - Panel Upgrade - Marine ¦ SCG ¦ Marine | Res Ductless HVAC System - Fuel Sub - Panel Upgrade - Marine | 0.018094 | 0.53 | 0 | RASS 2019 | 0 | 2012 | 1 | SWHC050
RES-HVAC-FS-PU-30B.8 | Res ¦ Ductless Mini Split Heat Pump (SEER2 14.3) - Fuel Sub Future Baseline - Panel Upgrade - Marine ¦ SCG ¦ Marine | Res ¦ Ductless Mini Split Heat Pump (SEER2 14.3) - Fuel Sub Future Baseline - Panel Upgrade - Marine | SCG ¦ Marine | SCG | All | Electric & Gas | Ductless Mini Split Heat Pump (SEER2 14.3) - Fuel Sub Future Baseline | Efficient | 2029 |  | 1 | Conventional | HVAC | Res - Multi Family | Res | ROB and NEW | 1 | Residential Households | Cap-Tons | 23 | DEER:HVAC_Eff_AC | -54.546 | 0.005457 | -27.7998 | SWHC050-05 | 1108.0485 | 2022 | 912.802 | 2022 | 749.8604 | -132.13 | SWHC050-05 | Res Ductless HVAC System - Fuel Sub - Panel Upgrade - Marine ¦ SCG ¦ Marine | Res Ductless HVAC System - Fuel Sub - Panel Upgrade - Marine | 0.003365 | 0.53 | 0 | RASS 2019 | 0 | 2012 | 1 | SWHC050
RES-HVAC-FS-PU-30B.9 | Res ¦ Ductless Mini Split Heat Pump (SEER2 14.3) - Fuel Sub Future Baseline - Panel Upgrade - Hot-Dry ¦ SCG ¦ Hot-Dry | Res ¦ Ductless Mini Split Heat Pump (SEER2 14.3) - Fuel Sub Future Baseline - Panel Upgrade - Hot-Dry | SCG ¦ Hot-Dry | SCG | All | Electric & Gas | Ductless Mini Split Heat Pump (SEER2 14.3) - Fuel Sub Future Baseline | Efficient | 2029 |  | 1 | Conventional | HVAC | Res - Single Family | Res | ROB and NEW | 1 | Residential Households | Cap-Tons | 23 | DEER:HVAC_Eff_AC | -37.46 | 0.01089 | -38.1 | SWHC050-05 | 1108.0485 | 2022 | 912.802 | 2022 | 892.2671 | -132.13 | SWHC050-05 | Res Ductless HVAC System - Fuel Sub - Panel Upgrade - Hot-Dry ¦ SCG ¦ Hot-Dry | Res Ductless HVAC System - Fuel Sub - Panel Upgrade - Hot-Dry | 0.018094 | 0.53 | 0 | RASS 2019 | 0 | 2012 | 1 | SWHC050
RES-HVAC-FS-PU-30B.10 | Res ¦ Ductless Mini Split Heat Pump (SEER2 14.3) - Fuel Sub Future Baseline - Panel Upgrade - Hot-Dry ¦ SCG ¦ Hot-Dry | Res ¦ Ductless Mini Split Heat Pump (SEER2 14.3) - Fuel Sub Future Baseline - Panel Upgrade - Hot-Dry | SCG ¦ Hot-Dry | SCG | All | Electric & Gas | Ductless Mini Split Heat Pump (SEER2 14.3) - Fuel Sub Future Baseline | Efficient | 2029 |  | 1 | Conventional | HVAC | Res - Multi Family | Res | ROB and NEW | 1 | Residential Households | Cap-Tons | 23 | DEER:HVAC_Eff_AC | -158.08 | 0.00966 | -28.8 | SWHC050-05 | 1108.0485 | 2022 | 912.802 | 2022 | 892.2671 | -132.13 | SWHC050-05 | Res Ductless HVAC System - Fuel Sub - Panel Upgrade - Hot-Dry ¦ SCG ¦ Hot-Dry | Res Ductless HVAC System - Fuel Sub - Panel Upgrade - Hot-Dry | 0.003365 | 0.53 | 0 | RASS 2019 | 0 | 2012 | 1 | SWHC050
RES-HVAC-FS-PU-30B.11 | Res ¦ Ductless Mini Split Heat Pump (SEER2 14.3) - Fuel Sub Future Baseline - Panel Upgrade - Cold ¦ SCG ¦ Cold | Res ¦ Ductless Mini Split Heat Pump (SEER2 14.3) - Fuel Sub Future Baseline - Panel Upgrade - Cold | SCG ¦ Cold | SCG | All | Electric & Gas | Ductless Mini Split Heat Pump (SEER2 14.3) - Fuel Sub Future Baseline | Efficient | 2029 |  | 1 | Conventional | HVAC | Res - Single Family | Res | ROB and NEW | 1 | Residential Households | Cap-Tons | 23 | DEER:HVAC_Eff_AC | -147.29 | 0.01284 | -64.8 | SWHC050-05 | 1108.0485 | 2022 | 912.802 | 2022 | 832.9474 | -132.13 | SWHC050-05 | Res Ductless HVAC System - Fuel Sub - Panel Upgrade - Cold ¦ SCG ¦ Cold | Res Ductless HVAC System - Fuel Sub - Panel Upgrade - Cold | 0.018094 | 0.53 | 0 | RASS 2019 | 0 | 2012 | 1 | SWHC050
RES-HVAC-FS-PU-30B.12 | Res ¦ Ductless Mini Split Heat Pump (SEER2 14.3) - Fuel Sub Future Baseline - Panel Upgrade - Cold ¦ SCG ¦ Cold | Res ¦ Ductless Mini Split Heat Pump (SEER2 14.3) - Fuel Sub Future Baseline - Panel Upgrade - Cold | SCG ¦ Cold | SCG | All | Electric & Gas | Ductless Mini Split Heat Pump (SEER2 14.3) - Fuel Sub Future Baseline | Efficient | 2029 |  | 1 | Conventional | HVAC | Res - Multi Family | Res | ROB and NEW | 1 | Residential Households | Cap-Tons | 23 | DEER:HVAC_Eff_AC | 2.67 | 0.01428 | -64.7 | SWHC050-05 | 1108.0485 | 2022 | 912.802 | 2022 | 832.9474 | -132.13 | SWHC050-05 | Res Ductless HVAC System - Fuel Sub - Panel Upgrade - Cold ¦ SCG ¦ Cold | Res Ductless HVAC System - Fuel Sub - Panel Upgrade - Cold | 0.003365 | 0.53 | 0 | RASS 2019 | 0 | 2012 | 1 | SWHC050
RES-HVAC-FS-PU-30B.13 | Res ¦ Ductless Mini Split Heat Pump (SEER2 14.3) - Fuel Sub Future Baseline - Panel Upgrade - Marine ¦ SDG&E ¦ Marine | Res ¦ Ductless Mini Split Heat Pump (SEER2 14.3) - Fuel Sub Future Baseline - Panel Upgrade - Marine | SDG&E ¦ Marine | SDG&E | All | Electric & Gas | Ductless Mini Split Heat Pump (SEER2 14.3) - Fuel Sub Future Baseline | Efficient | 2029 |  | 1 | Conventional | HVAC | Res - Single Family | Res | ROB and NEW | 1 | Residential Households | Cap-Tons | 23 | DEER:HVAC_Eff_AC | 10.996 | 0.004461 | -33.8 | SWHC050-05 | 1108.0485 | 2022 | 912.802 | 2022 | 749.8604 | -132.13 | SWHC050-05 | Res Ductless HVAC System - Fuel Sub - Panel Upgrade - Marine ¦ SDG&E ¦ Marine | Res Ductless HVAC System - Fuel Sub - Panel Upgrade - Marine | 0.019158 | 0.53 | 0 | RASS 2019 | 0 | 2012 | 1 | SWHC050
RES-HVAC-FS-PU-30B.14 | Res ¦ Ductless Mini Split Heat Pump (SEER2 14.3) - Fuel Sub Future Baseline - Panel Upgrade - Marine ¦ SDG&E ¦ Marine | Res ¦ Ductless Mini Split Heat Pump (SEER2 14.3) - Fuel Sub Future Baseline - Panel Upgrade - Marine | SDG&E ¦ Marine | SDG&E | All | Electric & Gas | Ductless Mini Split Heat Pump (SEER2 14.3) - Fuel Sub Future Baseline | Efficient | 2029 |  | 1 | Conventional | HVAC | Res - Multi Family | Res | ROB and NEW | 1 | Residential Households | Cap-Tons | 23 | DEER:HVAC_Eff_AC | -54.546 | 0.005457 | -27.7998 | SWHC050-05 | 1108.0485 | 2022 | 912.802 | 2022 | 749.8604 | -132.13 | SWHC050-05 | Res Ductless HVAC System - Fuel Sub - Panel Upgrade - Marine ¦ SDG&E ¦ Marine | Res Ductless HVAC System - Fuel Sub - Panel Upgrade - Marine | 0.00065131 | 0.53 | 0 | RASS 2019 | 0 | 2012 | 1 | SWHC050
RES-HVAC-FS-PU-30B.15 | Res ¦ Ductless Mini Split Heat Pump (SEER2 14.3) - Fuel Sub Future Baseline - Panel Upgrade - Hot-Dry ¦ SDG&E ¦ Hot-Dry | Res ¦ Ductless Mini Split Heat Pump (SEER2 14.3) - Fuel Sub Future Baseline - Panel Upgrade - Hot-Dry | SDG&E ¦ Hot-Dry | SDG&E | All | Electric & Gas | Ductless Mini Split Heat Pump (SEER2 14.3) - Fuel Sub Future Baseline | Efficient | 2029 |  | 1 | Conventional | HVAC | Res - Single Family | Res | ROB and NEW | 1 | Residential Households | Cap-Tons | 23 | DEER:HVAC_Eff_AC | 21.351 | 0.00858 | -41.6 | SWHC050-05 | 1108.0485 | 2022 | 912.802 | 2022 | 936.7415 | -132.13 | SWHC050-05 | Res Ductless HVAC System - Fuel Sub - Panel Upgrade - Hot-Dry ¦ SDG&E ¦ Hot-Dry | Res Ductless HVAC System - Fuel Sub - Panel Upgrade - Hot-Dry | 0.019158 | 0.53 | 0 | RASS 2019 | 0 | 2012 | 1 | SWHC050
RES-HVAC-FS-PU-30B.16 | Res ¦ Ductless Mini Split Heat Pump (SEER2 14.3) - Fuel Sub Future Baseline - Panel Upgrade - Hot-Dry ¦ SDG&E ¦ Hot-Dry | Res ¦ Ductless Mini Split Heat Pump (SEER2 14.3) - Fuel Sub Future Baseline - Panel Upgrade - Hot-Dry | SDG&E ¦ Hot-Dry | SDG&E | All | Electric & Gas | Ductless Mini Split Heat Pump (SEER2 14.3) - Fuel Sub Future Baseline | Efficient | 2029 |  | 1 | Conventional | HVAC | Res - Multi Family | Res | ROB and NEW | 1 | Residential Households | Cap-Tons | 23 | DEER:HVAC_Eff_AC | -60.311 | 0.009177 | -24 | SWHC050-05 | 1108.0485 | 2022 | 912.802 | 2022 | 936.7415 | -132.13 | SWHC050-05 | Res Ductless HVAC System - Fuel Sub - Panel Upgrade - Hot-Dry ¦ SDG&E ¦ Hot-Dry | Res Ductless HVAC System - Fuel Sub - Panel Upgrade - Hot-Dry | 0.00065131 | 0.53 | 0 | RASS 2019 | 0 | 2012 | 1 | SWHC050
RES-HVAC-FS-PU-32.1 | Res ¦ Ductless Mini Split Heat Pump (SEER2 15.2) - Fuel Sub - Panel Upgrade - Marine ¦ PG&E ¦ Marine | Res ¦ Ductless Mini Split Heat Pump (SEER2 15.2) - Fuel Sub - Panel Upgrade - Marine | PG&E ¦ Marine | PG&E | All | Electric & Gas | Ductless Mini Split Heat Pump (SEER2 15.2) - Fuel Sub | Efficient |  |  | 1 | Conventional | HVAC | Res - Single Family | Res | ROB Only | 1 | Residential Households | Cap-Tons | 23 | DEER:HVAC_Eff_AC | 166 | 0 | -64.3 | SWHC044-05 | 1204.3185 | 2022 | 912.802 | 2022 | 930.9413 | -132.13 | SWHC044-05 | Res Ductless HVAC System - Fuel Sub - Panel Upgrade - Marine ¦ PG&E ¦ Marine | Res Ductless HVAC System - Fuel Sub - Panel Upgrade - Marine | 0.003367 | 0.53 | 0 | RASS 2019 | 635.1361 | 2032 | 1 | SWHC044
RES-HVAC-FS-PU-32.2 | Res ¦ Ductless Mini Split Heat Pump (SEER2 15.2) - Fuel Sub - Panel Upgrade - Marine ¦ PG&E ¦ Marine | Res ¦ Ductless Mini Split Heat Pump (SEER2 15.2) - Fuel Sub - Panel Upgrade - Marine | PG&E ¦ Marine | PG&E | All | Electric & Gas | Ductless Mini Split Heat Pump (SEER2 15.2) - Fuel Sub | Efficient |  |  | 1 | Conventional | HVAC | Res - Multi Family | Res | ROB Only | 1 | Residential Households | Cap-Tons | 23 | DEER:HVAC_Eff_AC | 39.3 | 0 | -48.2 | SWHC044-05 | 1204.3185 | 2022 | 912.802 | 2022 | 930.9413 | -132.13 | SWHC044-05 | Res Ductless HVAC System - Fuel Sub - Panel Upgrade - Marine ¦ PG&E ¦ Marine | Res Ductless HVAC System - Fuel Sub - Panel Upgrade - Marine | 8.3696e-05 | 0.53 | 0 | RASS 2019 | 0 | 2012 | 1 | SWHC044
RES-HVAC-FS-PU-32.3 | Res ¦ Ductless Mini Split Heat Pump (SEER2 15.2) - Fuel Sub - Panel Upgrade - Hot-Dry ¦ PG&E ¦ Hot-Dry | Res ¦ Ductless Mini Split Heat Pump (SEER2 15.2) - Fuel Sub - Panel Upgrade - Hot-Dry | PG&E ¦ Hot-Dry | PG&E | All | Electric & Gas | Ductless Mini Split Heat Pump (SEER2 15.2) - Fuel Sub | Efficient |  |  | 1 | Conventional | HVAC | Res - Single Family | Res | ROB Only | 1 | Residential Households | Cap-Tons | 23 | DEER:HVAC_Eff_AC | 93.1 | 0 | -65.3 | SWHC044-05 | 1204.3185 | 2022 | 912.802 | 2022 | 1217.3847 | -132.13 | SWHC044-05 | Res Ductless HVAC System - Fuel Sub - Panel Upgrade - Hot-Dry ¦ PG&E ¦ Hot-Dry | Res Ductless HVAC System - Fuel Sub - Panel Upgrade - Hot-Dry | 0.003367 | 0.53 | 0 | RASS 2019 | 635.1361 | 2032 | 1 | SWHC044
RES-HVAC-FS-PU-32.4 | Res ¦ Ductless Mini Split Heat Pump (SEER2 15.2) - Fuel Sub - Panel Upgrade - Hot-Dry ¦ PG&E ¦ Hot-Dry | Res ¦ Ductless Mini Split Heat Pump (SEER2 15.2) - Fuel Sub - Panel Upgrade - Hot-Dry | PG&E ¦ Hot-Dry | PG&E | All | Electric & Gas | Ductless Mini Split Heat Pump (SEER2 15.2) - Fuel Sub | Efficient |  |  | 1 | Conventional | HVAC | Res - Multi Family | Res | ROB Only | 1 | Residential Households | Cap-Tons | 23 | DEER:HVAC_Eff_AC | -4.65 | 0 | -35.2 | SWHC044-05 | 1204.3185 | 2022 | 912.802 | 2022 | 1217.3847 | -132.13 | SWHC044-05 | Res Ductless HVAC System - Fuel Sub - Panel Upgrade - Hot-Dry ¦ PG&E ¦ Hot-Dry | Res Ductless HVAC System - Fuel Sub - Panel Upgrade - Hot-Dry | 8.3696e-05 | 0.53 | 0 | RASS 2019 | 0 | 2012 | 1 | SWHC044
RES-HVAC-FS-PU-32.5 | Res ¦ Ductless Mini Split Heat Pump (SEER2 15.2) - Fuel Sub - Panel Upgrade - Cold ¦ PG&E ¦ Cold | Res ¦ Ductless Mini Split Heat Pump (SEER2 15.2) - Fuel Sub - Panel Upgrade - Cold | PG&E ¦ Cold | PG&E | All | Electric & Gas | Ductless Mini Split Heat Pump (SEER2 15.2) - Fuel Sub | Efficient |  |  | 1 | Conventional | HVAC | Res - Single Family | Res | ROB Only | 1 | Residential Households | Cap-Tons | 23 | DEER:HVAC_Eff_AC | -167 | 0 | -64.8 | SWHC044-05 | 1204.3185 | 2022 | 912.802 | 2022 | 832.9474 | -132.13 | SWHC044-05 | Res Ductless HVAC System - Fuel Sub - Panel Upgrade - Cold ¦ PG&E ¦ Cold | Res Ductless HVAC System - Fuel Sub - Panel Upgrade - Cold | 0.003367 | 0.53 | 0 | RASS 2019 | 635.1361 | 2032 | 1 | SWHC044
RES-HVAC-FS-PU-32.6 | Res ¦ Ductless Mini Split Heat Pump (SEER2 15.2) - Fuel Sub - Panel Upgrade - Cold ¦ PG&E ¦ Cold | Res ¦ Ductless Mini Split Heat Pump (SEER2 15.2) - Fuel Sub - Panel Upgrade - Cold | PG&E ¦ Cold | PG&E | All | Electric & Gas | Ductless Mini Split Heat Pump (SEER2 15.2) - Fuel Sub | Efficient |  |  | 1 | Conventional | HVAC | Res - Multi Family | Res | ROB Only | 1 | Residential Households | Cap-Tons | 23 | DEER:HVAC_Eff_AC | -17.4 | 0 | -64.7 | SWHC044-05 | 1204.3185 | 2022 | 912.802 | 2022 | 832.9474 | -132.13 | SWHC044-05 | Res Ductless HVAC System - Fuel Sub - Panel Upgrade - Cold ¦ PG&E ¦ Cold | Res Ductless HVAC System - Fuel Sub - Panel Upgrade - Cold | 8.3696e-05 | 0.53 | 0 | RASS 2019 | 0 | 2012 | 1 | SWHC044
RES-HVAC-FS-PU-32.7 | Res ¦ Ductless Mini Split Heat Pump (SEER2 15.2) - Fuel Sub - Panel Upgrade - Marine ¦ SCG ¦ Marine | Res ¦ Ductless Mini Split Heat Pump (SEER2 15.2) - Fuel Sub - Panel Upgrade - Marine | SCG ¦ Marine | SCG | All | Electric & Gas | Ductless Mini Split Heat Pump (SEER2 15.2) - Fuel Sub | Efficient |  |  | 1 | Conventional | HVAC | Res - Single Family | Res | ROB Only | 1 | Residential Households | Cap-Tons | 23 | DEER:HVAC_Eff_AC | 4.03 | 0 | -33.8 | SWHC044-05 | 1204.3185 | 2022 | 912.802 | 2022 | 749.8604 | -132.13 | SWHC044-05 | Res Ductless HVAC System - Fuel Sub - Panel Upgrade - Marine ¦ SCG ¦ Marine | Res Ductless HVAC System - Fuel Sub - Panel Upgrade - Marine | 0.018094 | 0.53 | 0 | RASS 2019 | 635.1361 | 2032 | 1 | SWHC044
RES-HVAC-FS-PU-32.8 | Res ¦ Ductless Mini Split Heat Pump (SEER2 15.2) - Fuel Sub - Panel Upgrade - Marine ¦ SCG ¦ Marine | Res ¦ Ductless Mini Split Heat Pump (SEER2 15.2) - Fuel Sub - Panel Upgrade - Marine | SCG ¦ Marine | SCG | All | Electric & Gas | Ductless Mini Split Heat Pump (SEER2 15.2) - Fuel Sub | Efficient |  |  | 1 | Conventional | HVAC | Res - Multi Family | Res | ROB Only | 1 | Residential Households | Cap-Tons | 23 | DEER:HVAC_Eff_AC | -62.1 | 0 | -27.8 | SWHC044-05 | 1204.3185 | 2022 | 912.802 | 2022 | 749.8604 | -132.13 | SWHC044-05 | Res Ductless HVAC System - Fuel Sub - Panel Upgrade - Marine ¦ SCG ¦ Marine | Res Ductless HVAC System - Fuel Sub - Panel Upgrade - Marine | 0.003365 | 0.53 | 0 | RASS 2019 | 0 | 2012 | 1 | SWHC044
RES-HVAC-FS-PU-32.9 | Res ¦ Ductless Mini Split Heat Pump (SEER2 15.2) - Fuel Sub - Panel Upgrade - Hot-Dry ¦ SCG ¦ Hot-Dry | Res ¦ Ductless Mini Split Heat Pump (SEER2 15.2) - Fuel Sub - Panel Upgrade - Hot-Dry | SCG ¦ Hot-Dry | SCG | All | Electric & Gas | Ductless Mini Split Heat Pump (SEER2 15.2) - Fuel Sub | Efficient |  |  | 1 | Conventional | HVAC | Res - Single Family | Res | ROB Only | 1 | Residential Households | Cap-Tons | 23 | DEER:HVAC_Eff_AC | -50 | 0 | -38.1 | SWHC044-05 | 1204.3185 | 2022 | 912.802 | 2022 | 892.2671 | -132.13 | SWHC044-05 | Res Ductless HVAC System - Fuel Sub - Panel Upgrade - Hot-Dry ¦ SCG ¦ Hot-Dry | Res Ductless HVAC System - Fuel Sub - Panel Upgrade - Hot-Dry | 0.018094 | 0.53 | 0 | RASS 2019 | 635.1361 | 2032 | 1 | SWHC044
RES-HVAC-FS-PU-32.10 | Res ¦ Ductless Mini Split Heat Pump (SEER2 15.2) - Fuel Sub - Panel Upgrade - Hot-Dry ¦ SCG ¦ Hot-Dry | Res ¦ Ductless Mini Split Heat Pump (SEER2 15.2) - Fuel Sub - Panel Upgrade - Hot-Dry | SCG ¦ Hot-Dry | SCG | All | Electric & Gas | Ductless Mini Split Heat Pump (SEER2 15.2) - Fuel Sub | Efficient |  |  | 1 | Conventional | HVAC | Res - Multi Family | Res | ROB Only | 1 | Residential Households | Cap-Tons | 23 | DEER:HVAC_Eff_AC | -172 | 0 | -28.8 | SWHC044-05 | 1204.3185 | 2022 | 912.802 | 2022 | 892.2671 | -132.13 | SWHC044-05 | Res Ductless HVAC System - Fuel Sub - Panel Upgrade - Hot-Dry ¦ SCG ¦ Hot-Dry | Res Ductless HVAC System - Fuel Sub - Panel Upgrade - Hot-Dry | 0.003365 | 0.53 | 0 | RASS 2019 | 0 | 2012 | 1 | SWHC044
RES-HVAC-FS-PU-32.11 | Res ¦ Ductless Mini Split Heat Pump (SEER2 15.2) - Fuel Sub - Panel Upgrade - Cold ¦ SCG ¦ Cold | Res ¦ Ductless Mini Split Heat Pump (SEER2 15.2) - Fuel Sub - Panel Upgrade - Cold | SCG ¦ Cold | SCG | All | Electric & Gas | Ductless Mini Split Heat Pump (SEER2 15.2) - Fuel Sub | Efficient |  |  | 1 | Conventional | HVAC | Res - Single Family | Res | ROB Only | 1 | Residential Households | Cap-Tons | 23 | DEER:HVAC_Eff_AC | -167 | 0 | -64.8 | SWHC044-05 | 1204.3185 | 2022 | 912.802 | 2022 | 832.9474 | -132.13 | SWHC044-05 | Res Ductless HVAC System - Fuel Sub - Panel Upgrade - Cold ¦ SCG ¦ Cold | Res Ductless HVAC System - Fuel Sub - Panel Upgrade - Cold | 0.018094 | 0.53 | 0 | RASS 2019 | 635.1361 | 2032 | 1 | SWHC044
RES-HVAC-FS-PU-32.12 | Res ¦ Ductless Mini Split Heat Pump (SEER2 15.2) - Fuel Sub - Panel Upgrade - Cold ¦ SCG ¦ Cold | Res ¦ Ductless Mini Split Heat Pump (SEER2 15.2) - Fuel Sub - Panel Upgrade - Cold | SCG ¦ Cold | SCG | All | Electric & Gas | Ductless Mini Split Heat Pump (SEER2 15.2) - Fuel Sub | Efficient |  |  | 1 | Conventional | HVAC | Res - Multi Family | Res | ROB Only | 1 | Residential Households | Cap-Tons | 23 | DEER:HVAC_Eff_AC | -17.4 | 0 | -64.7 | SWHC044-05 | 1204.3185 | 2022 | 912.802 | 2022 | 832.9474 | -132.13 | SWHC044-05 | Res Ductless HVAC System - Fuel Sub - Panel Upgrade - Cold ¦ SCG ¦ Cold | Res Ductless HVAC System - Fuel Sub - Panel Upgrade - Cold | 0.003365 | 0.53 | 0 | RASS 2019 | 0 | 2012 | 1 | SWHC044
RES-HVAC-FS-PU-32.13 | Res ¦ Ductless Mini Split Heat Pump (SEER2 15.2) - Fuel Sub - Panel Upgrade - Marine ¦ SDG&E ¦ Marine | Res ¦ Ductless Mini Split Heat Pump (SEER2 15.2) - Fuel Sub - Panel Upgrade - Marine | SDG&E ¦ Marine | SDG&E | All | Electric & Gas | Ductless Mini Split Heat Pump (SEER2 15.2) - Fuel Sub | Efficient |  |  | 1 | Conventional | HVAC | Res - Single Family | Res | ROB Only | 1 | Residential Households | Cap-Tons | 23 | DEER:HVAC_Eff_AC | 4.03 | 0 | -33.8 | SWHC044-05 | 1204.3185 | 2022 | 912.802 | 2022 | 749.8604 | -132.13 | SWHC044-05 | Res Ductless HVAC System - Fuel Sub - Panel Upgrade - Marine ¦ SDG&E ¦ Marine | Res Ductless HVAC System - Fuel Sub - Panel Upgrade - Marine | 0.019158 | 0.53 | 0 | RASS 2019 | 635.1361 | 2032 | 1 | SWHC044
RES-HVAC-FS-PU-32.14 | Res ¦ Ductless Mini Split Heat Pump (SEER2 15.2) - Fuel Sub - Panel Upgrade - Marine ¦ SDG&E ¦ Marine | Res ¦ Ductless Mini Split Heat Pump (SEER2 15.2) - Fuel Sub - Panel Upgrade - Marine | SDG&E ¦ Marine | SDG&E | All | Electric & Gas | Ductless Mini Split Heat Pump (SEER2 15.2) - Fuel Sub | Efficient |  |  | 1 | Conventional | HVAC | Res - Multi Family | Res | ROB Only | 1 | Residential Households | Cap-Tons | 23 | DEER:HVAC_Eff_AC | -62.1 | 0 | -27.8 | SWHC044-05 | 1204.3185 | 2022 | 912.802 | 2022 | 749.8604 | -132.13 | SWHC044-05 | Res Ductless HVAC System - Fuel Sub - Panel Upgrade - Marine ¦ SDG&E ¦ Marine | Res Ductless HVAC System - Fuel Sub - Panel Upgrade - Marine | 0.00065131 | 0.53 | 0 | RASS 2019 | 0 | 2012 | 1 | SWHC044
RES-HVAC-FS-PU-32.15 | Res ¦ Ductless Mini Split Heat Pump (SEER2 15.2) - Fuel Sub - Panel Upgrade - Hot-Dry ¦ SDG&E ¦ Hot-Dry | Res ¦ Ductless Mini Split Heat Pump (SEER2 15.2) - Fuel Sub - Panel Upgrade - Hot-Dry | SDG&E ¦ Hot-Dry | SDG&E | All | Electric & Gas | Ductless Mini Split Heat Pump (SEER2 15.2) - Fuel Sub | Efficient |  |  | 1 | Conventional | HVAC | Res - Single Family | Res | ROB Only | 1 | Residential Households | Cap-Tons | 23 | DEER:HVAC_Eff_AC | 13.2 | 0 | -41.6 | SWHC044-05 | 1204.3185 | 2022 | 912.802 | 2022 | 936.7415 | -132.13 | SWHC044-05 | Res Ductless HVAC System - Fuel Sub - Panel Upgrade - Hot-Dry ¦ SDG&E ¦ Hot-Dry | Res Ductless HVAC System - Fuel Sub - Panel Upgrade - Hot-Dry | 0.019158 | 0.53 | 0 | RASS 2019 | 635.1361 | 2032 | 1 | SWHC044
RES-HVAC-FS-PU-32.16 | Res ¦ Ductless Mini Split Heat Pump (SEER2 15.2) - Fuel Sub - Panel Upgrade - Hot-Dry ¦ SDG&E ¦ Hot-Dry | Res ¦ Ductless Mini Split Heat Pump (SEER2 15.2) - Fuel Sub - Panel Upgrade - Hot-Dry | SDG&E ¦ Hot-Dry | SDG&E | All | Electric & Gas | Ductless Mini Split Heat Pump (SEER2 15.2) - Fuel Sub | Efficient |  |  | 1 | Conventional | HVAC | Res - Multi Family | Res | ROB Only | 1 | Residential Households | Cap-Tons | 23 | DEER:HVAC_Eff_AC | -68 | 0 | -24 | SWHC044-05 | 1204.3185 | 2022 | 912.802 | 2022 | 936.7415 | -132.13 | SWHC044-05 | Res Ductless HVAC System - Fuel Sub - Panel Upgrade - Hot-Dry ¦ SDG&E ¦ Hot-Dry | Res Ductless HVAC System - Fuel Sub - Panel Upgrade - Hot-Dry | 0.00065131 | 0.53 | 0 | RASS 2019 | 0 | 2012 | 1 | SWHC044
RES-HVAC-FS-PU-33.1 | Res ¦ Ductless Mini Split Heat Pump (SEER2 16.0) - Fuel Sub - Panel Upgrade - Marine ¦ PG&E ¦ Marine | Res ¦ Ductless Mini Split Heat Pump (SEER2 16.0) - Fuel Sub - Panel Upgrade - Marine | PG&E ¦ Marine | PG&E | All | Electric & Gas | Ductless Mini Split Heat Pump (SEER2 16.0) - Fuel Sub | Efficient |  |  | 1 | Conventional | HVAC | Res - Single Family | Res | ROB Only | 1 | Residential Households | Cap-Tons | 23 | DEER:HVAC_Eff_AC | 150 | 0 | -64.3 | SWHC044-05 | 1518.95 | 2022 | 1410.7 | 2022 | 930.9413 | -132.13 | SWHC044-05 | Res Ductless HVAC System - Fuel Sub - Panel Upgrade - Marine ¦ PG&E ¦ Marine | Res Ductless HVAC System - Fuel Sub - Panel Upgrade - Marine | 0.003367 | 0.53 | 0 | RASS 2019 | 686.5398 | 2032 | 1 | SWHC044
RES-HVAC-FS-PU-33.2 | Res ¦ Ductless Mini Split Heat Pump (SEER2 16.0) - Fuel Sub - Panel Upgrade - Marine ¦ PG&E ¦ Marine | Res ¦ Ductless Mini Split Heat Pump (SEER2 16.0) - Fuel Sub - Panel Upgrade - Marine | PG&E ¦ Marine | PG&E | All | Electric & Gas | Ductless Mini Split Heat Pump (SEER2 16.0) - Fuel Sub | Efficient |  |  | 1 | Conventional | HVAC | Res - Multi Family | Res | ROB Only | 1 | Residential Households | Cap-Tons | 23 | DEER:HVAC_Eff_AC | 26.3 | 0 | -48.2 | SWHC044-05 | 1518.95 | 2022 | 1410.7 | 2022 | 930.9413 | -132.13 | SWHC044-05 | Res Ductless HVAC System - Fuel Sub - Panel Upgrade - Marine ¦ PG&E ¦ Marine | Res Ductless HVAC System - Fuel Sub - Panel Upgrade - Marine | 8.3696e-05 | 0.53 | 0 | RASS 2019 | 0 | 2012 | 1 | SWHC044
RES-HVAC-FS-PU-33.3 | Res ¦ Ductless Mini Split Heat Pump (SEER2 16.0) - Fuel Sub - Panel Upgrade - Hot-Dry ¦ PG&E ¦ Hot-Dry | Res ¦ Ductless Mini Split Heat Pump (SEER2 16.0) - Fuel Sub - Panel Upgrade - Hot-Dry | PG&E ¦ Hot-Dry | PG&E | All | Electric & Gas | Ductless Mini Split Heat Pump (SEER2 16.0) - Fuel Sub | Efficient |  |  | 1 | Conventional | HVAC | Res - Single Family | Res | ROB Only | 1 | Residential Households | Cap-Tons | 23 | DEER:HVAC_Eff_AC | 72.8 | 0 | -65.3 | SWHC044-05 | 1518.95 | 2022 | 1410.7 | 2022 | 1217.3847 | -132.13 | SWHC044-05 | Res Ductless HVAC System - Fuel Sub - Panel Upgrade - Hot-Dry ¦ PG&E ¦ Hot-Dry | Res Ductless HVAC System - Fuel Sub - Panel Upgrade - Hot-Dry | 0.003367 | 0.53 | 0 | RASS 2019 | 686.5398 | 2032 | 1 | SWHC044
RES-HVAC-FS-PU-33.4 | Res ¦ Ductless Mini Split Heat Pump (SEER2 16.0) - Fuel Sub - Panel Upgrade - Hot-Dry ¦ PG&E ¦ Hot-Dry | Res ¦ Ductless Mini Split Heat Pump (SEER2 16.0) - Fuel Sub - Panel Upgrade - Hot-Dry | PG&E ¦ Hot-Dry | PG&E | All | Electric & Gas | Ductless Mini Split Heat Pump (SEER2 16.0) - Fuel Sub | Efficient |  |  | 1 | Conventional | HVAC | Res - Multi Family | Res | ROB Only | 1 | Residential Households | Cap-Tons | 23 | DEER:HVAC_Eff_AC | -20.6 | 0 | -35.2 | SWHC044-05 | 1518.95 | 2022 | 1410.7 | 2022 | 1217.3847 | -132.13 | SWHC044-05 | Res Ductless HVAC System - Fuel Sub - Panel Upgrade - Hot-Dry ¦ PG&E ¦ Hot-Dry | Res Ductless HVAC System - Fuel Sub - Panel Upgrade - Hot-Dry | 8.3696e-05 | 0.53 | 0 | RASS 2019 | 0 | 2012 | 1 | SWHC044
RES-HVAC-FS-PU-33.5 | Res ¦ Ductless Mini Split Heat Pump (SEER2 16.0) - Fuel Sub - Panel Upgrade - Cold ¦ PG&E ¦ Cold | Res ¦ Ductless Mini Split Heat Pump (SEER2 16.0) - Fuel Sub - Panel Upgrade - Cold | PG&E ¦ Cold | PG&E | All | Electric & Gas | Ductless Mini Split Heat Pump (SEER2 16.0) - Fuel Sub | Efficient |  |  | 1 | Conventional | HVAC | Res - Single Family | Res | ROB Only | 1 | Residential Households | Cap-Tons | 23 | DEER:HVAC_Eff_AC | -193 | 0 | -64.8 | SWHC044-05 | 1518.95 | 2022 | 1410.7 | 2022 | 832.9474 | -132.13 | SWHC044-05 | Res Ductless HVAC System - Fuel Sub - Panel Upgrade - Cold ¦ PG&E ¦ Cold | Res Ductless HVAC System - Fuel Sub - Panel Upgrade - Cold | 0.003367 | 0.53 | 0 | RASS 2019 | 686.5398 | 2032 | 1 | SWHC044
RES-HVAC-FS-PU-33.6 | Res ¦ Ductless Mini Split Heat Pump (SEER2 16.0) - Fuel Sub - Panel Upgrade - Cold ¦ PG&E ¦ Cold | Res ¦ Ductless Mini Split Heat Pump (SEER2 16.0) - Fuel Sub - Panel Upgrade - Cold | PG&E ¦ Cold | PG&E | All | Electric & Gas | Ductless Mini Split Heat Pump (SEER2 16.0) - Fuel Sub | Efficient |  |  | 1 | Conventional | HVAC | Res - Multi Family | Res | ROB Only | 1 | Residential Households | Cap-Tons | 23 | DEER:HVAC_Eff_AC | -44.1 | 0 | -64.7 | SWHC044-05 | 1518.95 | 2022 | 1410.7 | 2022 | 832.9474 | -132.13 | SWHC044-05 | Res Ductless HVAC System - Fuel Sub - Panel Upgrade - Cold ¦ PG&E ¦ Cold | Res Ductless HVAC System - Fuel Sub - Panel Upgrade - Cold | 8.3696e-05 | 0.53 | 0 | RASS 2019 | 0 | 2012 | 1 | SWHC044
RES-HVAC-FS-PU-33.7 | Res ¦ Ductless Mini Split Heat Pump (SEER2 16.0) - Fuel Sub - Panel Upgrade - Marine ¦ SCG ¦ Marine | Res ¦ Ductless Mini Split Heat Pump (SEER2 16.0) - Fuel Sub - Panel Upgrade - Marine | SCG ¦ Marine | SCG | All | Electric & Gas | Ductless Mini Split Heat Pump (SEER2 16.0) - Fuel Sub | Efficient |  |  | 1 | Conventional | HVAC | Res - Single Family | Res | ROB Only | 1 | Residential Households | Cap-Tons | 23 | DEER:HVAC_Eff_AC | -6.28 | 0 | -33.8 | SWHC044-05 | 1518.95 | 2022 | 1410.7 | 2022 | 749.8604 | -132.13 | SWHC044-05 | Res Ductless HVAC System - Fuel Sub - Panel Upgrade - Marine ¦ SCG ¦ Marine | Res Ductless HVAC System - Fuel Sub - Panel Upgrade - Marine | 0.018094 | 0.53 | 0 | RASS 2019 | 686.5398 | 2032 | 1 | SWHC044
RES-HVAC-FS-PU-33.8 | Res ¦ Ductless Mini Split Heat Pump (SEER2 16.0) - Fuel Sub - Panel Upgrade - Marine ¦ SCG ¦ Marine | Res ¦ Ductless Mini Split Heat Pump (SEER2 16.0) - Fuel Sub - Panel Upgrade - Marine | SCG ¦ Marine | SCG | All | Electric & Gas | Ductless Mini Split Heat Pump (SEER2 16.0) - Fuel Sub | Efficient |  |  | 1 | Conventional | HVAC | Res - Multi Family | Res | ROB Only | 1 | Residential Households | Cap-Tons | 23 | DEER:HVAC_Eff_AC | -73.7 | 0 | -27.8 | SWHC044-05 | 1518.95 | 2022 | 1410.7 | 2022 | 749.8604 | -132.13 | SWHC044-05 | Res Ductless HVAC System - Fuel Sub - Panel Upgrade - Marine ¦ SCG ¦ Marine | Res Ductless HVAC System - Fuel Sub - Panel Upgrade - Marine | 0.003365 | 0.53 | 0 | RASS 2019 | 0 | 2012 | 1 | SWHC044
RES-HVAC-FS-PU-33.9 | Res ¦ Ductless Mini Split Heat Pump (SEER2 16.0) - Fuel Sub - Panel Upgrade - Hot-Dry ¦ SCG ¦ Hot-Dry | Res ¦ Ductless Mini Split Heat Pump (SEER2 16.0) - Fuel Sub - Panel Upgrade - Hot-Dry | SCG ¦ Hot-Dry | SCG | All | Electric & Gas | Ductless Mini Split Heat Pump (SEER2 16.0) - Fuel Sub | Efficient |  |  | 1 | Conventional | HVAC | Res - Single Family | Res | ROB Only | 1 | Residential Households | Cap-Tons | 23 | DEER:HVAC_Eff_AC | -65.5 | 0 | -38.1 | SWHC044-05 | 1518.95 | 2022 | 1410.7 | 2022 | 892.2671 | -132.13 | SWHC044-05 | Res Ductless HVAC System - Fuel Sub - Panel Upgrade - Hot-Dry ¦ SCG ¦ Hot-Dry | Res Ductless HVAC System - Fuel Sub - Panel Upgrade - Hot-Dry | 0.018094 | 0.53 | 0 | RASS 2019 | 686.5398 | 2032 | 1 | SWHC044
RES-HVAC-FS-PU-33.10 | Res ¦ Ductless Mini Split Heat Pump (SEER2 16.0) - Fuel Sub - Panel Upgrade - Hot-Dry ¦ SCG ¦ Hot-Dry | Res ¦ Ductless Mini Split Heat Pump (SEER2 16.0) - Fuel Sub - Panel Upgrade - Hot-Dry | SCG ¦ Hot-Dry | SCG | All | Electric & Gas | Ductless Mini Split Heat Pump (SEER2 16.0) - Fuel Sub | Efficient |  |  | 1 | Conventional | HVAC | Res - Multi Family | Res | ROB Only | 1 | Residential Households | Cap-Tons | 23 | DEER:HVAC_Eff_AC | -190 | 0 | -28.8 | SWHC044-05 | 1518.95 | 2022 | 1410.7 | 2022 | 892.2671 | -132.13 | SWHC044-05 | Res Ductless HVAC System - Fuel Sub - Panel Upgrade - Hot-Dry ¦ SCG ¦ Hot-Dry | Res Ductless HVAC System - Fuel Sub - Panel Upgrade - Hot-Dry | 0.003365 | 0.53 | 0 | RASS 2019 | 0 | 2012 | 1 | SWHC044
RES-HVAC-FS-PU-33.11 | Res ¦ Ductless Mini Split Heat Pump (SEER2 16.0) - Fuel Sub - Panel Upgrade - Cold ¦ SCG ¦ Cold | Res ¦ Ductless Mini Split Heat Pump (SEER2 16.0) - Fuel Sub - Panel Upgrade - Cold | SCG ¦ Cold | SCG | All | Electric & Gas | Ductless Mini Split Heat Pump (SEER2 16.0) - Fuel Sub | Efficient |  |  | 1 | Conventional | HVAC | Res - Single Family | Res | ROB Only | 1 | Residential Households | Cap-Tons | 23 | DEER:HVAC_Eff_AC | -193 | 0 | -64.8 | SWHC044-05 | 1518.95 | 2022 | 1410.7 | 2022 | 832.9474 | -132.13 | SWHC044-05 | Res Ductless HVAC System - Fuel Sub - Panel Upgrade - Cold ¦ SCG ¦ Cold | Res Ductless HVAC System - Fuel Sub - Panel Upgrade - Cold | 0.018094 | 0.53 | 0 | RASS 2019 | 686.5398 | 2032 | 1 | SWHC044
RES-HVAC-FS-PU-33.12 | Res ¦ Ductless Mini Split Heat Pump (SEER2 16.0) - Fuel Sub - Panel Upgrade - Cold ¦ SCG ¦ Cold | Res ¦ Ductless Mini Split Heat Pump (SEER2 16.0) - Fuel Sub - Panel Upgrade - Cold | SCG ¦ Cold | SCG | All | Electric & Gas | Ductless Mini Split Heat Pump (SEER2 16.0) - Fuel Sub | Efficient |  |  | 1 | Conventional | HVAC | Res - Multi Family | Res | ROB Only | 1 | Residential Households | Cap-Tons | 23 | DEER:HVAC_Eff_AC | -44.1 | 0 | -64.7 | SWHC044-05 | 1518.95 | 2022 | 1410.7 | 2022 | 832.9474 | -132.13 | SWHC044-05 | Res Ductless HVAC System - Fuel Sub - Panel Upgrade - Cold ¦ SCG ¦ Cold | Res Ductless HVAC System - Fuel Sub - Panel Upgrade - Cold | 0.003365 | 0.53 | 0 | RASS 2019 | 0 | 2012 | 1 | SWHC044
RES-HVAC-FS-PU-33.13 | Res ¦ Ductless Mini Split Heat Pump (SEER2 16.0) - Fuel Sub - Panel Upgrade - Marine ¦ SDG&E ¦ Marine | Res ¦ Ductless Mini Split Heat Pump (SEER2 16.0) - Fuel Sub - Panel Upgrade - Marine | SDG&E ¦ Marine | SDG&E | All | Electric & Gas | Ductless Mini Split Heat Pump (SEER2 16.0) - Fuel Sub | Efficient |  |  | 1 | Conventional | HVAC | Res - Single Family | Res | ROB Only | 1 | Residential Households | Cap-Tons | 23 | DEER:HVAC_Eff_AC | -6.28 | 0 | -33.8 | SWHC044-05 | 1518.95 | 2022 | 1410.7 | 2022 | 749.8604 | -132.13 | SWHC044-05 | Res Ductless HVAC System - Fuel Sub - Panel Upgrade - Marine ¦ SDG&E ¦ Marine | Res Ductless HVAC System - Fuel Sub - Panel Upgrade - Marine | 0.019158 | 0.53 | 0 | RASS 2019 | 686.5398 | 2032 | 1 | SWHC044
RES-HVAC-FS-PU-33.14 | Res ¦ Ductless Mini Split Heat Pump (SEER2 16.0) - Fuel Sub - Panel Upgrade - Marine ¦ SDG&E ¦ Marine | Res ¦ Ductless Mini Split Heat Pump (SEER2 16.0) - Fuel Sub - Panel Upgrade - Marine | SDG&E ¦ Marine | SDG&E | All | Electric & Gas | Ductless Mini Split Heat Pump (SEER2 16.0) - Fuel Sub | Efficient |  |  | 1 | Conventional | HVAC | Res - Multi Family | Res | ROB Only | 1 | Residential Households | Cap-Tons | 23 | DEER:HVAC_Eff_AC | -73.7 | 0 | -27.8 | SWHC044-05 | 1518.95 | 2022 | 1410.7 | 2022 | 749.8604 | -132.13 | SWHC044-05 | Res Ductless HVAC System - Fuel Sub - Panel Upgrade - Marine ¦ SDG&E ¦ Marine | Res Ductless HVAC System - Fuel Sub - Panel Upgrade - Marine | 0.00065131 | 0.53 | 0 | RASS 2019 | 0 | 2012 | 1 | SWHC044
RES-HVAC-FS-PU-33.15 | Res ¦ Ductless Mini Split Heat Pump (SEER2 16.0) - Fuel Sub - Panel Upgrade - Hot-Dry ¦ SDG&E ¦ Hot-Dry | Res ¦ Ductless Mini Split Heat Pump (SEER2 16.0) - Fuel Sub - Panel Upgrade - Hot-Dry | SDG&E ¦ Hot-Dry | SDG&E | All | Electric & Gas | Ductless Mini Split Heat Pump (SEER2 16.0) - Fuel Sub | Efficient |  |  | 1 | Conventional | HVAC | Res - Single Family | Res | ROB Only | 1 | Residential Households | Cap-Tons | 23 | DEER:HVAC_Eff_AC | 0.865 | 0 | -41.6 | SWHC044-05 | 1518.95 | 2022 | 1410.7 | 2022 | 936.7415 | -132.13 | SWHC044-05 | Res Ductless HVAC System - Fuel Sub - Panel Upgrade - Hot-Dry ¦ SDG&E ¦ Hot-Dry | Res Ductless HVAC System - Fuel Sub - Panel Upgrade - Hot-Dry | 0.019158 | 0.53 | 0 | RASS 2019 | 686.5398 | 2032 | 1 | SWHC044
RES-HVAC-FS-PU-33.16 | Res ¦ Ductless Mini Split Heat Pump (SEER2 16.0) - Fuel Sub - Panel Upgrade - Hot-Dry ¦ SDG&E ¦ Hot-Dry | Res ¦ Ductless Mini Split Heat Pump (SEER2 16.0) - Fuel Sub - Panel Upgrade - Hot-Dry | SDG&E ¦ Hot-Dry | SDG&E | All | Electric & Gas | Ductless Mini Split Heat Pump (SEER2 16.0) - Fuel Sub | Efficient |  |  | 1 | Conventional | HVAC | Res - Multi Family | Res | ROB Only | 1 | Residential Households | Cap-Tons | 23 | DEER:HVAC_Eff_AC | -78.9 | 0 | -24 | SWHC044-05 | 1518.95 | 2022 | 1410.7 | 2022 | 936.7415 | -132.13 | SWHC044-05 | Res Ductless HVAC System - Fuel Sub - Panel Upgrade - Hot-Dry ¦ SDG&E ¦ Hot-Dry | Res Ductless HVAC System - Fuel Sub - Panel Upgrade - Hot-Dry | 0.00065131 | 0.53 | 0 | RASS 2019 | 0 | 2012 | 1 | SWHC044
RES-HVAC-FS-PU-34.1 | Res ¦ Ductless Mini Split Heat Pump (SEER2 17.8) - Fuel Sub - Panel Upgrade - Marine ¦ PG&E ¦ Marine | Res ¦ Ductless Mini Split Heat Pump (SEER2 17.8) - Fuel Sub - Panel Upgrade - Marine | PG&E ¦ Marine | PG&E | All | Electric & Gas | Ductless Mini Split Heat Pump (SEER2 17.8) - Fuel Sub | Efficient |  |  | 1 | Conventional | HVAC | Res - Single Family | Res | ROB Only | 1 | Residential Households | Cap-Tons | 23 | DEER:HVAC_Eff_AC | 126 | 0 | -64.3 | SWHC044-05 | 1715.25 | 2022 | 1410.7 | 2022 | 930.9413 | -132.13 | SWHC044-05 | Res Ductless HVAC System - Fuel Sub - Panel Upgrade - Marine ¦ PG&E ¦ Marine | Res Ductless HVAC System - Fuel Sub - Panel Upgrade - Marine | 0.003367 | 0.53 | 0 | RASS 2019 | 686.5398 | 2032 | 1 | SWHC044
RES-HVAC-FS-PU-34.2 | Res ¦ Ductless Mini Split Heat Pump (SEER2 17.8) - Fuel Sub - Panel Upgrade - Marine ¦ PG&E ¦ Marine | Res ¦ Ductless Mini Split Heat Pump (SEER2 17.8) - Fuel Sub - Panel Upgrade - Marine | PG&E ¦ Marine | PG&E | All | Electric & Gas | Ductless Mini Split Heat Pump (SEER2 17.8) - Fuel Sub | Efficient |  |  | 1 | Conventional | HVAC | Res - Multi Family | Res | ROB Only | 1 | Residential Households | Cap-Tons | 23 | DEER:HVAC_Eff_AC | 6.01 | 0 | -48.2 | SWHC044-05 | 1715.25 | 2022 | 1410.7 | 2022 | 930.9413 | -132.13 | SWHC044-05 | Res Ductless HVAC System - Fuel Sub - Panel Upgrade - Marine ¦ PG&E ¦ Marine | Res Ductless HVAC System - Fuel Sub - Panel Upgrade - Marine | 8.3696e-05 | 0.53 | 0 | RASS 2019 | 0 | 2012 | 1 | SWHC044
RES-HVAC-FS-PU-34.3 | Res ¦ Ductless Mini Split Heat Pump (SEER2 17.8) - Fuel Sub - Panel Upgrade - Hot-Dry ¦ PG&E ¦ Hot-Dry | Res ¦ Ductless Mini Split Heat Pump (SEER2 17.8) - Fuel Sub - Panel Upgrade - Hot-Dry | PG&E ¦ Hot-Dry | PG&E | All | Electric & Gas | Ductless Mini Split Heat Pump (SEER2 17.8) - Fuel Sub | Efficient |  |  | 1 | Conventional | HVAC | Res - Single Family | Res | ROB Only | 1 | Residential Households | Cap-Tons | 23 | DEER:HVAC_Eff_AC | 42.1 | 0 | -65.3 | SWHC044-05 | 1715.25 | 2022 | 1410.7 | 2022 | 1217.3847 | -132.13 | SWHC044-05 | Res Ductless HVAC System - Fuel Sub - Panel Upgrade - Hot-Dry ¦ PG&E ¦ Hot-Dry | Res Ductless HVAC System - Fuel Sub - Panel Upgrade - Hot-Dry | 0.003367 | 0.53 | 0 | RASS 2019 | 686.5398 | 2032 | 1 | SWHC044
RES-HVAC-FS-PU-34.4 | Res ¦ Ductless Mini Split Heat Pump (SEER2 17.8) - Fuel Sub - Panel Upgrade - Hot-Dry ¦ PG&E ¦ Hot-Dry | Res ¦ Ductless Mini Split Heat Pump (SEER2 17.8) - Fuel Sub - Panel Upgrade - Hot-Dry | PG&E ¦ Hot-Dry | PG&E | All | Electric & Gas | Ductless Mini Split Heat Pump (SEER2 17.8) - Fuel Sub | Efficient |  |  | 1 | Conventional | HVAC | Res - Multi Family | Res | ROB Only | 1 | Residential Households | Cap-Tons | 23 | DEER:HVAC_Eff_AC | -44.7 | 0 | -35.2 | SWHC044-05 | 1715.25 | 2022 | 1410.7 | 2022 | 1217.3847 | -132.13 | SWHC044-05 | Res Ductless HVAC System - Fuel Sub - Panel Upgrade - Hot-Dry ¦ PG&E ¦ Hot-Dry | Res Ductless HVAC System - Fuel Sub - Panel Upgrade - Hot-Dry | 8.3696e-05 | 0.53 | 0 | RASS 2019 | 0 | 2012 | 1 | SWHC044
RES-HVAC-FS-PU-34.5 | Res ¦ Ductless Mini Split Heat Pump (SEER2 17.8) - Fuel Sub - Panel Upgrade - Cold ¦ PG&E ¦ Cold | Res ¦ Ductless Mini Split Heat Pump (SEER2 17.8) - Fuel Sub - Panel Upgrade - Cold | PG&E ¦ Cold | PG&E | All | Electric & Gas | Ductless Mini Split Heat Pump (SEER2 17.8) - Fuel Sub | Efficient |  |  | 1 | Conventional | HVAC | Res - Single Family | Res | ROB Only | 1 | Residential Households | Cap-Tons | 23 | DEER:HVAC_Eff_AC | -231 | 0 | -64.8 | SWHC044-05 | 1715.25 | 2022 | 1410.7 | 2022 | 832.9474 | -132.13 | SWHC044-05 | Res Ductless HVAC System - Fuel Sub - Panel Upgrade - Cold ¦ PG&E ¦ Cold | Res Ductless HVAC System - Fuel Sub - Panel Upgrade - Cold | 0.003367 | 0.53 | 0 | RASS 2019 | 686.5398 | 2032 | 1 | SWHC044
RES-HVAC-FS-PU-34.6 | Res ¦ Ductless Mini Split Heat Pump (SEER2 17.8) - Fuel Sub - Panel Upgrade - Cold ¦ PG&E ¦ Cold | Res ¦ Ductless Mini Split Heat Pump (SEER2 17.8) - Fuel Sub - Panel Upgrade - Cold | PG&E ¦ Cold | PG&E | All | Electric & Gas | Ductless Mini Split Heat Pump (SEER2 17.8) - Fuel Sub | Efficient |  |  | 1 | Conventional | HVAC | Res - Multi Family | Res | ROB Only | 1 | Residential Households | Cap-Tons | 23 | DEER:HVAC_Eff_AC | -83.9 | 0 | -64.7 | SWHC044-05 | 1715.25 | 2022 | 1410.7 | 2022 | 832.9474 | -132.13 | SWHC044-05 | Res Ductless HVAC System - Fuel Sub - Panel Upgrade - Cold ¦ PG&E ¦ Cold | Res Ductless HVAC System - Fuel Sub - Panel Upgrade - Cold | 8.3696e-05 | 0.53 | 0 | RASS 2019 | 0 | 2012 | 1 | SWHC044
RES-HVAC-FS-PU-34.7 | Res ¦ Ductless Mini Split Heat Pump (SEER2 17.8) - Fuel Sub - Panel Upgrade - Marine ¦ SCG ¦ Marine | Res ¦ Ductless Mini Split Heat Pump (SEER2 17.8) - Fuel Sub - Panel Upgrade - Marine | SCG ¦ Marine | SCG | All | Electric & Gas | Ductless Mini Split Heat Pump (SEER2 17.8) - Fuel Sub | Efficient |  |  | 1 | Conventional | HVAC | Res - Single Family | Res | ROB Only | 1 | Residential Households | Cap-Tons | 23 | DEER:HVAC_Eff_AC | -22.7 | 0 | -33.8 | SWHC044-05 | 1715.25 | 2022 | 1410.7 | 2022 | 749.8604 | -132.13 | SWHC044-05 | Res Ductless HVAC System - Fuel Sub - Panel Upgrade - Marine ¦ SCG ¦ Marine | Res Ductless HVAC System - Fuel Sub - Panel Upgrade - Marine | 0.018094 | 0.53 | 0 | RASS 2019 | 686.5398 | 2032 | 1 | SWHC044
RES-HVAC-FS-PU-34.8 | Res ¦ Ductless Mini Split Heat Pump (SEER2 17.8) - Fuel Sub - Panel Upgrade - Marine ¦ SCG ¦ Marine | Res ¦ Ductless Mini Split Heat Pump (SEER2 17.8) - Fuel Sub - Panel Upgrade - Marine | SCG ¦ Marine | SCG | All | Electric & Gas | Ductless Mini Split Heat Pump (SEER2 17.8) - Fuel Sub | Efficient |  |  | 1 | Conventional | HVAC | Res - Multi Family | Res | ROB Only | 1 | Residential Households | Cap-Tons | 23 | DEER:HVAC_Eff_AC | -91 | 0 | -27.8 | SWHC044-05 | 1715.25 | 2022 | 1410.7 | 2022 | 749.8604 | -132.13 | SWHC044-05 | Res Ductless HVAC System - Fuel Sub - Panel Upgrade - Marine ¦ SCG ¦ Marine | Res Ductless HVAC System - Fuel Sub - Panel Upgrade - Marine | 0.003365 | 0.53 | 0 | RASS 2019 | 0 | 2012 | 1 | SWHC044
RES-HVAC-FS-PU-34.9 | Res ¦ Ductless Mini Split Heat Pump (SEER2 17.8) - Fuel Sub - Panel Upgrade - Hot-Dry ¦ SCG ¦ Hot-Dry | Res ¦ Ductless Mini Split Heat Pump (SEER2 17.8) - Fuel Sub - Panel Upgrade - Hot-Dry | SCG ¦ Hot-Dry | SCG | All | Electric & Gas | Ductless Mini Split Heat Pump (SEER2 17.8) - Fuel Sub | Efficient |  |  | 1 | Conventional | HVAC | Res - Single Family | Res | ROB Only | 1 | Residential Households | Cap-Tons | 23 | DEER:HVAC_Eff_AC | -89.4 | 0 | -38.1 | SWHC044-05 | 1715.25 | 2022 | 1410.7 | 2022 | 892.2671 | -132.13 | SWHC044-05 | Res Ductless HVAC System - Fuel Sub - Panel Upgrade - Hot-Dry ¦ SCG ¦ Hot-Dry | Res Ductless HVAC System - Fuel Sub - Panel Upgrade - Hot-Dry | 0.018094 | 0.53 | 0 | RASS 2019 | 686.5398 | 2032 | 1 | SWHC044
RES-HVAC-FS-PU-34.10 | Res ¦ Ductless Mini Split Heat Pump (SEER2 17.8) - Fuel Sub - Panel Upgrade - Hot-Dry ¦ SCG ¦ Hot-Dry | Res ¦ Ductless Mini Split Heat Pump (SEER2 17.8) - Fuel Sub - Panel Upgrade - Hot-Dry | SCG ¦ Hot-Dry | SCG | All | Electric & Gas | Ductless Mini Split Heat Pump (SEER2 17.8) - Fuel Sub | Efficient |  |  | 1 | Conventional | HVAC | Res - Multi Family | Res | ROB Only | 1 | Residential Households | Cap-Tons | 23 | DEER:HVAC_Eff_AC | -218 | 0 | -28.8 | SWHC044-05 | 1715.25 | 2022 | 1410.7 | 2022 | 892.2671 | -132.13 | SWHC044-05 | Res Ductless HVAC System - Fuel Sub - Panel Upgrade - Hot-Dry ¦ SCG ¦ Hot-Dry | Res Ductless HVAC System - Fuel Sub - Panel Upgrade - Hot-Dry | 0.003365 | 0.53 | 0 | RASS 2019 | 0 | 2012 | 1 | SWHC044
RES-HVAC-FS-PU-34.11 | Res ¦ Ductless Mini Split Heat Pump (SEER2 17.8) - Fuel Sub - Panel Upgrade - Cold ¦ SCG ¦ Cold | Res ¦ Ductless Mini Split Heat Pump (SEER2 17.8) - Fuel Sub - Panel Upgrade - Cold | SCG ¦ Cold | SCG | All | Electric & Gas | Ductless Mini Split Heat Pump (SEER2 17.8) - Fuel Sub | Efficient |  |  | 1 | Conventional | HVAC | Res - Single Family | Res | ROB Only | 1 | Residential Households | Cap-Tons | 23 | DEER:HVAC_Eff_AC | -231 | 0 | -64.8 | SWHC044-05 | 1715.25 | 2022 | 1410.7 | 2022 | 832.9474 | -132.13 | SWHC044-05 | Res Ductless HVAC System - Fuel Sub - Panel Upgrade - Cold ¦ SCG ¦ Cold | Res Ductless HVAC System - Fuel Sub - Panel Upgrade - Cold | 0.018094 | 0.53 | 0 | RASS 2019 | 686.5398 | 2032 | 1 | SWHC044
RES-HVAC-FS-PU-34.12 | Res ¦ Ductless Mini Split Heat Pump (SEER2 17.8) - Fuel Sub - Panel Upgrade - Cold ¦ SCG ¦ Cold | Res ¦ Ductless Mini Split Heat Pump (SEER2 17.8) - Fuel Sub - Panel Upgrade - Cold | SCG ¦ Cold | SCG | All | Electric & Gas | Ductless Mini Split Heat Pump (SEER2 17.8) - Fuel Sub | Efficient |  |  | 1 | Conventional | HVAC | Res - Multi Family | Res | ROB Only | 1 | Residential Households | Cap-Tons | 23 | DEER:HVAC_Eff_AC | -83.9 | 0 | -64.7 | SWHC044-05 | 1715.25 | 2022 | 1410.7 | 2022 | 832.9474 | -132.13 | SWHC044-05 | Res Ductless HVAC System - Fuel Sub - Panel Upgrade - Cold ¦ SCG ¦ Cold | Res Ductless HVAC System - Fuel Sub - Panel Upgrade - Cold | 0.003365 | 0.53 | 0 | RASS 2019 | 0 | 2012 | 1 | SWHC044
RES-HVAC-FS-PU-34.13 | Res ¦ Ductless Mini Split Heat Pump (SEER2 17.8) - Fuel Sub - Panel Upgrade - Marine ¦ SDG&E ¦ Marine | Res ¦ Ductless Mini Split Heat Pump (SEER2 17.8) - Fuel Sub - Panel Upgrade - Marine | SDG&E ¦ Marine | SDG&E | All | Electric & Gas | Ductless Mini Split Heat Pump (SEER2 17.8) - Fuel Sub | Efficient |  |  | 1 | Conventional | HVAC | Res - Single Family | Res | ROB Only | 1 | Residential Households | Cap-Tons | 23 | DEER:HVAC_Eff_AC | -22.7 | 0 | -33.8 | SWHC044-05 | 1715.25 | 2022 | 1410.7 | 2022 | 749.8604 | -132.13 | SWHC044-05 | Res Ductless HVAC System - Fuel Sub - Panel Upgrade - Marine ¦ SDG&E ¦ Marine | Res Ductless HVAC System - Fuel Sub - Panel Upgrade - Marine | 0.019158 | 0.53 | 0 | RASS 2019 | 686.5398 | 2032 | 1 | SWHC044
RES-HVAC-FS-PU-34.14 | Res ¦ Ductless Mini Split Heat Pump (SEER2 17.8) - Fuel Sub - Panel Upgrade - Marine ¦ SDG&E ¦ Marine | Res ¦ Ductless Mini Split Heat Pump (SEER2 17.8) - Fuel Sub - Panel Upgrade - Marine | SDG&E ¦ Marine | SDG&E | All | Electric & Gas | Ductless Mini Split Heat Pump (SEER2 17.8) - Fuel Sub | Efficient |  |  | 1 | Conventional | HVAC | Res - Multi Family | Res | ROB Only | 1 | Residential Households | Cap-Tons | 23 | DEER:HVAC_Eff_AC | -91 | 0 | -27.8 | SWHC044-05 | 1715.25 | 2022 | 1410.7 | 2022 | 749.8604 | -132.13 | SWHC044-05 | Res Ductless HVAC System - Fuel Sub - Panel Upgrade - Marine ¦ SDG&E ¦ Marine | Res Ductless HVAC System - Fuel Sub - Panel Upgrade - Marine | 0.00065131 | 0.53 | 0 | RASS 2019 | 0 | 2012 | 1 | SWHC044
RES-HVAC-FS-PU-34.15 | Res ¦ Ductless Mini Split Heat Pump (SEER2 17.8) - Fuel Sub - Panel Upgrade - Hot-Dry ¦ SDG&E ¦ Hot-Dry | Res ¦ Ductless Mini Split Heat Pump (SEER2 17.8) - Fuel Sub - Panel Upgrade - Hot-Dry | SDG&E ¦ Hot-Dry | SDG&E | All | Electric & Gas | Ductless Mini Split Heat Pump (SEER2 17.8) - Fuel Sub | Efficient |  |  | 1 | Conventional | HVAC | Res - Single Family | Res | ROB Only | 1 | Residential Households | Cap-Tons | 23 | DEER:HVAC_Eff_AC | -18.3 | 0 | -41.6 | SWHC044-05 | 1715.25 | 2022 | 1410.7 | 2022 | 936.7415 | -132.13 | SWHC044-05 | Res Ductless HVAC System - Fuel Sub - Panel Upgrade - Hot-Dry ¦ SDG&E ¦ Hot-Dry | Res Ductless HVAC System - Fuel Sub - Panel Upgrade - Hot-Dry | 0.019158 | 0.53 | 0 | RASS 2019 | 686.5398 | 2032 | 1 | SWHC044
RES-HVAC-FS-PU-34.16 | Res ¦ Ductless Mini Split Heat Pump (SEER2 17.8) - Fuel Sub - Panel Upgrade - Hot-Dry ¦ SDG&E ¦ Hot-Dry | Res ¦ Ductless Mini Split Heat Pump (SEER2 17.8) - Fuel Sub - Panel Upgrade - Hot-Dry | SDG&E ¦ Hot-Dry | SDG&E | All | Electric & Gas | Ductless Mini Split Heat Pump (SEER2 17.8) - Fuel Sub | Efficient |  |  | 1 | Conventional | HVAC | Res - Multi Family | Res | ROB Only | 1 | Residential Households | Cap-Tons | 23 | DEER:HVAC_Eff_AC | -94.8 | 0 | -24 | SWHC044-05 | 1715.25 | 2022 | 1410.7 | 2022 | 936.7415 | -132.13 | SWHC044-05 | Res Ductless HVAC System - Fuel Sub - Panel Upgrade - Hot-Dry ¦ SDG&E ¦ Hot-Dry | Res Ductless HVAC System - Fuel Sub - Panel Upgrade - Hot-Dry | 0.00065131 | 0.53 | 0 | RASS 2019 | 0 | 2012 | 1 | SWHC044
RES-HVAC-FS-PU-35.1 | Res ¦ Ductless Mini Split Heat Pump (SEER2 19.6) - Fuel Sub - Panel Upgrade - Marine ¦ PG&E ¦ Marine | Res ¦ Ductless Mini Split Heat Pump (SEER2 19.6) - Fuel Sub - Panel Upgrade - Marine | PG&E ¦ Marine | PG&E | All | Electric & Gas | Ductless Mini Split Heat Pump (SEER2 19.6) - Fuel Sub | Efficient |  |  | 1 | Conventional | HVAC | Res - Single Family | Res | ROB Only | 1 | Residential Households | Cap-Tons | 23 | DEER:HVAC_Eff_AC | 102 | 0 | -64.3 | SWHC044-05 | 1911.56 | 2022 | 1410.7 | 2022 | 930.9413 | -132.13 | SWHC044-05 | Res Ductless HVAC System - Fuel Sub - Panel Upgrade - Marine ¦ PG&E ¦ Marine | Res Ductless HVAC System - Fuel Sub - Panel Upgrade - Marine | 0.003367 | 0.53 | 0 | RASS 2019 | 686.5398 | 2032 | 1 | SWHC044
RES-HVAC-FS-PU-35.2 | Res ¦ Ductless Mini Split Heat Pump (SEER2 19.6) - Fuel Sub - Panel Upgrade - Marine ¦ PG&E ¦ Marine | Res ¦ Ductless Mini Split Heat Pump (SEER2 19.6) - Fuel Sub - Panel Upgrade - Marine | PG&E ¦ Marine | PG&E | All | Electric & Gas | Ductless Mini Split Heat Pump (SEER2 19.6) - Fuel Sub | Efficient |  |  | 1 | Conventional | HVAC | Res - Multi Family | Res | ROB Only | 1 | Residential Households | Cap-Tons | 23 | DEER:HVAC_Eff_AC | -12.3 | 0 | -48.2 | SWHC044-05 | 1911.56 | 2022 | 1410.7 | 2022 | 930.9413 | -132.13 | SWHC044-05 | Res Ductless HVAC System - Fuel Sub - Panel Upgrade - Marine ¦ PG&E ¦ Marine | Res Ductless HVAC System - Fuel Sub - Panel Upgrade - Marine | 8.3696e-05 | 0.53 | 0 | RASS 2019 | 0 | 2012 | 1 | SWHC044
RES-HVAC-FS-PU-35.3 | Res ¦ Ductless Mini Split Heat Pump (SEER2 19.6) - Fuel Sub - Panel Upgrade - Hot-Dry ¦ PG&E ¦ Hot-Dry | Res ¦ Ductless Mini Split Heat Pump (SEER2 19.6) - Fuel Sub - Panel Upgrade - Hot-Dry | PG&E ¦ Hot-Dry | PG&E | All | Electric & Gas | Ductless Mini Split Heat Pump (SEER2 19.6) - Fuel Sub | Efficient |  |  | 1 | Conventional | HVAC | Res - Single Family | Res | ROB Only | 1 | Residential Households | Cap-Tons | 23 | DEER:HVAC_Eff_AC | 13.3 | 0 | -65.3 | SWHC044-05 | 1911.56 | 2022 | 1410.7 | 2022 | 1217.3847 | -132.13 | SWHC044-05 | Res Ductless HVAC System - Fuel Sub - Panel Upgrade - Hot-Dry ¦ PG&E ¦ Hot-Dry | Res Ductless HVAC System - Fuel Sub - Panel Upgrade - Hot-Dry | 0.003367 | 0.53 | 0 | RASS 2019 | 686.5398 | 2032 | 1 | SWHC044
RES-HVAC-FS-PU-35.4 | Res ¦ Ductless Mini Split Heat Pump (SEER2 19.6) - Fuel Sub - Panel Upgrade - Hot-Dry ¦ PG&E ¦ Hot-Dry | Res ¦ Ductless Mini Split Heat Pump (SEER2 19.6) - Fuel Sub - Panel Upgrade - Hot-Dry | PG&E ¦ Hot-Dry | PG&E | All | Electric & Gas | Ductless Mini Split Heat Pump (SEER2 19.6) - Fuel Sub | Efficient |  |  | 1 | Conventional | HVAC | Res - Multi Family | Res | ROB Only | 1 | Residential Households | Cap-Tons | 23 | DEER:HVAC_Eff_AC | -65.9 | 0 | -35.2 | SWHC044-05 | 1911.56 | 2022 | 1410.7 | 2022 | 1217.3847 | -132.13 | SWHC044-05 | Res Ductless HVAC System - Fuel Sub - Panel Upgrade - Hot-Dry ¦ PG&E ¦ Hot-Dry | Res Ductless HVAC System - Fuel Sub - Panel Upgrade - Hot-Dry | 8.3696e-05 | 0.53 | 0 | RASS 2019 | 0 | 2012 | 1 | SWHC044
RES-HVAC-FS-PU-35.5 | Res ¦ Ductless Mini Split Heat Pump (SEER2 19.6) - Fuel Sub - Panel Upgrade - Cold ¦ PG&E ¦ Cold | Res ¦ Ductless Mini Split Heat Pump (SEER2 19.6) - Fuel Sub - Panel Upgrade - Cold | PG&E ¦ Cold | PG&E | All | Electric & Gas | Ductless Mini Split Heat Pump (SEER2 19.6) - Fuel Sub | Efficient |  |  | 1 | Conventional | HVAC | Res - Single Family | Res | ROB Only | 1 | Residential Households | Cap-Tons | 23 | DEER:HVAC_Eff_AC | -265 | 0 | -64.8 | SWHC044-05 | 1911.56 | 2022 | 1410.7 | 2022 | 832.9474 | -132.13 | SWHC044-05 | Res Ductless HVAC System - Fuel Sub - Panel Upgrade - Cold ¦ PG&E ¦ Cold | Res Ductless HVAC System - Fuel Sub - Panel Upgrade - Cold | 0.003367 | 0.53 | 0 | RASS 2019 | 686.5398 | 2032 | 1 | SWHC044
RES-HVAC-FS-PU-35.6 | Res ¦ Ductless Mini Split Heat Pump (SEER2 19.6) - Fuel Sub - Panel Upgrade - Cold ¦ PG&E ¦ Cold | Res ¦ Ductless Mini Split Heat Pump (SEER2 19.6) - Fuel Sub - Panel Upgrade - Cold | PG&E ¦ Cold | PG&E | All | Electric & Gas | Ductless Mini Split Heat Pump (SEER2 19.6) - Fuel Sub | Efficient |  |  | 1 | Conventional | HVAC | Res - Multi Family | Res | ROB Only | 1 | Residential Households | Cap-Tons | 23 | DEER:HVAC_Eff_AC | -120 | 0 | -64.7 | SWHC044-05 | 1911.56 | 2022 | 1410.7 | 2022 | 832.9474 | -132.13 | SWHC044-05 | Res Ductless HVAC System - Fuel Sub - Panel Upgrade - Cold ¦ PG&E ¦ Cold | Res Ductless HVAC System - Fuel Sub - Panel Upgrade - Cold | 8.3696e-05 | 0.53 | 0 | RASS 2019 | 0 | 2012 | 1 | SWHC044
RES-HVAC-FS-PU-35.7 | Res ¦ Ductless Mini Split Heat Pump (SEER2 19.6) - Fuel Sub - Panel Upgrade - Marine ¦ SCG ¦ Marine | Res ¦ Ductless Mini Split Heat Pump (SEER2 19.6) - Fuel Sub - Panel Upgrade - Marine | SCG ¦ Marine | SCG | All | Electric & Gas | Ductless Mini Split Heat Pump (SEER2 19.6) - Fuel Sub | Efficient |  |  | 1 | Conventional | HVAC | Res - Single Family | Res | ROB Only | 1 | Residential Households | Cap-Tons | 23 | DEER:HVAC_Eff_AC | -37.7 | 0 | -33.8 | SWHC044-05 | 1911.56 | 2022 | 1410.7 | 2022 | 749.8604 | -132.13 | SWHC044-05 | Res Ductless HVAC System - Fuel Sub - Panel Upgrade - Marine ¦ SCG ¦ Marine | Res Ductless HVAC System - Fuel Sub - Panel Upgrade - Marine | 0.018094 | 0.53 | 0 | RASS 2019 | 686.5398 | 2032 | 1 | SWHC044
RES-HVAC-FS-PU-35.8 | Res ¦ Ductless Mini Split Heat Pump (SEER2 19.6) - Fuel Sub - Panel Upgrade - Marine ¦ SCG ¦ Marine | Res ¦ Ductless Mini Split Heat Pump (SEER2 19.6) - Fuel Sub - Panel Upgrade - Marine | SCG ¦ Marine | SCG | All | Electric & Gas | Ductless Mini Split Heat Pump (SEER2 19.6) - Fuel Sub | Efficient |  |  | 1 | Conventional | HVAC | Res - Multi Family | Res | ROB Only | 1 | Residential Households | Cap-Tons | 23 | DEER:HVAC_Eff_AC | -107 | 0 | -27.8 | SWHC044-05 | 1911.56 | 2022 | 1410.7 | 2022 | 749.8604 | -132.13 | SWHC044-05 | Res Ductless HVAC System - Fuel Sub - Panel Upgrade - Marine ¦ SCG ¦ Marine | Res Ductless HVAC System - Fuel Sub - Panel Upgrade - Marine | 0.003365 | 0.53 | 0 | RASS 2019 | 0 | 2012 | 1 | SWHC044
RES-HVAC-FS-PU-35.9 | Res ¦ Ductless Mini Split Heat Pump (SEER2 19.6) - Fuel Sub - Panel Upgrade - Hot-Dry ¦ SCG ¦ Hot-Dry | Res ¦ Ductless Mini Split Heat Pump (SEER2 19.6) - Fuel Sub - Panel Upgrade - Hot-Dry | SCG ¦ Hot-Dry | SCG | All | Electric & Gas | Ductless Mini Split Heat Pump (SEER2 19.6) - Fuel Sub | Efficient |  |  | 1 | Conventional | HVAC | Res - Single Family | Res | ROB Only | 1 | Residential Households | Cap-Tons | 23 | DEER:HVAC_Eff_AC | -111 | 0 | -38.1 | SWHC044-05 | 1911.56 | 2022 | 1410.7 | 2022 | 892.2671 | -132.13 | SWHC044-05 | Res Ductless HVAC System - Fuel Sub - Panel Upgrade - Hot-Dry ¦ SCG ¦ Hot-Dry | Res Ductless HVAC System - Fuel Sub - Panel Upgrade - Hot-Dry | 0.018094 | 0.53 | 0 | RASS 2019 | 686.5398 | 2032 | 1 | SWHC044
RES-HVAC-FS-PU-35.10 | Res ¦ Ductless Mini Split Heat Pump (SEER2 19.6) - Fuel Sub - Panel Upgrade - Hot-Dry ¦ SCG ¦ Hot-Dry | Res ¦ Ductless Mini Split Heat Pump (SEER2 19.6) - Fuel Sub - Panel Upgrade - Hot-Dry | SCG ¦ Hot-Dry | SCG | All | Electric & Gas | Ductless Mini Split Heat Pump (SEER2 19.6) - Fuel Sub | Efficient |  |  | 1 | Conventional | HVAC | Res - Multi Family | Res | ROB Only | 1 | Residential Households | Cap-Tons | 23 | DEER:HVAC_Eff_AC | -241 | 0 | -28.8 | SWHC044-05 | 1911.56 | 2022 | 1410.7 | 2022 | 892.2671 | -132.13 | SWHC044-05 | Res Ductless HVAC System - Fuel Sub - Panel Upgrade - Hot-Dry ¦ SCG ¦ Hot-Dry | Res Ductless HVAC System - Fuel Sub - Panel Upgrade - Hot-Dry | 0.003365 | 0.53 | 0 | RASS 2019 | 0 | 2012 | 1 | SWHC044
RES-HVAC-FS-PU-35.11 | Res ¦ Ductless Mini Split Heat Pump (SEER2 19.6) - Fuel Sub - Panel Upgrade - Cold ¦ SCG ¦ Cold | Res ¦ Ductless Mini Split Heat Pump (SEER2 19.6) - Fuel Sub - Panel Upgrade - Cold | SCG ¦ Cold | SCG | All | Electric & Gas | Ductless Mini Split Heat Pump (SEER2 19.6) - Fuel Sub | Efficient |  |  | 1 | Conventional | HVAC | Res - Single Family | Res | ROB Only | 1 | Residential Households | Cap-Tons | 23 | DEER:HVAC_Eff_AC | -265 | 0 | -64.8 | SWHC044-05 | 1911.56 | 2022 | 1410.7 | 2022 | 832.9474 | -132.13 | SWHC044-05 | Res Ductless HVAC System - Fuel Sub - Panel Upgrade - Cold ¦ SCG ¦ Cold | Res Ductless HVAC System - Fuel Sub - Panel Upgrade - Cold | 0.018094 | 0.53 | 0 | RASS 2019 | 686.5398 | 2032 | 1 | SWHC044
RES-HVAC-FS-PU-35.12 | Res ¦ Ductless Mini Split Heat Pump (SEER2 19.6) - Fuel Sub - Panel Upgrade - Cold ¦ SCG ¦ Cold | Res ¦ Ductless Mini Split Heat Pump (SEER2 19.6) - Fuel Sub - Panel Upgrade - Cold | SCG ¦ Cold | SCG | All | Electric & Gas | Ductless Mini Split Heat Pump (SEER2 19.6) - Fuel Sub | Efficient |  |  | 1 | Conventional | HVAC | Res - Multi Family | Res | ROB Only | 1 | Residential Households | Cap-Tons | 23 | DEER:HVAC_Eff_AC | -120 | 0 | -64.7 | SWHC044-05 | 1911.56 | 2022 | 1410.7 | 2022 | 832.9474 | -132.13 | SWHC044-05 | Res Ductless HVAC System - Fuel Sub - Panel Upgrade - Cold ¦ SCG ¦ Cold | Res Ductless HVAC System - Fuel Sub - Panel Upgrade - Cold | 0.003365 | 0.53 | 0 | RASS 2019 | 0 | 2012 | 1 | SWHC044
RES-HVAC-FS-PU-35.13 | Res ¦ Ductless Mini Split Heat Pump (SEER2 19.6) - Fuel Sub - Panel Upgrade - Marine ¦ SDG&E ¦ Marine | Res ¦ Ductless Mini Split Heat Pump (SEER2 19.6) - Fuel Sub - Panel Upgrade - Marine | SDG&E ¦ Marine | SDG&E | All | Electric & Gas | Ductless Mini Split Heat Pump (SEER2 19.6) - Fuel Sub | Efficient |  |  | 1 | Conventional | HVAC | Res - Single Family | Res | ROB Only | 1 | Residential Households | Cap-Tons | 23 | DEER:HVAC_Eff_AC | -37.7 | 0 | -33.8 | SWHC044-05 | 1911.56 | 2022 | 1410.7 | 2022 | 749.8604 | -132.13 | SWHC044-05 | Res Ductless HVAC System - Fuel Sub - Panel Upgrade - Marine ¦ SDG&E ¦ Marine | Res Ductless HVAC System - Fuel Sub - Panel Upgrade - Marine | 0.019158 | 0.53 | 0 | RASS 2019 | 686.5398 | 2032 | 1 | SWHC044
RES-HVAC-FS-PU-35.14 | Res ¦ Ductless Mini Split Heat Pump (SEER2 19.6) - Fuel Sub - Panel Upgrade - Marine ¦ SDG&E ¦ Marine | Res ¦ Ductless Mini Split Heat Pump (SEER2 19.6) - Fuel Sub - Panel Upgrade - Marine | SDG&E ¦ Marine | SDG&E | All | Electric & Gas | Ductless Mini Split Heat Pump (SEER2 19.6) - Fuel Sub | Efficient |  |  | 1 | Conventional | HVAC | Res - Multi Family | Res | ROB Only | 1 | Residential Households | Cap-Tons | 23 | DEER:HVAC_Eff_AC | -107 | 0 | -27.8 | SWHC044-05 | 1911.56 | 2022 | 1410.7 | 2022 | 749.8604 | -132.13 | SWHC044-05 | Res Ductless HVAC System - Fuel Sub - Panel Upgrade - Marine ¦ SDG&E ¦ Marine | Res Ductless HVAC System - Fuel Sub - Panel Upgrade - Marine | 0.00065131 | 0.53 | 0 | RASS 2019 | 0 | 2012 | 1 | SWHC044
RES-HVAC-FS-PU-35.15 | Res ¦ Ductless Mini Split Heat Pump (SEER2 19.6) - Fuel Sub - Panel Upgrade - Hot-Dry ¦ SDG&E ¦ Hot-Dry | Res ¦ Ductless Mini Split Heat Pump (SEER2 19.6) - Fuel Sub - Panel Upgrade - Hot-Dry | SDG&E ¦ Hot-Dry | SDG&E | All | Electric & Gas | Ductless Mini Split Heat Pump (SEER2 19.6) - Fuel Sub | Efficient |  |  | 1 | Conventional | HVAC | Res - Single Family | Res | ROB Only | 1 | Residential Households | Cap-Tons | 23 | DEER:HVAC_Eff_AC | -36.2 | 0 | -41.6 | SWHC044-05 | 1911.56 | 2022 | 1410.7 | 2022 | 936.7415 | -132.13 | SWHC044-05 | Res Ductless HVAC System - Fuel Sub - Panel Upgrade - Hot-Dry ¦ SDG&E ¦ Hot-Dry | Res Ductless HVAC System - Fuel Sub - Panel Upgrade - Hot-Dry | 0.019158 | 0.53 | 0 | RASS 2019 | 686.5398 | 2032 | 1 | SWHC044
RES-HVAC-FS-PU-35.16 | Res ¦ Ductless Mini Split Heat Pump (SEER2 19.6) - Fuel Sub - Panel Upgrade - Hot-Dry ¦ SDG&E ¦ Hot-Dry | Res ¦ Ductless Mini Split Heat Pump (SEER2 19.6) - Fuel Sub - Panel Upgrade - Hot-Dry | SDG&E ¦ Hot-Dry | SDG&E | All | Electric & Gas | Ductless Mini Split Heat Pump (SEER2 19.6) - Fuel Sub | Efficient |  |  | 1 | Conventional | HVAC | Res - Multi Family | Res | ROB Only | 1 | Residential Households | Cap-Tons | 23 | DEER:HVAC_Eff_AC | -109 | 0 | -24 | SWHC044-05 | 1911.56 | 2022 | 1410.7 | 2022 | 936.7415 | -132.13 | SWHC044-05 | Res Ductless HVAC System - Fuel Sub - Panel Upgrade - Hot-Dry ¦ SDG&E ¦ Hot-Dry | Res Ductless HVAC System - Fuel Sub - Panel Upgrade - Hot-Dry | 0.00065131 | 0.53 | 0 | RASS 2019 | 0 | 2012 | 1 | SWHC044
RES-HVAC-10.1 | Res ¦ Packaged/Split System AC (SEER2 14.3) - Marine ¦ PG&E ¦ Marine | Res ¦ Packaged/Split System AC (SEER2 14.3) - Marine | PG&E ¦ Marine | PG&E | All | Electric | Res Packaged/Split AC (Baseline SEER2 14.3) | Average Existing and Code |  |  | 0 | Conventional | HVAC | Res - Single Family | Res | ROB and NEW | 0 | Residential Households | Any | 23 | DEER:HVAC_Eff_AC | 0 | 0 | 0 | eTRM SWHC049-06 | 897.5 | 2022 | 469.96 | 2022 | 0 | 0 | eTRM SWHC049-06 | Res Central Air Conditioners - Marine ¦ PG&E ¦ Marine | Res Central Air Conditioners - Marine | 0.46284 | 1 | 1 | RASS 2019 | 0 | 2012 | 0.6 | SWHC049-06
RES-HVAC-10.2 | Res ¦ Packaged/Split System AC (SEER2 14.3) - Hot-Dry ¦ PG&E ¦ Hot-Dry | Res ¦ Packaged/Split System AC (SEER2 14.3) - Hot-Dry | PG&E ¦ Hot-Dry | PG&E | All | Electric | Res Packaged/Split AC (Baseline SEER2 14.3) | Average Existing and Code |  |  | 0 | Conventional | HVAC | Res - Single Family | Res | ROB and NEW | 0 | Residential Households | Any | 23 | DEER:HVAC_Eff_AC | 0 | 0 | 0 | eTRM SWHC049-06 | 897.5 | 2022 | 469.96 | 2022 | 0 | 0 | eTRM SWHC049-06 | Res Central Air Conditioners - Hot-Dry ¦ PG&E ¦ Hot-Dry | Res Central Air Conditioners - Hot-Dry | 0.91078 | 1 | 1 | RASS 2019 | 0 | 2012 | 0.6 | SWHC049-06
RES-HVAC-10.3 | Res ¦ Packaged/Split System AC (SEER2 14.3) - Cold ¦ PG&E ¦ Cold | Res ¦ Packaged/Split System AC (SEER2 14.3) - Cold | PG&E ¦ Cold | PG&E | All | Electric | Res Packaged/Split AC (Baseline SEER2 14.3) | Average Existing and Code |  |  | 0 | Conventional | HVAC | Res - Single Family | Res | ROB and NEW | 0 | Residential Households | Any | 23 | DEER:HVAC_Eff_AC | 0 | 0 | 0 | eTRM SWHC049-06 | 897.5 | 2022 | 469.96 | 2022 | 0 | 0 | eTRM SWHC049-06 | Res Central Air Conditioners - Cold ¦ PG&E ¦ Cold | Res Central Air Conditioners - Cold | 2.3047 | 1 | 1 | RASS 2019 | 0 | 2012 | 0.6 | SWHC049-06
RES-HVAC-10.4 | Res ¦ Packaged/Split System AC (SEER2 14.3) - Marine ¦ SCE ¦ Marine | Res ¦ Packaged/Split System AC (SEER2 14.3) - Marine | SCE ¦ Marine | SCE | All | Electric | Res Packaged/Split AC (Baseline SEER2 14.3) | Average Existing and Code |  |  | 0 | Conventional | HVAC | Res - Single Family | Res | ROB and NEW | 0 | Residential Households | Any | 23 | DEER:HVAC_Eff_AC | 0 | 0 | 0 | eTRM SWHC049-06 | 897.5 | 2022 | 469.96 | 2022 | 0 | 0 | eTRM SWHC049-06 | Res Central Air Conditioners - Marine ¦ SCE ¦ Marine | Res Central Air Conditioners - Marine | 0.55458 | 1 | 1 | RASS 2019 | 0 | 2012 | 0.6 | SWHC049-06
RES-HVAC-10.5 | Res ¦ Packaged/Split System AC (SEER2 14.3) - Hot-Dry ¦ SCE ¦ Hot-Dry | Res ¦ Packaged/Split System AC (SEER2 14.3) - Hot-Dry | SCE ¦ Hot-Dry | SCE | All | Electric | Res Packaged/Split AC (Baseline SEER2 14.3) | Average Existing and Code |  |  | 0 | Conventional | HVAC | Res - Single Family | Res | ROB and NEW | 0 | Residential Households | Any | 23 | DEER:HVAC_Eff_AC | 0 | 0 | 0 | eTRM SWHC049-06 | 897.5 | 2022 | 469.96 | 2022 | 0 | 0 | eTRM SWHC049-06 | Res Central Air Conditioners - Hot-Dry ¦ SCE ¦ Hot-Dry | Res Central Air Conditioners - Hot-Dry | 1.0261 | 1 | 1 | RASS 2019 | 0 | 2012 | 0.6 | SWHC049-06
RES-HVAC-10.6 | Res ¦ Packaged/Split System AC (SEER2 14.3) - Cold ¦ SCE ¦ Cold | Res ¦ Packaged/Split System AC (SEER2 14.3) - Cold | SCE ¦ Cold | SCE | All | Electric | Res Packaged/Split AC (Baseline SEER2 14.3) | Average Existing and Code |  |  | 0 | Conventional | HVAC | Res - Single Family | Res | ROB and NEW | 0 | Residential Households | Any | 23 | DEER:HVAC_Eff_AC | 0 | 0 | 0 | eTRM SWHC049-06 | 897.5 | 2022 | 469.96 | 2022 | 0 | 0 | eTRM SWHC049-06 | Res Central Air Conditioners - Cold ¦ SCE ¦ Cold | Res Central Air Conditioners - Cold | 0.59482 | 1 | 1 | RASS 2019 | 0 | 2012 | 0.6 | SWHC049-06
RES-HVAC-10.7 | Res ¦ Packaged/Split System AC (SEER2 14.3) - Marine ¦ SDG&E ¦ Marine | Res ¦ Packaged/Split System AC (SEER2 14.3) - Marine | SDG&E ¦ Marine | SDG&E | All | Electric | Res Packaged/Split AC (Baseline SEER2 14.3) | Average Existing and Code |  |  | 0 | Conventional | HVAC | Res - Single Family | Res | ROB and NEW | 0 | Residential Households | Any | 23 | DEER:HVAC_Eff_AC | 0 | 0 | 0 | eTRM SWHC049-06 | 897.5 | 2022 | 469.96 | 2022 | 0 | 0 | eTRM SWHC049-06 | Res Central Air Conditioners - Marine ¦ SDG&E ¦ Marine | Res Central Air Conditioners - Marine | 0.6601 | 1 | 1 | RASS 2019 | 0 | 2012 | 0.6 | SWHC049-06
RES-HVAC-10.8 | Res ¦ Packaged/Split System AC (SEER2 14.3) - Hot-Dry ¦ SDG&E ¦ Hot-Dry | Res ¦ Packaged/Split System AC (SEER2 14.3) - Hot-Dry | SDG&E ¦ Hot-Dry | SDG&E | All | Electric | Res Packaged/Split AC (Baseline SEER2 14.3) | Average Existing and Code |  |  | 0 | Conventional | HVAC | Res - Single Family | Res | ROB and NEW | 0 | Residential Households | Any | 23 | DEER:HVAC_Eff_AC | 0 | 0 | 0 | eTRM SWHC049-06 | 897.5 | 2022 | 469.96 | 2022 | 0 | 0 | eTRM SWHC049-06 | Res Central Air Conditioners - Hot-Dry ¦ SDG&E ¦ Hot-Dry | Res Central Air Conditioners - Hot-Dry | 0.8039 | 1 | 1 | RASS 2019 | 0 | 2012 | 0.6 | SWHC049-06
RES-HVAC-10.9 | Res ¦ Packaged/Split System AC (SEER2 14.3) - Marine ¦ PG&E ¦ Marine | Res ¦ Packaged/Split System AC (SEER2 14.3) - Marine | PG&E ¦ Marine | PG&E | All | Electric | Res Packaged/Split AC (Baseline SEER2 14.3) | Average Existing and Code |  |  | 0 | Conventional | HVAC | Res - Multi Family | Res | ROB and NEW | 0 | Residential Households | Any | 23 | DEER:HVAC_Eff_AC | 0 | 0 | 0 | eTRM SWHC049-06 | 897.5 | 2022 | 469.96 | 2022 | 0 | 0 | eTRM SWHC049-06 | Res Central Air Conditioners - Marine ¦ PG&E ¦ Marine | Res Central Air Conditioners - Marine | 0.15852 | 1 | 1 | RASS 2019 | 0 | 2012 | 0.6 | SWHC049-06
RES-HVAC-10.10 | Res ¦ Packaged/Split System AC (SEER2 14.3) - Hot-Dry ¦ PG&E ¦ Hot-Dry | Res ¦ Packaged/Split System AC (SEER2 14.3) - Hot-Dry | PG&E ¦ Hot-Dry | PG&E | All | Electric | Res Packaged/Split AC (Baseline SEER2 14.3) | Average Existing and Code |  |  | 0 | Conventional | HVAC | Res - Multi Family | Res | ROB and NEW | 0 | Residential Households | Any | 23 | DEER:HVAC_Eff_AC | 0 | 0 | 0 | eTRM SWHC049-06 | 897.5 | 2022 | 469.96 | 2022 | 0 | 0 | eTRM SWHC049-06 | Res Central Air Conditioners - Hot-Dry ¦ PG&E ¦ Hot-Dry | Res Central Air Conditioners - Hot-Dry | 0.39739 | 1 | 1 | RASS 2019 | 0 | 2012 | 0.6 | SWHC049-06
RES-HVAC-10.11 | Res ¦ Packaged/Split System AC (SEER2 14.3) - Cold ¦ PG&E ¦ Cold | Res ¦ Packaged/Split System AC (SEER2 14.3) - Cold | PG&E ¦ Cold | PG&E | All | Electric | Res Packaged/Split AC (Baseline SEER2 14.3) | Average Existing and Code |  |  | 0 | Conventional | HVAC | Res - Multi Family | Res | ROB and NEW | 0 | Residential Households | Any | 23 | DEER:HVAC_Eff_AC | 0 | 0 | 0 | eTRM SWHC049-06 | 897.5 | 2022 | 469.96 | 2022 | 0 | 0 | eTRM SWHC049-06 | Res Central Air Conditioners - Cold ¦ PG&E ¦ Cold | Res Central Air Conditioners - Cold | 0.37544 | 1 | 1 | RASS 2019 | 0 | 2012 | 0.6 | SWHC049-06
RES-HVAC-10.12 | Res ¦ Packaged/Split System AC (SEER2 14.3) - Marine ¦ SCE ¦ Marine | Res ¦ Packaged/Split System AC (SEER2 14.3) - Marine | SCE ¦ Marine | SCE | All | Electric | Res Packaged/Split AC (Baseline SEER2 14.3) | Average Existing and Code |  |  | 0 | Conventional | HVAC | Res - Multi Family | Res | ROB and NEW | 0 | Residential Households | Any | 23 | DEER:HVAC_Eff_AC | 0 | 0 | 0 | eTRM SWHC049-06 | 897.5 | 2022 | 469.96 | 2022 | 0 | 0 | eTRM SWHC049-06 | Res Central Air Conditioners - Marine ¦ SCE ¦ Marine | Res Central Air Conditioners - Marine | 0.18492 | 1 | 1 | RASS 2019 | 0 | 2012 | 0.6 | SWHC049-06
RES-HVAC-10.13 | Res ¦ Packaged/Split System AC (SEER2 14.3) - Hot-Dry ¦ SCE ¦ Hot-Dry | Res ¦ Packaged/Split System AC (SEER2 14.3) - Hot-Dry | SCE ¦ Hot-Dry | SCE | All | Electric | Res Packaged/Split AC (Baseline SEER2 14.3) | Average Existing and Code |  |  | 0 | Conventional | HVAC | Res - Multi Family | Res | ROB and NEW | 0 | Residential Households | Any | 23 | DEER:HVAC_Eff_AC | 0 | 0 | 0 | eTRM SWHC049-06 | 897.5 | 2022 | 469.96 | 2022 | 0 | 0 | eTRM SWHC049-06 | Res Central Air Conditioners - Hot-Dry ¦ SCE ¦ Hot-Dry | Res Central Air Conditioners - Hot-Dry | 0.33824 | 1 | 1 | RASS 2019 | 0 | 2012 | 0.6 | SWHC049-06
RES-HVAC-10.14 | Res ¦ Packaged/Split System AC (SEER2 14.3) - Cold ¦ SCE ¦ Cold | Res ¦ Packaged/Split System AC (SEER2 14.3) - Cold | SCE ¦ Cold | SCE | All | Electric | Res Packaged/Split AC (Baseline SEER2 14.3) | Average Existing and Code |  |  | 0 | Conventional | HVAC | Res - Multi Family | Res | ROB and NEW | 0 | Residential Households | Any | 23 | DEER:HVAC_Eff_AC | 0 | 0 | 0 | eTRM SWHC049-06 | 897.5 | 2022 | 469.96 | 2022 | 0 | 0 | eTRM SWHC049-06 | Res Central Air Conditioners - Cold ¦ SCE ¦ Cold | Res Central Air Conditioners - Cold | 0.37544 | 1 | 1 | RASS 2019 | 0 | 2012 | 0.6 | SWHC049-06
RES-HVAC-10.15 | Res ¦ Packaged/Split System AC (SEER2 14.3) - Marine ¦ SDG&E ¦ Marine | Res ¦ Packaged/Split System AC (SEER2 14.3) - Marine | SDG&E ¦ Marine | SDG&E | All | Electric | Res Packaged/Split AC (Baseline SEER2 14.3) | Average Existing and Code |  |  | 0 | Conventional | HVAC | Res - Multi Family | Res | ROB and NEW | 0 | Residential Households | Any | 23 | DEER:HVAC_Eff_AC | 0 | 0 | 0 | eTRM SWHC049-06 | 897.5 | 2022 | 469.96 | 2022 | 0 | 0 | eTRM SWHC049-06 | Res Central Air Conditioners - Marine ¦ SDG&E ¦ Marine | Res Central Air Conditioners - Marine | 0.21897 | 1 | 1 | RASS 2019 | 0 | 2012 | 0.6 | SWHC049-06
RES-HVAC-10.16 | Res ¦ Packaged/Split System AC (SEER2 14.3) - Hot-Dry ¦ SDG&E ¦ Hot-Dry | Res ¦ Packaged/Split System AC (SEER2 14.3) - Hot-Dry | SDG&E ¦ Hot-Dry | SDG&E | All | Electric | Res Packaged/Split AC (Baseline SEER2 14.3) | Average Existing and Code |  |  | 0 | Conventional | HVAC | Res - Multi Family | Res | ROB and NEW | 0 | Residential Households | Any | 23 | DEER:HVAC_Eff_AC | 0 | 0 | 0 | eTRM SWHC049-06 | 897.5 | 2022 | 469.96 | 2022 | 0 | 0 | eTRM SWHC049-06 | Res Central Air Conditioners - Hot-Dry ¦ SDG&E ¦ Hot-Dry | Res Central Air Conditioners - Hot-Dry | 0.38613 | 1 | 1 | RASS 2019 | 0 | 2012 | 0.6 | SWHC049-06
RES-HVAC-11.1 | Res ¦ Packaged/Split System AC (SEER2 15.2) - Marine ¦ PG&E ¦ Marine | Res ¦ Packaged/Split System AC (SEER2 15.2) - Marine | PG&E ¦ Marine | PG&E | All | Electric | Res Packaged/Split AC (Eff. SEER2 15.2) | Efficient |  |  | 0 | Conventional | HVAC | Res - Single Family | Res | ROB and NEW | 0 | Residential Households | Cap-Tons | 23 | DEER:HVAC_Eff_AC | -57.3 | -0.10053 | 0.563 | eTRM SWHC049-06 | 1459.61 | 2022 | 469.96 | 2022 | 0 | 0 | eTRM SWHC049-06 | Res Central Air Conditioners - Marine ¦ PG&E ¦ Marine | Res Central Air Conditioners - Marine | 0.46284 | 1 | 0 | RASS 2019 | 348.773 | 2032 | 0.6 | SWHC049-06
RES-HVAC-11.2 | Res ¦ Packaged/Split System AC (SEER2 15.2) - Hot-Dry ¦ PG&E ¦ Hot-Dry | Res ¦ Packaged/Split System AC (SEER2 15.2) - Hot-Dry | PG&E ¦ Hot-Dry | PG&E | All | Electric | Res Packaged/Split AC (Eff. SEER2 15.2) | Efficient |  |  | 0 | Conventional | HVAC | Res - Single Family | Res | ROB and NEW | 0 | Residential Households | Cap-Tons | 23 | DEER:HVAC_Eff_AC | -86.15 | -0.1077 | 0.8505 | eTRM SWHC049-06 | 1459.61 | 2022 | 469.96 | 2022 | 0 | 0 | eTRM SWHC049-06 | Res Central Air Conditioners - Hot-Dry ¦ PG&E ¦ Hot-Dry | Res Central Air Conditioners - Hot-Dry | 0.91078 | 1 | 0 | RASS 2019 | 348.773 | 2032 | 0.6 | SWHC049-06
RES-HVAC-11.3 | Res ¦ Packaged/Split System AC (SEER2 15.2) - Cold ¦ PG&E ¦ Cold | Res ¦ Packaged/Split System AC (SEER2 15.2) - Cold | PG&E ¦ Cold | PG&E | All | Electric | Res Packaged/Split AC (Eff. SEER2 15.2) | Efficient |  |  | 0 | Conventional | HVAC | Res - Single Family | Res | ROB and NEW | 0 | Residential Households | Cap-Tons | 23 | DEER:HVAC_Eff_AC | -186.25 | -0.1555 | 0.648 | eTRM SWHC049-06 | 1459.61 | 2022 | 469.96 | 2022 | 0 | 0 | eTRM SWHC049-06 | Res Central Air Conditioners - Cold ¦ PG&E ¦ Cold | Res Central Air Conditioners - Cold | 2.3047 | 1 | 0 | RASS 2019 | 348.773 | 2032 | 0.6 | SWHC049-06
RES-HVAC-11.4 | Res ¦ Packaged/Split System AC (SEER2 15.2) - Marine ¦ SCE ¦ Marine | Res ¦ Packaged/Split System AC (SEER2 15.2) - Marine | SCE ¦ Marine | SCE | All | Electric | Res Packaged/Split AC (Eff. SEER2 15.2) | Efficient |  |  | 0 | Conventional | HVAC | Res - Single Family | Res | ROB and NEW | 0 | Residential Households | Cap-Tons | 23 | DEER:HVAC_Eff_AC | -57.925 | -0.055525 | 0.292 | eTRM SWHC049-06 | 1459.61 | 2022 | 469.96 | 2022 | 0 | 0 | eTRM SWHC049-06 | Res Central Air Conditioners - Marine ¦ SCE ¦ Marine | Res Central Air Conditioners - Marine | 0.55458 | 1 | 0 | RASS 2019 | 348.773 | 2032 | 0.6 | SWHC049-06
RES-HVAC-11.5 | Res ¦ Packaged/Split System AC (SEER2 15.2) - Hot-Dry ¦ SCE ¦ Hot-Dry | Res ¦ Packaged/Split System AC (SEER2 15.2) - Hot-Dry | SCE ¦ Hot-Dry | SCE | All | Electric | Res Packaged/Split AC (Eff. SEER2 15.2) | Efficient |  |  | 0 | Conventional | HVAC | Res - Single Family | Res | ROB and NEW | 0 | Residential Households | Cap-Tons | 23 | DEER:HVAC_Eff_AC | -118.525 | -0.12985 | 0.31 | eTRM SWHC049-06 | 1459.61 | 2022 | 469.96 | 2022 | 0 | 0 | eTRM SWHC049-06 | Res Central Air Conditioners - Hot-Dry ¦ SCE ¦ Hot-Dry | Res Central Air Conditioners - Hot-Dry | 1.0261 | 1 | 0 | RASS 2019 | 348.773 | 2032 | 0.6 | SWHC049-06
RES-HVAC-11.6 | Res ¦ Packaged/Split System AC (SEER2 15.2) - Cold ¦ SCE ¦ Cold | Res ¦ Packaged/Split System AC (SEER2 15.2) - Cold | SCE ¦ Cold | SCE | All | Electric | Res Packaged/Split AC (Eff. SEER2 15.2) | Efficient |  |  | 0 | Conventional | HVAC | Res - Single Family | Res | ROB and NEW | 0 | Residential Households | Cap-Tons | 23 | DEER:HVAC_Eff_AC | -186.25 | -0.1555 | 0.648 | eTRM SWHC049-06 | 1459.61 | 2022 | 469.96 | 2022 | 0 | 0 | eTRM SWHC049-06 | Res Central Air Conditioners - Cold ¦ SCE ¦ Cold | Res Central Air Conditioners - Cold | 0.59482 | 1 | 0 | RASS 2019 | 348.773 | 2032 | 0.6 | SWHC049-06
RES-HVAC-11.7 | Res ¦ Packaged/Split System AC (SEER2 15.2) - Marine ¦ SDG&E ¦ Marine | Res ¦ Packaged/Split System AC (SEER2 15.2) - Marine | SDG&E ¦ Marine | SDG&E | All | Electric | Res Packaged/Split AC (Eff. SEER2 15.2) | Efficient |  |  | 0 | Conventional | HVAC | Res - Single Family | Res | ROB and NEW | 0 | Residential Households | Cap-Tons | 23 | DEER:HVAC_Eff_AC | -57.925 | -0.055525 | 0.292 | eTRM SWHC049-06 | 1459.61 | 2022 | 469.96 | 2022 | 0 | 0 | eTRM SWHC049-06 | Res Central Air Conditioners - Marine ¦ SDG&E ¦ Marine | Res Central Air Conditioners - Marine | 0.6601 | 1 | 0 | RASS 2019 | 348.773 | 2032 | 0.6 | SWHC049-06
RES-HVAC-11.8 | Res ¦ Packaged/Split System AC (SEER2 15.2) - Hot-Dry ¦ SDG&E ¦ Hot-Dry | Res ¦ Packaged/Split System AC (SEER2 15.2) - Hot-Dry | SDG&E ¦ Hot-Dry | SDG&E | All | Electric | Res Packaged/Split AC (Eff. SEER2 15.2) | Efficient |  |  | 0 | Conventional | HVAC | Res - Single Family | Res | ROB and NEW | 0 | Residential Households | Cap-Tons | 23 | DEER:HVAC_Eff_AC | -59.25 | -0.09505 | 0.3425 | eTRM SWHC049-06 | 1459.61 | 2022 | 469.96 | 2022 | 0 | 0 | eTRM SWHC049-06 | Res Central Air Conditioners - Hot-Dry ¦ SDG&E ¦ Hot-Dry | Res Central Air Conditioners - Hot-Dry | 0.8039 | 1 | 0 | RASS 2019 | 348.773 | 2032 | 0.6 | SWHC049-06
RES-HVAC-11.9 | Res ¦ Packaged/Split System AC (SEER2 15.2) - Marine ¦ PG&E ¦ Marine | Res ¦ Packaged/Split System AC (SEER2 15.2) - Marine | PG&E ¦ Marine | PG&E | All | Electric | Res Packaged/Split AC (Eff. SEER2 15.2) | Efficient |  |  | 0 | Conventional | HVAC | Res - Multi Family | Res | ROB and NEW | 0 | Residential Households | Cap-Tons | 23 | DEER:HVAC_Eff_AC | -89.05 | -0.10312 | 0.539 | eTRM SWHC049-06 | 1459.61 | 2022 | 469.96 | 2022 | 0 | 0 | eTRM SWHC049-06 | Res Central Air Conditioners - Marine ¦ PG&E ¦ Marine | Res Central Air Conditioners - Marine | 0.15852 | 1 | 0 | RASS 2019 | 0 | 2012 | 0.6 | SWHC049-06
RES-HVAC-11.10 | Res ¦ Packaged/Split System AC (SEER2 15.2) - Hot-Dry ¦ PG&E ¦ Hot-Dry | Res ¦ Packaged/Split System AC (SEER2 15.2) - Hot-Dry | PG&E ¦ Hot-Dry | PG&E | All | Electric | Res Packaged/Split AC (Eff. SEER2 15.2) | Efficient |  |  | 0 | Conventional | HVAC | Res - Multi Family | Res | ROB and NEW | 0 | Residential Households | Cap-Tons | 23 | DEER:HVAC_Eff_AC | -82.45 | -0.10602 | 0.446 | eTRM SWHC049-06 | 1459.61 | 2022 | 469.96 | 2022 | 0 | 0 | eTRM SWHC049-06 | Res Central Air Conditioners - Hot-Dry ¦ PG&E ¦ Hot-Dry | Res Central Air Conditioners - Hot-Dry | 0.39739 | 1 | 0 | RASS 2019 | 0 | 2012 | 0.6 | SWHC049-06
RES-HVAC-11.11 | Res ¦ Packaged/Split System AC (SEER2 15.2) - Cold ¦ PG&E ¦ Cold | Res ¦ Packaged/Split System AC (SEER2 15.2) - Cold | PG&E ¦ Cold | PG&E | All | Electric | Res Packaged/Split AC (Eff. SEER2 15.2) | Efficient |  |  | 0 | Conventional | HVAC | Res - Multi Family | Res | ROB and NEW | 0 | Residential Households | Cap-Tons | 23 | DEER:HVAC_Eff_AC | -204 | -0.18425 | 0.8055 | eTRM SWHC049-06 | 1459.61 | 2022 | 469.96 | 2022 | 0 | 0 | eTRM SWHC049-06 | Res Central Air Conditioners - Cold ¦ PG&E ¦ Cold | Res Central Air Conditioners - Cold | 0.37544 | 1 | 0 | RASS 2019 | 0 | 2012 | 0.6 | SWHC049-06
RES-HVAC-11.12 | Res ¦ Packaged/Split System AC (SEER2 15.2) - Marine ¦ SCE ¦ Marine | Res ¦ Packaged/Split System AC (SEER2 15.2) - Marine | SCE ¦ Marine | SCE | All | Electric | Res Packaged/Split AC (Eff. SEER2 15.2) | Efficient |  |  | 0 | Conventional | HVAC | Res - Multi Family | Res | ROB and NEW | 0 | Residential Households | Cap-Tons | 23 | DEER:HVAC_Eff_AC | -69.3 | -0.0612 | 0.28135 | eTRM SWHC049-06 | 1459.61 | 2022 | 469.96 | 2022 | 0 | 0 | eTRM SWHC049-06 | Res Central Air Conditioners - Marine ¦ SCE ¦ Marine | Res Central Air Conditioners - Marine | 0.18492 | 1 | 0 | RASS 2019 | 0 | 2012 | 0.6 | SWHC049-06
RES-HVAC-11.13 | Res ¦ Packaged/Split System AC (SEER2 15.2) - Hot-Dry ¦ SCE ¦ Hot-Dry | Res ¦ Packaged/Split System AC (SEER2 15.2) - Hot-Dry | SCE ¦ Hot-Dry | SCE | All | Electric | Res Packaged/Split AC (Eff. SEER2 15.2) | Efficient |  |  | 0 | Conventional | HVAC | Res - Multi Family | Res | ROB and NEW | 0 | Residential Households | Cap-Tons | 23 | DEER:HVAC_Eff_AC | -120.5 | -0.0995 | 0.4015 | eTRM SWHC049-06 | 1459.61 | 2022 | 469.96 | 2022 | 0 | 0 | eTRM SWHC049-06 | Res Central Air Conditioners - Hot-Dry ¦ SCE ¦ Hot-Dry | Res Central Air Conditioners - Hot-Dry | 0.33824 | 1 | 0 | RASS 2019 | 0 | 2012 | 0.6 | SWHC049-06
RES-HVAC-11.14 | Res ¦ Packaged/Split System AC (SEER2 15.2) - Cold ¦ SCE ¦ Cold | Res ¦ Packaged/Split System AC (SEER2 15.2) - Cold | SCE ¦ Cold | SCE | All | Electric | Res Packaged/Split AC (Eff. SEER2 15.2) | Efficient |  |  | 0 | Conventional | HVAC | Res - Multi Family | Res | ROB and NEW | 0 | Residential Households | Cap-Tons | 23 | DEER:HVAC_Eff_AC | -204 | -0.18425 | 0.8055 | eTRM SWHC049-06 | 1459.61 | 2022 | 469.96 | 2022 | 0 | 0 | eTRM SWHC049-06 | Res Central Air Conditioners - Cold ¦ SCE ¦ Cold | Res Central Air Conditioners - Cold | 0.37544 | 1 | 0 | RASS 2019 | 0 | 2012 | 0.6 | SWHC049-06
RES-HVAC-11.15 | Res ¦ Packaged/Split System AC (SEER2 15.2) - Marine ¦ SDG&E ¦ Marine | Res ¦ Packaged/Split System AC (SEER2 15.2) - Marine | SDG&E ¦ Marine | SDG&E | All | Electric | Res Packaged/Split AC (Eff. SEER2 15.2) | Efficient |  |  | 0 | Conventional | HVAC | Res - Multi Family | Res | ROB and NEW | 0 | Residential Households | Cap-Tons | 23 | DEER:HVAC_Eff_AC | -69.3 | -0.0612 | 0.28135 | eTRM SWHC049-06 | 1459.61 | 2022 | 469.96 | 2022 | 0 | 0 | eTRM SWHC049-06 | Res Central Air Conditioners - Marine ¦ SDG&E ¦ Marine | Res Central Air Conditioners - Marine | 0.21897 | 1 | 0 | RASS 2019 | 0 | 2012 | 0.6 | SWHC049-06
RES-HVAC-11.16 | Res ¦ Packaged/Split System AC (SEER2 15.2) - Hot-Dry ¦ SDG&E ¦ Hot-Dry | Res ¦ Packaged/Split System AC (SEER2 15.2) - Hot-Dry | SDG&E ¦ Hot-Dry | SDG&E | All | Electric | Res Packaged/Split AC (Eff. SEER2 15.2) | Efficient |  |  | 0 | Conventional | HVAC | Res - Multi Family | Res | ROB and NEW | 0 | Residential Households | Cap-Tons | 23 | DEER:HVAC_Eff_AC | -64.15 | -0.085225 | 0.2399 | eTRM SWHC049-06 | 1459.61 | 2022 | 469.96 | 2022 | 0 | 0 | eTRM SWHC049-06 | Res Central Air Conditioners - Hot-Dry ¦ SDG&E ¦ Hot-Dry | Res Central Air Conditioners - Hot-Dry | 0.38613 | 1 | 0 | RASS 2019 | 0 | 2012 | 0.6 | SWHC049-06
RES-HVAC-12.1 | Res ¦ Packaged/Split System AC (SEER2 16.0) - Marine ¦ PG&E ¦ Marine | Res ¦ Packaged/Split System AC (SEER2 16.0) - Marine | PG&E ¦ Marine | PG&E | All | Electric | Res Packaged/Split AC (Eff. SEER2 16) | Efficient |  |  | 0 | Conventional | HVAC | Res - Single Family | Res | ROB and NEW | 0 | Residential Households | Cap-Tons | 23 | DEER:HVAC_Eff_AC | -58.475 | -0.10343 | 0.563 | eTRM SWHC049-06 | 1959.26 | 2022 | 469.96 | 2022 | 0 | 0 | eTRM SWHC049-06 | Res Central Air Conditioners - Marine ¦ PG&E ¦ Marine | Res Central Air Conditioners - Marine | 0.46284 | 1 | 0 | RASS 2019 | 348.773 | 2032 | 0.6 | SWHC049-06
RES-HVAC-12.2 | Res ¦ Packaged/Split System AC (SEER2 16.0) - Hot-Dry ¦ PG&E ¦ Hot-Dry | Res ¦ Packaged/Split System AC (SEER2 16.0) - Hot-Dry | PG&E ¦ Hot-Dry | PG&E | All | Electric | Res Packaged/Split AC (Eff. SEER2 16) | Efficient |  |  | 0 | Conventional | HVAC | Res - Single Family | Res | ROB and NEW | 0 | Residential Households | Cap-Tons | 23 | DEER:HVAC_Eff_AC | -89.975 | -0.12193 | 0.8505 | eTRM SWHC049-06 | 1959.26 | 2022 | 469.96 | 2022 | 0 | 0 | eTRM SWHC049-06 | Res Central Air Conditioners - Hot-Dry ¦ PG&E ¦ Hot-Dry | Res Central Air Conditioners - Hot-Dry | 0.91078 | 1 | 0 | RASS 2019 | 348.773 | 2032 | 0.6 | SWHC049-06
RES-HVAC-12.3 | Res ¦ Packaged/Split System AC (SEER2 16.0) - Cold ¦ PG&E ¦ Cold | Res ¦ Packaged/Split System AC (SEER2 16.0) - Cold | PG&E ¦ Cold | PG&E | All | Electric | Res Packaged/Split AC (Eff. SEER2 16) | Efficient |  |  | 0 | Conventional | HVAC | Res - Single Family | Res | ROB and NEW | 0 | Residential Households | Cap-Tons | 23 | DEER:HVAC_Eff_AC | -193.5 | -0.16525 | 0.648 | eTRM SWHC049-06 | 1959.26 | 2022 | 469.96 | 2022 | 0 | 0 | eTRM SWHC049-06 | Res Central Air Conditioners - Cold ¦ PG&E ¦ Cold | Res Central Air Conditioners - Cold | 2.3047 | 1 | 0 | RASS 2019 | 348.773 | 2032 | 0.6 | SWHC049-06
RES-HVAC-12.4 | Res ¦ Packaged/Split System AC (SEER2 16.0) - Marine ¦ SCE ¦ Marine | Res ¦ Packaged/Split System AC (SEER2 16.0) - Marine | SCE ¦ Marine | SCE | All | Electric | Res Packaged/Split AC (Eff. SEER2 16) | Efficient |  |  | 0 | Conventional | HVAC | Res - Single Family | Res | ROB and NEW | 0 | Residential Households | Cap-Tons | 23 | DEER:HVAC_Eff_AC | -59.55 | -0.057575 | 0.292 | eTRM SWHC049-06 | 1959.26 | 2022 | 469.96 | 2022 | 0 | 0 | eTRM SWHC049-06 | Res Central Air Conditioners - Marine ¦ SCE ¦ Marine | Res Central Air Conditioners - Marine | 0.55458 | 1 | 0 | RASS 2019 | 348.773 | 2032 | 0.6 | SWHC049-06
RES-HVAC-12.5 | Res ¦ Packaged/Split System AC (SEER2 16.0) - Hot-Dry ¦ SCE ¦ Hot-Dry | Res ¦ Packaged/Split System AC (SEER2 16.0) - Hot-Dry | SCE ¦ Hot-Dry | SCE | All | Electric | Res Packaged/Split AC (Eff. SEER2 16) | Efficient |  |  | 0 | Conventional | HVAC | Res - Single Family | Res | ROB and NEW | 0 | Residential Households | Cap-Tons | 23 | DEER:HVAC_Eff_AC | -120 | -0.13332 | 0.31 | eTRM SWHC049-06 | 1959.26 | 2022 | 469.96 | 2022 | 0 | 0 | eTRM SWHC049-06 | Res Central Air Conditioners - Hot-Dry ¦ SCE ¦ Hot-Dry | Res Central Air Conditioners - Hot-Dry | 1.0261 | 1 | 0 | RASS 2019 | 348.773 | 2032 | 0.6 | SWHC049-06
RES-HVAC-12.6 | Res ¦ Packaged/Split System AC (SEER2 16.0) - Cold ¦ SCE ¦ Cold | Res ¦ Packaged/Split System AC (SEER2 16.0) - Cold | SCE ¦ Cold | SCE | All | Electric | Res Packaged/Split AC (Eff. SEER2 16) | Efficient |  |  | 0 | Conventional | HVAC | Res - Single Family | Res | ROB and NEW | 0 | Residential Households | Cap-Tons | 23 | DEER:HVAC_Eff_AC | -193.5 | -0.16525 | 0.648 | eTRM SWHC049-06 | 1959.26 | 2022 | 469.96 | 2022 | 0 | 0 | eTRM SWHC049-06 | Res Central Air Conditioners - Cold ¦ SCE ¦ Cold | Res Central Air Conditioners - Cold | 0.59482 | 1 | 0 | RASS 2019 | 348.773 | 2032 | 0.6 | SWHC049-06
RES-HVAC-12.7 | Res ¦ Packaged/Split System AC (SEER2 16.0) - Marine ¦ SDG&E ¦ Marine | Res ¦ Packaged/Split System AC (SEER2 16.0) - Marine | SDG&E ¦ Marine | SDG&E | All | Electric | Res Packaged/Split AC (Eff. SEER2 16) | Efficient |  |  | 0 | Conventional | HVAC | Res - Single Family | Res | ROB and NEW | 0 | Residential Households | Cap-Tons | 23 | DEER:HVAC_Eff_AC | -59.55 | -0.057575 | 0.292 | eTRM SWHC049-06 | 1959.26 | 2022 | 469.96 | 2022 | 0 | 0 | eTRM SWHC049-06 | Res Central Air Conditioners - Marine ¦ SDG&E ¦ Marine | Res Central Air Conditioners - Marine | 0.6601 | 1 | 0 | RASS 2019 | 348.773 | 2032 | 0.6 | SWHC049-06
RES-HVAC-12.8 | Res ¦ Packaged/Split System AC (SEER2 16.0) - Hot-Dry ¦ SDG&E ¦ Hot-Dry | Res ¦ Packaged/Split System AC (SEER2 16.0) - Hot-Dry | SDG&E ¦ Hot-Dry | SDG&E | All | Electric | Res Packaged/Split AC (Eff. SEER2 16) | Efficient |  |  | 0 | Conventional | HVAC | Res - Single Family | Res | ROB and NEW | 0 | Residential Households | Cap-Tons | 23 | DEER:HVAC_Eff_AC | -61.325 | -0.1006 | 0.3425 | eTRM SWHC049-06 | 1959.26 | 2022 | 469.96 | 2022 | 0 | 0 | eTRM SWHC049-06 | Res Central Air Conditioners - Hot-Dry ¦ SDG&E ¦ Hot-Dry | Res Central Air Conditioners - Hot-Dry | 0.8039 | 1 | 0 | RASS 2019 | 348.773 | 2032 | 0.6 | SWHC049-06
RES-HVAC-12.9 | Res ¦ Packaged/Split System AC (SEER2 16.0) - Marine ¦ PG&E ¦ Marine | Res ¦ Packaged/Split System AC (SEER2 16.0) - Marine | PG&E ¦ Marine | PG&E | All | Electric | Res Packaged/Split AC (Eff. SEER2 16) | Efficient |  |  | 0 | Conventional | HVAC | Res - Multi Family | Res | ROB and NEW | 0 | Residential Households | Cap-Tons | 23 | DEER:HVAC_Eff_AC | -90.025 | -0.10702 | 0.539 | eTRM SWHC049-06 | 1959.26 | 2022 | 469.96 | 2022 | 0 | 0 | eTRM SWHC049-06 | Res Central Air Conditioners - Marine ¦ PG&E ¦ Marine | Res Central Air Conditioners - Marine | 0.15852 | 1 | 0 | RASS 2019 | 0 | 2012 | 0.6 | SWHC049-06
RES-HVAC-12.10 | Res ¦ Packaged/Split System AC (SEER2 16.0) - Hot-Dry ¦ PG&E ¦ Hot-Dry | Res ¦ Packaged/Split System AC (SEER2 16.0) - Hot-Dry | PG&E ¦ Hot-Dry | PG&E | All | Electric | Res Packaged/Split AC (Eff. SEER2 16) | Efficient |  |  | 0 | Conventional | HVAC | Res - Multi Family | Res | ROB and NEW | 0 | Residential Households | Cap-Tons | 23 | DEER:HVAC_Eff_AC | -84.025 | -0.11325 | 0.446 | eTRM SWHC049-06 | 1959.26 | 2022 | 469.96 | 2022 | 0 | 0 | eTRM SWHC049-06 | Res Central Air Conditioners - Hot-Dry ¦ PG&E ¦ Hot-Dry | Res Central Air Conditioners - Hot-Dry | 0.39739 | 1 | 0 | RASS 2019 | 0 | 2012 | 0.6 | SWHC049-06
RES-HVAC-12.11 | Res ¦ Packaged/Split System AC (SEER2 16.0) - Cold ¦ PG&E ¦ Cold | Res ¦ Packaged/Split System AC (SEER2 16.0) - Cold | PG&E ¦ Cold | PG&E | All | Electric | Res Packaged/Split AC (Eff. SEER2 16) | Efficient |  |  | 0 | Conventional | HVAC | Res - Multi Family | Res | ROB and NEW | 0 | Residential Households | Cap-Tons | 23 | DEER:HVAC_Eff_AC | -207 | -0.18975 | 0.8055 | eTRM SWHC049-06 | 1959.26 | 2022 | 469.96 | 2022 | 0 | 0 | eTRM SWHC049-06 | Res Central Air Conditioners - Cold ¦ PG&E ¦ Cold | Res Central Air Conditioners - Cold | 0.37544 | 1 | 0 | RASS 2019 | 0 | 2012 | 0.6 | SWHC049-06
RES-HVAC-12.12 | Res ¦ Packaged/Split System AC (SEER2 16.0) - Marine ¦ SCE ¦ Marine | Res ¦ Packaged/Split System AC (SEER2 16.0) - Marine | SCE ¦ Marine | SCE | All | Electric | Res Packaged/Split AC (Eff. SEER2 16) | Efficient |  |  | 0 | Conventional | HVAC | Res - Multi Family | Res | ROB and NEW | 0 | Residential Households | Cap-Tons | 23 | DEER:HVAC_Eff_AC | -70.375 | -0.062225 | 0.28135 | eTRM SWHC049-06 | 1959.26 | 2022 | 469.96 | 2022 | 0 | 0 | eTRM SWHC049-06 | Res Central Air Conditioners - Marine ¦ SCE ¦ Marine | Res Central Air Conditioners - Marine | 0.18492 | 1 | 0 | RASS 2019 | 0 | 2012 | 0.6 | SWHC049-06
RES-HVAC-12.13 | Res ¦ Packaged/Split System AC (SEER2 16.0) - Hot-Dry ¦ SCE ¦ Hot-Dry | Res ¦ Packaged/Split System AC (SEER2 16.0) - Hot-Dry | SCE ¦ Hot-Dry | SCE | All | Electric | Res Packaged/Split AC (Eff. SEER2 16) | Efficient |  |  | 0 | Conventional | HVAC | Res - Multi Family | Res | ROB and NEW | 0 | Residential Households | Cap-Tons | 23 | DEER:HVAC_Eff_AC | -121.75 | -0.10182 | 0.4015 | eTRM SWHC049-06 | 1959.26 | 2022 | 469.96 | 2022 | 0 | 0 | eTRM SWHC049-06 | Res Central Air Conditioners - Hot-Dry ¦ SCE ¦ Hot-Dry | Res Central Air Conditioners - Hot-Dry | 0.33824 | 1 | 0 | RASS 2019 | 0 | 2012 | 0.6 | SWHC049-06
RES-HVAC-12.14 | Res ¦ Packaged/Split System AC (SEER2 16.0) - Cold ¦ SCE ¦ Cold | Res ¦ Packaged/Split System AC (SEER2 16.0) - Cold | SCE ¦ Cold | SCE | All | Electric | Res Packaged/Split AC (Eff. SEER2 16) | Efficient |  |  | 0 | Conventional | HVAC | Res - Multi Family | Res | ROB and NEW | 0 | Residential Households | Cap-Tons | 23 | DEER:HVAC_Eff_AC | -207 | -0.18975 | 0.8055 | eTRM SWHC049-06 | 1959.26 | 2022 | 469.96 | 2022 | 0 | 0 | eTRM SWHC049-06 | Res Central Air Conditioners - Cold ¦ SCE ¦ Cold | Res Central Air Conditioners - Cold | 0.37544 | 1 | 0 | RASS 2019 | 0 | 2012 | 0.6 | SWHC049-06
RES-HVAC-12.15 | Res ¦ Packaged/Split System AC (SEER2 16.0) - Marine ¦ SDG&E ¦ Marine | Res ¦ Packaged/Split System AC (SEER2 16.0) - Marine | SDG&E ¦ Marine | SDG&E | All | Electric | Res Packaged/Split AC (Eff. SEER2 16) | Efficient |  |  | 0 | Conventional | HVAC | Res - Multi Family | Res | ROB and NEW | 0 | Residential Households | Cap-Tons | 23 | DEER:HVAC_Eff_AC | -70.375 | -0.062225 | 0.28135 | eTRM SWHC049-06 | 1959.26 | 2022 | 469.96 | 2022 | 0 | 0 | eTRM SWHC049-06 | Res Central Air Conditioners - Marine ¦ SDG&E ¦ Marine | Res Central Air Conditioners - Marine | 0.21897 | 1 | 0 | RASS 2019 | 0 | 2012 | 0.6 | SWHC049-06
RES-HVAC-12.16 | Res ¦ Packaged/Split System AC (SEER2 16.0) - Hot-Dry ¦ SDG&E ¦ Hot-Dry | Res ¦ Packaged/Split System AC (SEER2 16.0) - Hot-Dry | SDG&E ¦ Hot-Dry | SDG&E | All | Electric | Res Packaged/Split AC (Eff. SEER2 16) | Efficient |  |  | 0 | Conventional | HVAC | Res - Multi Family | Res | ROB and NEW | 0 | Residential Households | Cap-Tons | 23 | DEER:HVAC_Eff_AC | -65.725 | -0.08895 | 0.2399 | eTRM SWHC049-06 | 1959.26 | 2022 | 469.96 | 2022 | 0 | 0 | eTRM SWHC049-06 | Res Central Air Conditioners - Hot-Dry ¦ SDG&E ¦ Hot-Dry | Res Central Air Conditioners - Hot-Dry | 0.38613 | 1 | 0 | RASS 2019 | 0 | 2012 | 0.6 | SWHC049-06
RES-HVAC-13.1 | Res ¦ Packaged/Split System AC (SEER2 17.8) - Marine ¦ PG&E ¦ Marine | Res ¦ Packaged/Split System AC (SEER2 17.8) - Marine | PG&E ¦ Marine | PG&E | All | Electric | Res Packaged/Split AC (Eff. SEER2 17.8) | Efficient |  |  | 0 | Conventional | HVAC | Res - Single Family | Res | ROB and NEW | 0 | Residential Households | Cap-Tons | 23 | DEER:HVAC_Eff_AC | -64.1 | -0.11605 | 0.563 | eTRM SWHC049-06 | 3083.48 | 2022 | 469.96 | 2022 | 0 | 0 | eTRM SWHC049-06 | Res Central Air Conditioners - Marine ¦ PG&E ¦ Marine | Res Central Air Conditioners - Marine | 0.46284 | 1 | 0 | RASS 2019 | 348.773 | 2032 | 0.6 | SWHC049-06
RES-HVAC-13.2 | Res ¦ Packaged/Split System AC (SEER2 17.8) - Hot-Dry ¦ PG&E ¦ Hot-Dry | Res ¦ Packaged/Split System AC (SEER2 17.8) - Hot-Dry | PG&E ¦ Hot-Dry | PG&E | All | Electric | Res Packaged/Split AC (Eff. SEER2 17.8) | Efficient |  |  | 0 | Conventional | HVAC | Res - Single Family | Res | ROB and NEW | 0 | Residential Households | Cap-Tons | 23 | DEER:HVAC_Eff_AC | -103.825 | -0.14675 | 0.8505 | eTRM SWHC049-06 | 3083.48 | 2022 | 469.96 | 2022 | 0 | 0 | eTRM SWHC049-06 | Res Central Air Conditioners - Hot-Dry ¦ PG&E ¦ Hot-Dry | Res Central Air Conditioners - Hot-Dry | 0.91078 | 1 | 0 | RASS 2019 | 348.773 | 2032 | 0.6 | SWHC049-06
RES-HVAC-13.3 | Res ¦ Packaged/Split System AC (SEER2 17.8) - Cold ¦ PG&E ¦ Cold | Res ¦ Packaged/Split System AC (SEER2 17.8) - Cold | PG&E ¦ Cold | PG&E | All | Electric | Res Packaged/Split AC (Eff. SEER2 17.8) | Efficient |  |  | 0 | Conventional | HVAC | Res - Single Family | Res | ROB and NEW | 0 | Residential Households | Cap-Tons | 23 | DEER:HVAC_Eff_AC | -218 | -0.18825 | 0.648 | eTRM SWHC049-06 | 3083.48 | 2022 | 469.96 | 2022 | 0 | 0 | eTRM SWHC049-06 | Res Central Air Conditioners - Cold ¦ PG&E ¦ Cold | Res Central Air Conditioners - Cold | 2.3047 | 1 | 0 | RASS 2019 | 348.773 | 2032 | 0.6 | SWHC049-06
RES-HVAC-13.4 | Res ¦ Packaged/Split System AC (SEER2 17.8) - Marine ¦ SCE ¦ Marine | Res ¦ Packaged/Split System AC (SEER2 17.8) - Marine | SCE ¦ Marine | SCE | All | Electric | Res Packaged/Split AC (Eff. SEER2 17.8) | Efficient |  |  | 0 | Conventional | HVAC | Res - Single Family | Res | ROB and NEW | 0 | Residential Households | Cap-Tons | 23 | DEER:HVAC_Eff_AC | -66.475 | -0.064725 | 0.292 | eTRM SWHC049-06 | 3083.48 | 2022 | 469.96 | 2022 | 0 | 0 | eTRM SWHC049-06 | Res Central Air Conditioners - Marine ¦ SCE ¦ Marine | Res Central Air Conditioners - Marine | 0.55458 | 1 | 0 | RASS 2019 | 348.773 | 2032 | 0.6 | SWHC049-06
RES-HVAC-13.5 | Res ¦ Packaged/Split System AC (SEER2 17.8) - Hot-Dry ¦ SCE ¦ Hot-Dry | Res ¦ Packaged/Split System AC (SEER2 17.8) - Hot-Dry | SCE ¦ Hot-Dry | SCE | All | Electric | Res Packaged/Split AC (Eff. SEER2 17.8) | Efficient |  |  | 0 | Conventional | HVAC | Res - Single Family | Res | ROB and NEW | 0 | Residential Households | Cap-Tons | 23 | DEER:HVAC_Eff_AC | -134.5 | -0.1505 | 0.31 | eTRM SWHC049-06 | 3083.48 | 2022 | 469.96 | 2022 | 0 | 0 | eTRM SWHC049-06 | Res Central Air Conditioners - Hot-Dry ¦ SCE ¦ Hot-Dry | Res Central Air Conditioners - Hot-Dry | 1.0261 | 1 | 0 | RASS 2019 | 348.773 | 2032 | 0.6 | SWHC049-06
RES-HVAC-13.6 | Res ¦ Packaged/Split System AC (SEER2 17.8) - Cold ¦ SCE ¦ Cold | Res ¦ Packaged/Split System AC (SEER2 17.8) - Cold | SCE ¦ Cold | SCE | All | Electric | Res Packaged/Split AC (Eff. SEER2 17.8) | Efficient |  |  | 0 | Conventional | HVAC | Res - Single Family | Res | ROB and NEW | 0 | Residential Households | Cap-Tons | 23 | DEER:HVAC_Eff_AC | -218 | -0.18825 | 0.648 | eTRM SWHC049-06 | 3083.48 | 2022 | 469.96 | 2022 | 0 | 0 | eTRM SWHC049-06 | Res Central Air Conditioners - Cold ¦ SCE ¦ Cold | Res Central Air Conditioners - Cold | 0.59482 | 1 | 0 | RASS 2019 | 348.773 | 2032 | 0.6 | SWHC049-06
RES-HVAC-13.7 | Res ¦ Packaged/Split System AC (SEER2 17.8) - Marine ¦ SDG&E ¦ Marine | Res ¦ Packaged/Split System AC (SEER2 17.8) - Marine | SDG&E ¦ Marine | SDG&E | All | Electric | Res Packaged/Split AC (Eff. SEER2 17.8) | Efficient |  |  | 0 | Conventional | HVAC | Res - Single Family | Res | ROB and NEW | 0 | Residential Households | Cap-Tons | 23 | DEER:HVAC_Eff_AC | -66.475 | -0.064725 | 0.292 | eTRM SWHC049-06 | 3083.48 | 2022 | 469.96 | 2022 | 0 | 0 | eTRM SWHC049-06 | Res Central Air Conditioners - Marine ¦ SDG&E ¦ Marine | Res Central Air Conditioners - Marine | 0.6601 | 1 | 0 | RASS 2019 | 348.773 | 2032 | 0.6 | SWHC049-06
RES-HVAC-13.8 | Res ¦ Packaged/Split System AC (SEER2 17.8) - Hot-Dry ¦ SDG&E ¦ Hot-Dry | Res ¦ Packaged/Split System AC (SEER2 17.8) - Hot-Dry | SDG&E ¦ Hot-Dry | SDG&E | All | Electric | Res Packaged/Split AC (Eff. SEER2 17.8) | Efficient |  |  | 0 | Conventional | HVAC | Res - Single Family | Res | ROB and NEW | 0 | Residential Households | Cap-Tons | 23 | DEER:HVAC_Eff_AC | -69.25 | -0.11522 | 0.3425 | eTRM SWHC049-06 | 3083.48 | 2022 | 469.96 | 2022 | 0 | 0 | eTRM SWHC049-06 | Res Central Air Conditioners - Hot-Dry ¦ SDG&E ¦ Hot-Dry | Res Central Air Conditioners - Hot-Dry | 0.8039 | 1 | 0 | RASS 2019 | 348.773 | 2032 | 0.6 | SWHC049-06
RES-HVAC-13.9 | Res ¦ Packaged/Split System AC (SEER2 17.8) - Marine ¦ PG&E ¦ Marine | Res ¦ Packaged/Split System AC (SEER2 17.8) - Marine | PG&E ¦ Marine | PG&E | All | Electric | Res Packaged/Split AC (Eff. SEER2 17.8) | Efficient |  |  | 0 | Conventional | HVAC | Res - Multi Family | Res | ROB and NEW | 0 | Residential Households | Cap-Tons | 23 | DEER:HVAC_Eff_AC | -99.625 | -0.12025 | 0.539 | eTRM SWHC049-06 | 3083.48 | 2022 | 469.96 | 2022 | 0 | 0 | eTRM SWHC049-06 | Res Central Air Conditioners - Marine ¦ PG&E ¦ Marine | Res Central Air Conditioners - Marine | 0.15852 | 1 | 0 | RASS 2019 | 0 | 2012 | 0.6 | SWHC049-06
RES-HVAC-13.10 | Res ¦ Packaged/Split System AC (SEER2 17.8) - Hot-Dry ¦ PG&E ¦ Hot-Dry | Res ¦ Packaged/Split System AC (SEER2 17.8) - Hot-Dry | PG&E ¦ Hot-Dry | PG&E | All | Electric | Res Packaged/Split AC (Eff. SEER2 17.8) | Efficient |  |  | 0 | Conventional | HVAC | Res - Multi Family | Res | ROB and NEW | 0 | Residential Households | Cap-Tons | 23 | DEER:HVAC_Eff_AC | -96.5 | -0.1335 | 0.446 | eTRM SWHC049-06 | 3083.48 | 2022 | 469.96 | 2022 | 0 | 0 | eTRM SWHC049-06 | Res Central Air Conditioners - Hot-Dry ¦ PG&E ¦ Hot-Dry | Res Central Air Conditioners - Hot-Dry | 0.39739 | 1 | 0 | RASS 2019 | 0 | 2012 | 0.6 | SWHC049-06
RES-HVAC-13.11 | Res ¦ Packaged/Split System AC (SEER2 17.8) - Cold ¦ PG&E ¦ Cold | Res ¦ Packaged/Split System AC (SEER2 17.8) - Cold | PG&E ¦ Cold | PG&E | All | Electric | Res Packaged/Split AC (Eff. SEER2 17.8) | Efficient |  |  | 0 | Conventional | HVAC | Res - Multi Family | Res | ROB and NEW | 0 | Residential Households | Cap-Tons | 23 | DEER:HVAC_Eff_AC | -228.5 | -0.21175 | 0.8055 | eTRM SWHC049-06 | 3083.48 | 2022 | 469.96 | 2022 | 0 | 0 | eTRM SWHC049-06 | Res Central Air Conditioners - Cold ¦ PG&E ¦ Cold | Res Central Air Conditioners - Cold | 0.37544 | 1 | 0 | RASS 2019 | 0 | 2012 | 0.6 | SWHC049-06
RES-HVAC-13.12 | Res ¦ Packaged/Split System AC (SEER2 17.8) - Marine ¦ SCE ¦ Marine | Res ¦ Packaged/Split System AC (SEER2 17.8) - Marine | SCE ¦ Marine | SCE | All | Electric | Res Packaged/Split AC (Eff. SEER2 17.8) | Efficient |  |  | 0 | Conventional | HVAC | Res - Multi Family | Res | ROB and NEW | 0 | Residential Households | Cap-Tons | 23 | DEER:HVAC_Eff_AC | -78.675 | -0.069775 | 0.28135 | eTRM SWHC049-06 | 3083.48 | 2022 | 469.96 | 2022 | 0 | 0 | eTRM SWHC049-06 | Res Central Air Conditioners - Marine ¦ SCE ¦ Marine | Res Central Air Conditioners - Marine | 0.18492 | 1 | 0 | RASS 2019 | 0 | 2012 | 0.6 | SWHC049-06
RES-HVAC-13.13 | Res ¦ Packaged/Split System AC (SEER2 17.8) - Hot-Dry ¦ SCE ¦ Hot-Dry | Res ¦ Packaged/Split System AC (SEER2 17.8) - Hot-Dry | SCE ¦ Hot-Dry | SCE | All | Electric | Res Packaged/Split AC (Eff. SEER2 17.8) | Efficient |  |  | 0 | Conventional | HVAC | Res - Multi Family | Res | ROB and NEW | 0 | Residential Households | Cap-Tons | 23 | DEER:HVAC_Eff_AC | -137.25 | -0.11475 | 0.4015 | eTRM SWHC049-06 | 3083.48 | 2022 | 469.96 | 2022 | 0 | 0 | eTRM SWHC049-06 | Res Central Air Conditioners - Hot-Dry ¦ SCE ¦ Hot-Dry | Res Central Air Conditioners - Hot-Dry | 0.33824 | 1 | 0 | RASS 2019 | 0 | 2012 | 0.6 | SWHC049-06
RES-HVAC-13.14 | Res ¦ Packaged/Split System AC (SEER2 17.8) - Cold ¦ SCE ¦ Cold | Res ¦ Packaged/Split System AC (SEER2 17.8) - Cold | SCE ¦ Cold | SCE | All | Electric | Res Packaged/Split AC (Eff. SEER2 17.8) | Efficient |  |  | 0 | Conventional | HVAC | Res - Multi Family | Res | ROB and NEW | 0 | Residential Households | Cap-Tons | 23 | DEER:HVAC_Eff_AC | -228.5 | -0.21175 | 0.8055 | eTRM SWHC049-06 | 3083.48 | 2022 | 469.96 | 2022 | 0 | 0 | eTRM SWHC049-06 | Res Central Air Conditioners - Cold ¦ SCE ¦ Cold | Res Central Air Conditioners - Cold | 0.37544 | 1 | 0 | RASS 2019 | 0 | 2012 | 0.6 | SWHC049-06
RES-HVAC-13.15 | Res ¦ Packaged/Split System AC (SEER2 17.8) - Marine ¦ SDG&E ¦ Marine | Res ¦ Packaged/Split System AC (SEER2 17.8) - Marine | SDG&E ¦ Marine | SDG&E | All | Electric | Res Packaged/Split AC (Eff. SEER2 17.8) | Efficient |  |  | 0 | Conventional | HVAC | Res - Multi Family | Res | ROB and NEW | 0 | Residential Households | Cap-Tons | 23 | DEER:HVAC_Eff_AC | -78.675 | -0.069775 | 0.28135 | eTRM SWHC049-06 | 3083.48 | 2022 | 469.96 | 2022 | 0 | 0 | eTRM SWHC049-06 | Res Central Air Conditioners - Marine ¦ SDG&E ¦ Marine | Res Central Air Conditioners - Marine | 0.21897 | 1 | 0 | RASS 2019 | 0 | 2012 | 0.6 | SWHC049-06
RES-HVAC-13.16 | Res ¦ Packaged/Split System AC (SEER2 17.8) - Hot-Dry ¦ SDG&E ¦ Hot-Dry | Res ¦ Packaged/Split System AC (SEER2 17.8) - Hot-Dry | SDG&E ¦ Hot-Dry | SDG&E | All | Electric | Res Packaged/Split AC (Eff. SEER2 17.8) | Efficient |  |  | 0 | Conventional | HVAC | Res - Multi Family | Res | ROB and NEW | 0 | Residential Households | Cap-Tons | 23 | DEER:HVAC_Eff_AC | -74.2 | -0.1018 | 0.2399 | eTRM SWHC049-06 | 3083.48 | 2022 | 469.96 | 2022 | 0 | 0 | eTRM SWHC049-06 | Res Central Air Conditioners - Hot-Dry ¦ SDG&E ¦ Hot-Dry | Res Central Air Conditioners - Hot-Dry | 0.38613 | 1 | 0 | RASS 2019 | 0 | 2012 | 0.6 | SWHC049-06
RES-HVAC-14.1 | Res ¦ Packaged/Split System AC (SEER2 19.6) - Marine ¦ PG&E ¦ Marine | Res ¦ Packaged/Split System AC (SEER2 19.6) - Marine | PG&E ¦ Marine | PG&E | All | Electric | Res Packaged/Split AC (Eff. SEER2 19.6) | Efficient |  |  | 0 | Conventional | HVAC | Res - Single Family | Res | ROB and NEW | 0 | Residential Households | Cap-Tons | 23 | DEER:HVAC_Eff_AC | -71.2 | -0.131 | 0.563 | eTRM SWHC049-06 | 4207.69 | 2022 | 469.96 | 2022 | 0 | 0 | eTRM SWHC049-06 | Res Central Air Conditioners - Marine ¦ PG&E ¦ Marine | Res Central Air Conditioners - Marine | 0.46284 | 1 | 0 | RASS 2019 | 348.773 | 2032 | 0.6 | SWHC049-06
RES-HVAC-14.2 | Res ¦ Packaged/Split System AC (SEER2 19.6) - Hot-Dry ¦ PG&E ¦ Hot-Dry | Res ¦ Packaged/Split System AC (SEER2 19.6) - Hot-Dry | PG&E ¦ Hot-Dry | PG&E | All | Electric | Res Packaged/Split AC (Eff. SEER2 19.6) | Efficient |  |  | 0 | Conventional | HVAC | Res - Single Family | Res | ROB and NEW | 0 | Residential Households | Cap-Tons | 23 | DEER:HVAC_Eff_AC | -119.25 | -0.16775 | 0.8505 | eTRM SWHC049-06 | 4207.69 | 2022 | 469.96 | 2022 | 0 | 0 | eTRM SWHC049-06 | Res Central Air Conditioners - Hot-Dry ¦ PG&E ¦ Hot-Dry | Res Central Air Conditioners - Hot-Dry | 0.91078 | 1 | 0 | RASS 2019 | 348.773 | 2032 | 0.6 | SWHC049-06
RES-HVAC-14.3 | Res ¦ Packaged/Split System AC (SEER2 19.6) - Cold ¦ PG&E ¦ Cold | Res ¦ Packaged/Split System AC (SEER2 19.6) - Cold | PG&E ¦ Cold | PG&E | All | Electric | Res Packaged/Split AC (Eff. SEER2 19.6) | Efficient |  |  | 0 | Conventional | HVAC | Res - Single Family | Res | ROB and NEW | 0 | Residential Households | Cap-Tons | 23 | DEER:HVAC_Eff_AC | -246.5 | -0.212 | 0.648 | eTRM SWHC049-06 | 4207.69 | 2022 | 469.96 | 2022 | 0 | 0 | eTRM SWHC049-06 | Res Central Air Conditioners - Cold ¦ PG&E ¦ Cold | Res Central Air Conditioners - Cold | 2.3047 | 1 | 0 | RASS 2019 | 348.773 | 2032 | 0.6 | SWHC049-06
RES-HVAC-14.4 | Res ¦ Packaged/Split System AC (SEER2 19.6) - Marine ¦ SCE ¦ Marine | Res ¦ Packaged/Split System AC (SEER2 19.6) - Marine | SCE ¦ Marine | SCE | All | Electric | Res Packaged/Split AC (Eff. SEER2 19.6) | Efficient |  |  | 0 | Conventional | HVAC | Res - Single Family | Res | ROB and NEW | 0 | Residential Households | Cap-Tons | 23 | DEER:HVAC_Eff_AC | -75.275 | -0.072875 | 0.292 | eTRM SWHC049-06 | 4207.69 | 2022 | 469.96 | 2022 | 0 | 0 | eTRM SWHC049-06 | Res Central Air Conditioners - Marine ¦ SCE ¦ Marine | Res Central Air Conditioners - Marine | 0.55458 | 1 | 0 | RASS 2019 | 348.773 | 2032 | 0.6 | SWHC049-06
RES-HVAC-14.5 | Res ¦ Packaged/Split System AC (SEER2 19.6) - Hot-Dry ¦ SCE ¦ Hot-Dry | Res ¦ Packaged/Split System AC (SEER2 19.6) - Hot-Dry | SCE ¦ Hot-Dry | SCE | All | Electric | Res Packaged/Split AC (Eff. SEER2 19.6) | Efficient |  |  | 0 | Conventional | HVAC | Res - Single Family | Res | ROB and NEW | 0 | Residential Households | Cap-Tons | 23 | DEER:HVAC_Eff_AC | -153.75 | -0.171 | 0.31 | eTRM SWHC049-06 | 4207.69 | 2022 | 469.96 | 2022 | 0 | 0 | eTRM SWHC049-06 | Res Central Air Conditioners - Hot-Dry ¦ SCE ¦ Hot-Dry | Res Central Air Conditioners - Hot-Dry | 1.0261 | 1 | 0 | RASS 2019 | 348.773 | 2032 | 0.6 | SWHC049-06
RES-HVAC-14.6 | Res ¦ Packaged/Split System AC (SEER2 19.6) - Cold ¦ SCE ¦ Cold | Res ¦ Packaged/Split System AC (SEER2 19.6) - Cold | SCE ¦ Cold | SCE | All | Electric | Res Packaged/Split AC (Eff. SEER2 19.6) | Efficient |  |  | 0 | Conventional | HVAC | Res - Single Family | Res | ROB and NEW | 0 | Residential Households | Cap-Tons | 23 | DEER:HVAC_Eff_AC | -246.5 | -0.212 | 0.648 | eTRM SWHC049-06 | 4207.69 | 2022 | 469.96 | 2022 | 0 | 0 | eTRM SWHC049-06 | Res Central Air Conditioners - Cold ¦ SCE ¦ Cold | Res Central Air Conditioners - Cold | 0.59482 | 1 | 0 | RASS 2019 | 348.773 | 2032 | 0.6 | SWHC049-06
RES-HVAC-14.7 | Res ¦ Packaged/Split System AC (SEER2 19.6) - Marine ¦ SDG&E ¦ Marine | Res ¦ Packaged/Split System AC (SEER2 19.6) - Marine | SDG&E ¦ Marine | SDG&E | All | Electric | Res Packaged/Split AC (Eff. SEER2 19.6) | Efficient |  |  | 0 | Conventional | HVAC | Res - Single Family | Res | ROB and NEW | 0 | Residential Households | Cap-Tons | 23 | DEER:HVAC_Eff_AC | -75.275 | -0.072875 | 0.292 | eTRM SWHC049-06 | 4207.69 | 2022 | 469.96 | 2022 | 0 | 0 | eTRM SWHC049-06 | Res Central Air Conditioners - Marine ¦ SDG&E ¦ Marine | Res Central Air Conditioners - Marine | 0.6601 | 1 | 0 | RASS 2019 | 348.773 | 2032 | 0.6 | SWHC049-06
RES-HVAC-14.8 | Res ¦ Packaged/Split System AC (SEER2 19.6) - Hot-Dry ¦ SDG&E ¦ Hot-Dry | Res ¦ Packaged/Split System AC (SEER2 19.6) - Hot-Dry | SDG&E ¦ Hot-Dry | SDG&E | All | Electric | Res Packaged/Split AC (Eff. SEER2 19.6) | Efficient |  |  | 0 | Conventional | HVAC | Res - Single Family | Res | ROB and NEW | 0 | Residential Households | Cap-Tons | 23 | DEER:HVAC_Eff_AC | -78.325 | -0.13075 | 0.3425 | eTRM SWHC049-06 | 4207.69 | 2022 | 469.96 | 2022 | 0 | 0 | eTRM SWHC049-06 | Res Central Air Conditioners - Hot-Dry ¦ SDG&E ¦ Hot-Dry | Res Central Air Conditioners - Hot-Dry | 0.8039 | 1 | 0 | RASS 2019 | 348.773 | 2032 | 0.6 | SWHC049-06
RES-HVAC-14.9 | Res ¦ Packaged/Split System AC (SEER2 19.6) - Marine ¦ PG&E ¦ Marine | Res ¦ Packaged/Split System AC (SEER2 19.6) - Marine | PG&E ¦ Marine | PG&E | All | Electric | Res Packaged/Split AC (Eff. SEER2 19.6) | Efficient |  |  | 0 | Conventional | HVAC | Res - Multi Family | Res | ROB and NEW | 0 | Residential Households | Cap-Tons | 23 | DEER:HVAC_Eff_AC | -111.525 | -0.13475 | 0.539 | eTRM SWHC049-06 | 4207.69 | 2022 | 469.96 | 2022 | 0 | 0 | eTRM SWHC049-06 | Res Central Air Conditioners - Marine ¦ PG&E ¦ Marine | Res Central Air Conditioners - Marine | 0.15852 | 1 | 0 | RASS 2019 | 0 | 2012 | 0.6 | SWHC049-06
RES-HVAC-14.10 | Res ¦ Packaged/Split System AC (SEER2 19.6) - Hot-Dry ¦ PG&E ¦ Hot-Dry | Res ¦ Packaged/Split System AC (SEER2 19.6) - Hot-Dry | PG&E ¦ Hot-Dry | PG&E | All | Electric | Res Packaged/Split AC (Eff. SEER2 19.6) | Efficient |  |  | 0 | Conventional | HVAC | Res - Multi Family | Res | ROB and NEW | 0 | Residential Households | Cap-Tons | 23 | DEER:HVAC_Eff_AC | -113 | -0.15425 | 0.446 | eTRM SWHC049-06 | 4207.69 | 2022 | 469.96 | 2022 | 0 | 0 | eTRM SWHC049-06 | Res Central Air Conditioners - Hot-Dry ¦ PG&E ¦ Hot-Dry | Res Central Air Conditioners - Hot-Dry | 0.39739 | 1 | 0 | RASS 2019 | 0 | 2012 | 0.6 | SWHC049-06
RES-HVAC-14.11 | Res ¦ Packaged/Split System AC (SEER2 19.6) - Cold ¦ PG&E ¦ Cold | Res ¦ Packaged/Split System AC (SEER2 19.6) - Cold | PG&E ¦ Cold | PG&E | All | Electric | Res Packaged/Split AC (Eff. SEER2 19.6) | Efficient |  |  | 0 | Conventional | HVAC | Res - Multi Family | Res | ROB and NEW | 0 | Residential Households | Cap-Tons | 23 | DEER:HVAC_Eff_AC | -256.5 | -0.237 | 0.8055 | eTRM SWHC049-06 | 4207.69 | 2022 | 469.96 | 2022 | 0 | 0 | eTRM SWHC049-06 | Res Central Air Conditioners - Cold ¦ PG&E ¦ Cold | Res Central Air Conditioners - Cold | 0.37544 | 1 | 0 | RASS 2019 | 0 | 2012 | 0.6 | SWHC049-06
RES-HVAC-14.12 | Res ¦ Packaged/Split System AC (SEER2 19.6) - Marine ¦ SCE ¦ Marine | Res ¦ Packaged/Split System AC (SEER2 19.6) - Marine | SCE ¦ Marine | SCE | All | Electric | Res Packaged/Split AC (Eff. SEER2 19.6) | Efficient |  |  | 0 | Conventional | HVAC | Res - Multi Family | Res | ROB and NEW | 0 | Residential Households | Cap-Tons | 23 | DEER:HVAC_Eff_AC | -89.5 | -0.078875 | 0.28135 | eTRM SWHC049-06 | 4207.69 | 2022 | 469.96 | 2022 | 0 | 0 | eTRM SWHC049-06 | Res Central Air Conditioners - Marine ¦ SCE ¦ Marine | Res Central Air Conditioners - Marine | 0.18492 | 1 | 0 | RASS 2019 | 0 | 2012 | 0.6 | SWHC049-06
RES-HVAC-14.13 | Res ¦ Packaged/Split System AC (SEER2 19.6) - Hot-Dry ¦ SCE ¦ Hot-Dry | Res ¦ Packaged/Split System AC (SEER2 19.6) - Hot-Dry | SCE ¦ Hot-Dry | SCE | All | Electric | Res Packaged/Split AC (Eff. SEER2 19.6) | Efficient |  |  | 0 | Conventional | HVAC | Res - Multi Family | Res | ROB and NEW | 0 | Residential Households | Cap-Tons | 23 | DEER:HVAC_Eff_AC | -158.25 | -0.13175 | 0.4015 | eTRM SWHC049-06 | 4207.69 | 2022 | 469.96 | 2022 | 0 | 0 | eTRM SWHC049-06 | Res Central Air Conditioners - Hot-Dry ¦ SCE ¦ Hot-Dry | Res Central Air Conditioners - Hot-Dry | 0.33824 | 1 | 0 | RASS 2019 | 0 | 2012 | 0.6 | SWHC049-06
RES-HVAC-14.14 | Res ¦ Packaged/Split System AC (SEER2 19.6) - Cold ¦ SCE ¦ Cold | Res ¦ Packaged/Split System AC (SEER2 19.6) - Cold | SCE ¦ Cold | SCE | All | Electric | Res Packaged/Split AC (Eff. SEER2 19.6) | Efficient |  |  | 0 | Conventional | HVAC | Res - Multi Family | Res | ROB and NEW | 0 | Residential Households | Cap-Tons | 23 | DEER:HVAC_Eff_AC | -256.5 | -0.237 | 0.8055 | eTRM SWHC049-06 | 4207.69 | 2022 | 469.96 | 2022 | 0 | 0 | eTRM SWHC049-06 | Res Central Air Conditioners - Cold ¦ SCE ¦ Cold | Res Central Air Conditioners - Cold | 0.37544 | 1 | 0 | RASS 2019 | 0 | 2012 | 0.6 | SWHC049-06
RES-HVAC-14.15 | Res ¦ Packaged/Split System AC (SEER2 19.6) - Marine ¦ SDG&E ¦ Marine | Res ¦ Packaged/Split System AC (SEER2 19.6) - Marine | SDG&E ¦ Marine | SDG&E | All | Electric | Res Packaged/Split AC (Eff. SEER2 19.6) | Efficient |  |  | 0 | Conventional | HVAC | Res - Multi Family | Res | ROB and NEW | 0 | Residential Households | Cap-Tons | 23 | DEER:HVAC_Eff_AC | -89.5 | -0.078875 | 0.28135 | eTRM SWHC049-06 | 4207.69 | 2022 | 469.96 | 2022 | 0 | 0 | eTRM SWHC049-06 | Res Central Air Conditioners - Marine ¦ SDG&E ¦ Marine | Res Central Air Conditioners - Marine | 0.21897 | 1 | 0 | RASS 2019 | 0 | 2012 | 0.6 | SWHC049-06
RES-HVAC-14.16 | Res ¦ Packaged/Split System AC (SEER2 19.6) - Hot-Dry ¦ SDG&E ¦ Hot-Dry | Res ¦ Packaged/Split System AC (SEER2 19.6) - Hot-Dry | SDG&E ¦ Hot-Dry | SDG&E | All | Electric | Res Packaged/Split AC (Eff. SEER2 19.6) | Efficient |  |  | 0 | Conventional | HVAC | Res - Multi Family | Res | ROB and NEW | 0 | Residential Households | Cap-Tons | 23 | DEER:HVAC_Eff_AC | -84.95 | -0.11575 | 0.2399 | eTRM SWHC049-06 | 4207.69 | 2022 | 469.96 | 2022 | 0 | 0 | eTRM SWHC049-06 | Res Central Air Conditioners - Hot-Dry ¦ SDG&E ¦ Hot-Dry | Res Central Air Conditioners - Hot-Dry | 0.38613 | 1 | 0 | RASS 2019 | 0 | 2012 | 0.6 | SWHC049-06
RES-HVAC-20.1 | Res ¦ Packaged/Split Heat Pump (SEER2 14.3) - Marine ¦ PG&E ¦ Marine | Res ¦ Packaged/Split Heat Pump (SEER2 14.3) - Marine | PG&E ¦ Marine | PG&E | All | Electric | Res Packaged/Split HP (Base SEER2 14.3) | Average Existing and Code |  |  | 0 | Conventional | HVAC | Res - Single Family | Res | ROB and NEW | 0 | Residential Households | Cap-Tons | 23 | DEER:HVAC_Eff_HP | 0 | 0 | 0 | eTRM SWHC049-06 | 756.83 | 2022 | 469.96 | 2022 | 0 | 0 | eTRM SWHC049-06 | Res Central Heat Pumps - Marine ¦ PG&E ¦ Marine | Res Central Heat Pumps - Marine | 0.058109 | 1 | 0.99304 | RASS 2019 | 0 | 2012 | 0.6 | SWHC049-06
RES-HVAC-20.2 | Res ¦ Packaged/Split Heat Pump (SEER2 14.3) - Hot-Dry ¦ PG&E ¦ Hot-Dry | Res ¦ Packaged/Split Heat Pump (SEER2 14.3) - Hot-Dry | PG&E ¦ Hot-Dry | PG&E | All | Electric | Res Packaged/Split HP (Base SEER2 14.3) | Average Existing and Code |  |  | 0 | Conventional | HVAC | Res - Single Family | Res | ROB and NEW | 0 | Residential Households | Cap-Tons | 23 | DEER:HVAC_Eff_HP | 0 | 0 | 0 | eTRM SWHC049-06 | 756.83 | 2022 | 469.96 | 2022 | 0 | 0 | eTRM SWHC049-06 | Res Central Heat Pumps - Hot-Dry ¦ PG&E ¦ Hot-Dry | Res Central Heat Pumps - Hot-Dry | 0.093896 | 1 | 0.99304 | RASS 2019 | 0 | 2012 | 0.6 | SWHC049-06
RES-HVAC-20.3 | Res ¦ Packaged/Split Heat Pump (SEER2 14.3) - Cold ¦ PG&E ¦ Cold | Res ¦ Packaged/Split Heat Pump (SEER2 14.3) - Cold | PG&E ¦ Cold | PG&E | All | Electric | Res Packaged/Split HP (Base SEER2 14.3) | Average Existing and Code |  |  | 0 | Conventional | HVAC | Res - Single Family | Res | ROB and NEW | 0 | Residential Households | Cap-Tons | 23 | DEER:HVAC_Eff_HP | 0 | 0 | 0 | eTRM SWHC049-06 | 756.83 | 2022 | 469.96 | 2022 | 0 | 0 | eTRM SWHC049-06 | Res Central Heat Pumps - Cold ¦ PG&E ¦ Cold | Res Central Heat Pumps - Cold | 0.276 | 1 | 0.99304 | RASS 2019 | 0 | 2012 | 0.6 | SWHC049-06
RES-HVAC-20.4 | Res ¦ Packaged/Split Heat Pump (SEER2 14.3) - Marine ¦ SCE ¦ Marine | Res ¦ Packaged/Split Heat Pump (SEER2 14.3) - Marine | SCE ¦ Marine | SCE | All | Electric | Res Packaged/Split HP (Base SEER2 14.3) | Average Existing and Code |  |  | 0 | Conventional | HVAC | Res - Single Family | Res | ROB and NEW | 0 | Residential Households | Cap-Tons | 23 | DEER:HVAC_Eff_HP | 0 | 0 | 0 | eTRM SWHC049-06 | 756.83 | 2022 | 469.96 | 2022 | 0 | 0 | eTRM SWHC049-06 | Res Central Heat Pumps - Marine ¦ SCE ¦ Marine | Res Central Heat Pumps - Marine | 0.043845 | 1 | 0.99458 | RASS 2019 | 0 | 2012 | 0.6 | SWHC049-06
RES-HVAC-20.5 | Res ¦ Packaged/Split Heat Pump (SEER2 14.3) - Hot-Dry ¦ SCE ¦ Hot-Dry | Res ¦ Packaged/Split Heat Pump (SEER2 14.3) - Hot-Dry | SCE ¦ Hot-Dry | SCE | All | Electric | Res Packaged/Split HP (Base SEER2 14.3) | Average Existing and Code |  |  | 0 | Conventional | HVAC | Res - Single Family | Res | ROB and NEW | 0 | Residential Households | Cap-Tons | 23 | DEER:HVAC_Eff_HP | 0 | 0 | 0 | eTRM SWHC049-06 | 756.83 | 2022 | 469.96 | 2022 | 0 | 0 | eTRM SWHC049-06 | Res Central Heat Pumps - Hot-Dry ¦ SCE ¦ Hot-Dry | Res Central Heat Pumps - Hot-Dry | 0.10105 | 1 | 0.99458 | RASS 2019 | 0 | 2012 | 0.6 | SWHC049-06
RES-HVAC-20.6 | Res ¦ Packaged/Split Heat Pump (SEER2 14.3) - Cold ¦ SCE ¦ Cold | Res ¦ Packaged/Split Heat Pump (SEER2 14.3) - Cold | SCE ¦ Cold | SCE | All | Electric | Res Packaged/Split HP (Base SEER2 14.3) | Average Existing and Code |  |  | 0 | Conventional | HVAC | Res - Single Family | Res | ROB and NEW | 0 | Residential Households | Cap-Tons | 23 | DEER:HVAC_Eff_HP | 0 | 0 | 0 | eTRM SWHC049-06 | 756.83 | 2022 | 469.96 | 2022 | 0 | 0 | eTRM SWHC049-06 | Res Central Heat Pumps - Cold ¦ SCE ¦ Cold | Res Central Heat Pumps - Cold | 0.022208 | 1 | 0.99458 | RASS 2019 | 0 | 2012 | 0.6 | SWHC049-06
RES-HVAC-20.7 | Res ¦ Packaged/Split Heat Pump (SEER2 14.3) - Marine ¦ SDG&E ¦ Marine | Res ¦ Packaged/Split Heat Pump (SEER2 14.3) - Marine | SDG&E ¦ Marine | SDG&E | All | Electric | Res Packaged/Split HP (Base SEER2 14.3) | Average Existing and Code |  |  | 0 | Conventional | HVAC | Res - Single Family | Res | ROB and NEW | 0 | Residential Households | Cap-Tons | 23 | DEER:HVAC_Eff_HP | 0 | 0 | 0 | eTRM SWHC049-06 | 756.83 | 2022 | 469.96 | 2022 | 0 | 0 | eTRM SWHC049-06 | Res Central Heat Pumps - Marine ¦ SDG&E ¦ Marine | Res Central Heat Pumps - Marine | 0.004847 | 1 | 0.9806 | RASS 2019 | 0 | 2012 | 0.6 | SWHC049-06
RES-HVAC-20.8 | Res ¦ Packaged/Split Heat Pump (SEER2 14.3) - Hot-Dry ¦ SDG&E ¦ Hot-Dry | Res ¦ Packaged/Split Heat Pump (SEER2 14.3) - Hot-Dry | SDG&E ¦ Hot-Dry | SDG&E | All | Electric | Res Packaged/Split HP (Base SEER2 14.3) | Average Existing and Code |  |  | 0 | Conventional | HVAC | Res - Single Family | Res | ROB and NEW | 0 | Residential Households | Cap-Tons | 23 | DEER:HVAC_Eff_HP | 0 | 0 | 0 | eTRM SWHC049-06 | 756.83 | 2022 | 469.96 | 2022 | 0 | 0 | eTRM SWHC049-06 | Res Central Heat Pumps - Hot-Dry ¦ SDG&E ¦ Hot-Dry | Res Central Heat Pumps - Hot-Dry | 0.10359 | 1 | 0.9806 | RASS 2019 | 0 | 2012 | 0.6 | SWHC049-06
RES-HVAC-20.9 | Res ¦ Packaged/Split Heat Pump (SEER2 14.3) - Marine ¦ PG&E ¦ Marine | Res ¦ Packaged/Split Heat Pump (SEER2 14.3) - Marine | PG&E ¦ Marine | PG&E | All | Electric | Res Packaged/Split HP (Base SEER2 14.3) | Average Existing and Code |  |  | 0 | Conventional | HVAC | Res - Multi Family | Res | ROB and NEW | 0 | Residential Households | Cap-Tons | 23 | DEER:HVAC_Eff_HP | 0 | 0 | 0 | eTRM SWHC049-06 | 756.83 | 2022 | 469.96 | 2022 | 0 | 0 | eTRM SWHC049-06 | Res Central Heat Pumps - Marine ¦ PG&E ¦ Marine | Res Central Heat Pumps - Marine | 0.043287 | 1 | 1 | RASS 2019 | 0 | 2012 | 0.6 | SWHC049-06
RES-HVAC-20.10 | Res ¦ Packaged/Split Heat Pump (SEER2 14.3) - Hot-Dry ¦ PG&E ¦ Hot-Dry | Res ¦ Packaged/Split Heat Pump (SEER2 14.3) - Hot-Dry | PG&E ¦ Hot-Dry | PG&E | All | Electric | Res Packaged/Split HP (Base SEER2 14.3) | Average Existing and Code |  |  | 0 | Conventional | HVAC | Res - Multi Family | Res | ROB and NEW | 0 | Residential Households | Cap-Tons | 23 | DEER:HVAC_Eff_HP | 0 | 0 | 0 | eTRM SWHC049-06 | 756.83 | 2022 | 469.96 | 2022 | 0 | 0 | eTRM SWHC049-06 | Res Central Heat Pumps - Hot-Dry ¦ PG&E ¦ Hot-Dry | Res Central Heat Pumps - Hot-Dry | 0.094358 | 1 | 1 | RASS 2019 | 0 | 2012 | 0.6 | SWHC049-06
RES-HVAC-20.11 | Res ¦ Packaged/Split Heat Pump (SEER2 14.3) - Cold ¦ PG&E ¦ Cold | Res ¦ Packaged/Split Heat Pump (SEER2 14.3) - Cold | PG&E ¦ Cold | PG&E | All | Electric | Res Packaged/Split HP (Base SEER2 14.3) | Average Existing and Code |  |  | 0 | Conventional | HVAC | Res - Multi Family | Res | ROB and NEW | 0 | Residential Households | Cap-Tons | 23 | DEER:HVAC_Eff_HP | 0 | 0 | 0 | eTRM SWHC049-06 | 756.83 | 2022 | 469.96 | 2022 | 0 | 0 | eTRM SWHC049-06 | Res Central Heat Pumps - Cold ¦ PG&E ¦ Cold | Res Central Heat Pumps - Cold | 0.33694 | 1 | 1 | RASS 2019 | 0 | 2012 | 0.6 | SWHC049-06
RES-HVAC-20.12 | Res ¦ Packaged/Split Heat Pump (SEER2 14.3) - Marine ¦ SCE ¦ Marine | Res ¦ Packaged/Split Heat Pump (SEER2 14.3) - Marine | SCE ¦ Marine | SCE | All | Electric | Res Packaged/Split HP (Base SEER2 14.3) | Average Existing and Code |  |  | 0 | Conventional | HVAC | Res - Multi Family | Res | ROB and NEW | 0 | Residential Households | Cap-Tons | 23 | DEER:HVAC_Eff_HP | 0 | 0 | 0 | eTRM SWHC049-06 | 756.83 | 2022 | 469.96 | 2022 | 0 | 0 | eTRM SWHC049-06 | Res Central Heat Pumps - Marine ¦ SCE ¦ Marine | Res Central Heat Pumps - Marine | 0.060513 | 1 | 1 | RASS 2019 | 0 | 2012 | 0.6 | SWHC049-06
RES-HVAC-20.13 | Res ¦ Packaged/Split Heat Pump (SEER2 14.3) - Hot-Dry ¦ SCE ¦ Hot-Dry | Res ¦ Packaged/Split Heat Pump (SEER2 14.3) - Hot-Dry | SCE ¦ Hot-Dry | SCE | All | Electric | Res Packaged/Split HP (Base SEER2 14.3) | Average Existing and Code |  |  | 0 | Conventional | HVAC | Res - Multi Family | Res | ROB and NEW | 0 | Residential Households | Cap-Tons | 23 | DEER:HVAC_Eff_HP | 0 | 0 | 0 | eTRM SWHC049-06 | 756.83 | 2022 | 469.96 | 2022 | 0 | 0 | eTRM SWHC049-06 | Res Central Heat Pumps - Hot-Dry ¦ SCE ¦ Hot-Dry | Res Central Heat Pumps - Hot-Dry | 0.076784 | 1 | 1 | RASS 2019 | 0 | 2012 | 0.6 | SWHC049-06
RES-HVAC-20.14 | Res ¦ Packaged/Split Heat Pump (SEER2 14.3) - Cold ¦ SCE ¦ Cold | Res ¦ Packaged/Split Heat Pump (SEER2 14.3) - Cold | SCE ¦ Cold | SCE | All | Electric | Res Packaged/Split HP (Base SEER2 14.3) | Average Existing and Code |  |  | 0 | Conventional | HVAC | Res - Multi Family | Res | ROB and NEW | 0 | Residential Households | Cap-Tons | 23 | DEER:HVAC_Eff_HP | 0 | 0 | 0 | eTRM SWHC049-06 | 756.83 | 2022 | 469.96 | 2022 | 0 | 0 | eTRM SWHC049-06 | Res Central Heat Pumps - Cold ¦ SCE ¦ Cold | Res Central Heat Pumps - Cold | 0.33694 | 1 | 1 | RASS 2019 | 0 | 2012 | 0.6 | SWHC049-06
RES-HVAC-20.15 | Res ¦ Packaged/Split Heat Pump (SEER2 14.3) - Marine ¦ SDG&E ¦ Marine | Res ¦ Packaged/Split Heat Pump (SEER2 14.3) - Marine | SDG&E ¦ Marine | SDG&E | All | Electric | Res Packaged/Split HP (Base SEER2 14.3) | Average Existing and Code |  |  | 0 | Conventional | HVAC | Res - Multi Family | Res | ROB and NEW | 0 | Residential Households | Cap-Tons | 23 | DEER:HVAC_Eff_HP | 0 | 0 | 0 | eTRM SWHC049-06 | 756.83 | 2022 | 469.96 | 2022 | 0 | 0 | eTRM SWHC049-06 | Res Central Heat Pumps - Marine ¦ SDG&E ¦ Marine | Res Central Heat Pumps - Marine | 0.026356 | 1 | 0.97524 | RASS 2019 | 0 | 2012 | 0.6 | SWHC049-06
RES-HVAC-20.16 | Res ¦ Packaged/Split Heat Pump (SEER2 14.3) - Hot-Dry ¦ SDG&E ¦ Hot-Dry | Res ¦ Packaged/Split Heat Pump (SEER2 14.3) - Hot-Dry | SDG&E ¦ Hot-Dry | SDG&E | All | Electric | Res Packaged/Split HP (Base SEER2 14.3) | Average Existing and Code |  |  | 0 | Conventional | HVAC | Res - Multi Family | Res | ROB and NEW | 0 | Residential Households | Cap-Tons | 23 | DEER:HVAC_Eff_HP | 0 | 0 | 0 | eTRM SWHC049-06 | 756.83 | 2022 | 469.96 | 2022 | 0 | 0 | eTRM SWHC049-06 | Res Central Heat Pumps - Hot-Dry ¦ SDG&E ¦ Hot-Dry | Res Central Heat Pumps - Hot-Dry | 0.11187 | 1 | 0.97524 | RASS 2019 | 0 | 2012 | 0.6 | SWHC049-06
RES-HVAC-21.1 | Res ¦ Packaged/Split Heat Pump (SEER2 15.2) - Marine ¦ PG&E ¦ Marine | Res ¦ Packaged/Split Heat Pump (SEER2 15.2) - Marine | PG&E ¦ Marine | PG&E | All | Electric | Res Packaged/Split HP (Eff. SEER2 15.2) | Efficient |  |  | 0 | Conventional | HVAC | Res - Single Family | Res | ROB and NEW | 0 | Residential Households | Cap-Tons | 23 | DEER:HVAC_Eff_HP | -146 | -0.069 | 0 | eTRM SWHC049-06 | 1583.46 | 2022 | 469.96 | 2022 | 0 | 0 | eTRM SWHC049-06 | Res Central Heat Pumps - Marine ¦ PG&E ¦ Marine | Res Central Heat Pumps - Marine | 0.058109 | 1 | 0.0069612 | RASS 2019 | 350.0736 | 2032 | 0.6 | SWHC049-06
RES-HVAC-21.2 | Res ¦ Packaged/Split Heat Pump (SEER2 15.2) - Hot-Dry ¦ PG&E ¦ Hot-Dry | Res ¦ Packaged/Split Heat Pump (SEER2 15.2) - Hot-Dry | PG&E ¦ Hot-Dry | PG&E | All | Electric | Res Packaged/Split HP (Eff. SEER2 15.2) | Efficient |  |  | 0 | Conventional | HVAC | Res - Single Family | Res | ROB and NEW | 0 | Residential Households | Cap-Tons | 23 | DEER:HVAC_Eff_HP | -446 | -0.09515 | 0 | eTRM SWHC049-06 | 1583.46 | 2022 | 469.96 | 2022 | 0 | 0 | eTRM SWHC049-06 | Res Central Heat Pumps - Hot-Dry ¦ PG&E ¦ Hot-Dry | Res Central Heat Pumps - Hot-Dry | 0.093896 | 1 | 0.0069612 | RASS 2019 | 350.0736 | 2032 | 0.6 | SWHC049-06
RES-HVAC-21.3 | Res ¦ Packaged/Split Heat Pump (SEER2 15.2) - Cold ¦ PG&E ¦ Cold | Res ¦ Packaged/Split Heat Pump (SEER2 15.2) - Cold | PG&E ¦ Cold | PG&E | All | Electric | Res Packaged/Split HP (Eff. SEER2 15.2) | Efficient |  |  | 0 | Conventional | HVAC | Res - Single Family | Res | ROB and NEW | 0 | Residential Households | Cap-Tons | 23 | DEER:HVAC_Eff_HP | -653 | -0.0983 | 0 | eTRM SWHC049-06 | 1583.46 | 2022 | 469.96 | 2022 | 0 | 0 | eTRM SWHC049-06 | Res Central Heat Pumps - Cold ¦ PG&E ¦ Cold | Res Central Heat Pumps - Cold | 0.276 | 1 | 0.0069612 | RASS 2019 | 350.0736 | 2032 | 0.6 | SWHC049-06
RES-HVAC-21.4 | Res ¦ Packaged/Split Heat Pump (SEER2 15.2) - Marine ¦ SCE ¦ Marine | Res ¦ Packaged/Split Heat Pump (SEER2 15.2) - Marine | SCE ¦ Marine | SCE | All | Electric | Res Packaged/Split HP (Eff. SEER2 15.2) | Efficient |  |  | 0 | Conventional | HVAC | Res - Single Family | Res | ROB and NEW | 0 | Residential Households | Cap-Tons | 23 | DEER:HVAC_Eff_HP | -42 | -0.04025 | 0 | eTRM SWHC049-06 | 1583.46 | 2022 | 469.96 | 2022 | 0 | 0 | eTRM SWHC049-06 | Res Central Heat Pumps - Marine ¦ SCE ¦ Marine | Res Central Heat Pumps - Marine | 0.043845 | 1 | 0.0054167 | RASS 2019 | 350.0736 | 2032 | 0.6 | SWHC049-06
RES-HVAC-21.5 | Res ¦ Packaged/Split Heat Pump (SEER2 15.2) - Hot-Dry ¦ SCE ¦ Hot-Dry | Res ¦ Packaged/Split Heat Pump (SEER2 15.2) - Hot-Dry | SCE ¦ Hot-Dry | SCE | All | Electric | Res Packaged/Split HP (Eff. SEER2 15.2) | Efficient |  |  | 0 | Conventional | HVAC | Res - Single Family | Res | ROB and NEW | 0 | Residential Households | Cap-Tons | 23 | DEER:HVAC_Eff_HP | -105.6 | -0.0927 | 0 | eTRM SWHC049-06 | 1583.46 | 2022 | 469.96 | 2022 | 0 | 0 | eTRM SWHC049-06 | Res Central Heat Pumps - Hot-Dry ¦ SCE ¦ Hot-Dry | Res Central Heat Pumps - Hot-Dry | 0.10105 | 1 | 0.0054167 | RASS 2019 | 350.0736 | 2032 | 0.6 | SWHC049-06
RES-HVAC-21.6 | Res ¦ Packaged/Split Heat Pump (SEER2 15.2) - Cold ¦ SCE ¦ Cold | Res ¦ Packaged/Split Heat Pump (SEER2 15.2) - Cold | SCE ¦ Cold | SCE | All | Electric | Res Packaged/Split HP (Eff. SEER2 15.2) | Efficient |  |  | 0 | Conventional | HVAC | Res - Single Family | Res | ROB and NEW | 0 | Residential Households | Cap-Tons | 23 | DEER:HVAC_Eff_HP | -653 | -0.0983 | 0 | eTRM SWHC049-06 | 1583.46 | 2022 | 469.96 | 2022 | 0 | 0 | eTRM SWHC049-06 | Res Central Heat Pumps - Cold ¦ SCE ¦ Cold | Res Central Heat Pumps - Cold | 0.022208 | 1 | 0.0054167 | RASS 2019 | 350.0736 | 2032 | 0.6 | SWHC049-06
RES-HVAC-21.7 | Res ¦ Packaged/Split Heat Pump (SEER2 15.2) - Marine ¦ SDG&E ¦ Marine | Res ¦ Packaged/Split Heat Pump (SEER2 15.2) - Marine | SDG&E ¦ Marine | SDG&E | All | Electric | Res Packaged/Split HP (Eff. SEER2 15.2) | Efficient |  |  | 0 | Conventional | HVAC | Res - Single Family | Res | ROB and NEW | 0 | Residential Households | Cap-Tons | 23 | DEER:HVAC_Eff_HP | -42 | -0.04025 | 0 | eTRM SWHC049-06 | 1583.46 | 2022 | 469.96 | 2022 | 0 | 0 | eTRM SWHC049-06 | Res Central Heat Pumps - Marine ¦ SDG&E ¦ Marine | Res Central Heat Pumps - Marine | 0.004847 | 1 | 0.019403 | RASS 2019 | 350.0736 | 2032 | 0.6 | SWHC049-06
RES-HVAC-21.8 | Res ¦ Packaged/Split Heat Pump (SEER2 15.2) - Hot-Dry ¦ SDG&E ¦ Hot-Dry | Res ¦ Packaged/Split Heat Pump (SEER2 15.2) - Hot-Dry | SDG&E ¦ Hot-Dry | SDG&E | All | Electric | Res Packaged/Split HP (Eff. SEER2 15.2) | Efficient |  |  | 0 | Conventional | HVAC | Res - Single Family | Res | ROB and NEW | 0 | Residential Households | Cap-Tons | 23 | DEER:HVAC_Eff_HP | -50.8 | -0.07935 | 0 | eTRM SWHC049-06 | 1583.46 | 2022 | 469.96 | 2022 | 0 | 0 | eTRM SWHC049-06 | Res Central Heat Pumps - Hot-Dry ¦ SDG&E ¦ Hot-Dry | Res Central Heat Pumps - Hot-Dry | 0.10359 | 1 | 0.019403 | RASS 2019 | 350.0736 | 2032 | 0.6 | SWHC049-06
RES-HVAC-21.9 | Res ¦ Packaged/Split Heat Pump (SEER2 15.2) - Marine ¦ PG&E ¦ Marine | Res ¦ Packaged/Split Heat Pump (SEER2 15.2) - Marine | PG&E ¦ Marine | PG&E | All | Electric | Res Packaged/Split HP (Eff. SEER2 15.2) | Efficient |  |  | 0 | Conventional | HVAC | Res - Multi Family | Res | ROB and NEW | 0 | Residential Households | Cap-Tons | 23 | DEER:HVAC_Eff_HP | -343 | -0.07235 | 0 | eTRM SWHC049-06 | 1583.46 | 2022 | 469.96 | 2022 | 0 | 0 | eTRM SWHC049-06 | Res Central Heat Pumps - Marine ¦ PG&E ¦ Marine | Res Central Heat Pumps - Marine | 0.043287 | 1 | 0 | RASS 2019 | 0 | 2012 | 0.6 | SWHC049-06
RES-HVAC-21.10 | Res ¦ Packaged/Split Heat Pump (SEER2 15.2) - Hot-Dry ¦ PG&E ¦ Hot-Dry | Res ¦ Packaged/Split Heat Pump (SEER2 15.2) - Hot-Dry | PG&E ¦ Hot-Dry | PG&E | All | Electric | Res Packaged/Split HP (Eff. SEER2 15.2) | Efficient |  |  | 0 | Conventional | HVAC | Res - Multi Family | Res | ROB and NEW | 0 | Residential Households | Cap-Tons | 23 | DEER:HVAC_Eff_HP | -688 | -0.09165 | 0 | eTRM SWHC049-06 | 1583.46 | 2022 | 469.96 | 2022 | 0 | 0 | eTRM SWHC049-06 | Res Central Heat Pumps - Hot-Dry ¦ PG&E ¦ Hot-Dry | Res Central Heat Pumps - Hot-Dry | 0.094358 | 1 | 0 | RASS 2019 | 0 | 2012 | 0.6 | SWHC049-06
RES-HVAC-21.11 | Res ¦ Packaged/Split Heat Pump (SEER2 15.2) - Cold ¦ PG&E ¦ Cold | Res ¦ Packaged/Split Heat Pump (SEER2 15.2) - Cold | PG&E ¦ Cold | PG&E | All | Electric | Res Packaged/Split HP (Eff. SEER2 15.2) | Efficient |  |  | 0 | Conventional | HVAC | Res - Multi Family | Res | ROB and NEW | 0 | Residential Households | Cap-Tons | 23 | DEER:HVAC_Eff_HP | -1150 | -0.1245 | 0 | eTRM SWHC049-06 | 1583.46 | 2022 | 469.96 | 2022 | 0 | 0 | eTRM SWHC049-06 | Res Central Heat Pumps - Cold ¦ PG&E ¦ Cold | Res Central Heat Pumps - Cold | 0.33694 | 1 | 0 | RASS 2019 | 0 | 2012 | 0.6 | SWHC049-06
RES-HVAC-21.12 | Res ¦ Packaged/Split Heat Pump (SEER2 15.2) - Marine ¦ SCE ¦ Marine | Res ¦ Packaged/Split Heat Pump (SEER2 15.2) - Marine | SCE ¦ Marine | SCE | All | Electric | Res Packaged/Split HP (Eff. SEER2 15.2) | Efficient |  |  | 0 | Conventional | HVAC | Res - Multi Family | Res | ROB and NEW | 0 | Residential Households | Cap-Tons | 23 | DEER:HVAC_Eff_HP | -66.2 | -0.0427 | 0 | eTRM SWHC049-06 | 1583.46 | 2022 | 469.96 | 2022 | 0 | 0 | eTRM SWHC049-06 | Res Central Heat Pumps - Marine ¦ SCE ¦ Marine | Res Central Heat Pumps - Marine | 0.060513 | 1 | 0 | RASS 2019 | 0 | 2012 | 0.6 | SWHC049-06
RES-HVAC-21.13 | Res ¦ Packaged/Split Heat Pump (SEER2 15.2) - Hot-Dry ¦ SCE ¦ Hot-Dry | Res ¦ Packaged/Split Heat Pump (SEER2 15.2) - Hot-Dry | SCE ¦ Hot-Dry | SCE | All | Electric | Res Packaged/Split HP (Eff. SEER2 15.2) | Efficient |  |  | 0 | Conventional | HVAC | Res - Multi Family | Res | ROB and NEW | 0 | Residential Households | Cap-Tons | 23 | DEER:HVAC_Eff_HP | -140 | -0.079 | 0 | eTRM SWHC049-06 | 1583.46 | 2022 | 469.96 | 2022 | 0 | 0 | eTRM SWHC049-06 | Res Central Heat Pumps - Hot-Dry ¦ SCE ¦ Hot-Dry | Res Central Heat Pumps - Hot-Dry | 0.076784 | 1 | 0 | RASS 2019 | 0 | 2012 | 0.6 | SWHC049-06
RES-HVAC-21.14 | Res ¦ Packaged/Split Heat Pump (SEER2 15.2) - Cold ¦ SCE ¦ Cold | Res ¦ Packaged/Split Heat Pump (SEER2 15.2) - Cold | SCE ¦ Cold | SCE | All | Electric | Res Packaged/Split HP (Eff. SEER2 15.2) | Efficient |  |  | 0 | Conventional | HVAC | Res - Multi Family | Res | ROB and NEW | 0 | Residential Households | Cap-Tons | 23 | DEER:HVAC_Eff_HP | -1150 | -0.1245 | 0 | eTRM SWHC049-06 | 1583.46 | 2022 | 469.96 | 2022 | 0 | 0 | eTRM SWHC049-06 | Res Central Heat Pumps - Cold ¦ SCE ¦ Cold | Res Central Heat Pumps - Cold | 0.33694 | 1 | 0 | RASS 2019 | 0 | 2012 | 0.6 | SWHC049-06
RES-HVAC-21.15 | Res ¦ Packaged/Split Heat Pump (SEER2 15.2) - Marine ¦ SDG&E ¦ Marine | Res ¦ Packaged/Split Heat Pump (SEER2 15.2) - Marine | SDG&E ¦ Marine | SDG&E | All | Electric | Res Packaged/Split HP (Eff. SEER2 15.2) | Efficient |  |  | 0 | Conventional | HVAC | Res - Multi Family | Res | ROB and NEW | 0 | Residential Households | Cap-Tons | 23 | DEER:HVAC_Eff_HP | -66.2 | -0.0427 | 0 | eTRM SWHC049-06 | 1583.46 | 2022 | 469.96 | 2022 | 0 | 0 | eTRM SWHC049-06 | Res Central Heat Pumps - Marine ¦ SDG&E ¦ Marine | Res Central Heat Pumps - Marine | 0.026356 | 1 | 0.024762 | RASS 2019 | 0 | 2012 | 0.6 | SWHC049-06
RES-HVAC-21.16 | Res ¦ Packaged/Split Heat Pump (SEER2 15.2) - Hot-Dry ¦ SDG&E ¦ Hot-Dry | Res ¦ Packaged/Split Heat Pump (SEER2 15.2) - Hot-Dry | SDG&E ¦ Hot-Dry | SDG&E | All | Electric | Res Packaged/Split HP (Eff. SEER2 15.2) | Efficient |  |  | 0 | Conventional | HVAC | Res - Multi Family | Res | ROB and NEW | 0 | Residential Households | Cap-Tons | 23 | DEER:HVAC_Eff_HP | -81.25 | -0.0626 | 0 | eTRM SWHC049-06 | 1583.46 | 2022 | 469.96 | 2022 | 0 | 0 | eTRM SWHC049-06 | Res Central Heat Pumps - Hot-Dry ¦ SDG&E ¦ Hot-Dry | Res Central Heat Pumps - Hot-Dry | 0.11187 | 1 | 0.024762 | RASS 2019 | 0 | 2012 | 0.6 | SWHC049-06
RES-HVAC-22.1 | Res ¦ Packaged/Split Heat Pump (SEER2 16.0) - Marine ¦ PG&E ¦ Marine | Res ¦ Packaged/Split Heat Pump (SEER2 16.0) - Marine | PG&E ¦ Marine | PG&E | All | Electric | Res Packaged/Split HP (Eff. SEER2 16) | Efficient |  |  | 0 | Conventional | HVAC | Res - Single Family | Res | ROB and NEW | 0 | Residential Households | Cap-Tons | 23 | DEER:HVAC_Eff_HP | -157.5 | -0.07165 | 0 | eTRM SWHC049-06 | 2318.24 | 2022 | 469.96 | 2022 | 0 | 0 | eTRM SWHC049-06 | Res Central Heat Pumps - Marine ¦ PG&E ¦ Marine | Res Central Heat Pumps - Marine | 0.058109 | 1 | 0 | RASS 2019 | 350.0736 | 2032 | 0.6 | SWHC049-06
RES-HVAC-22.2 | Res ¦ Packaged/Split Heat Pump (SEER2 16.0) - Hot-Dry ¦ PG&E ¦ Hot-Dry | Res ¦ Packaged/Split Heat Pump (SEER2 16.0) - Hot-Dry | PG&E ¦ Hot-Dry | PG&E | All | Electric | Res Packaged/Split HP (Eff. SEER2 16) | Efficient |  |  | 0 | Conventional | HVAC | Res - Single Family | Res | ROB and NEW | 0 | Residential Households | Cap-Tons | 23 | DEER:HVAC_Eff_HP | -470.5 | -0.1041 | 0 | eTRM SWHC049-06 | 2318.24 | 2022 | 469.96 | 2022 | 0 | 0 | eTRM SWHC049-06 | Res Central Heat Pumps - Hot-Dry ¦ PG&E ¦ Hot-Dry | Res Central Heat Pumps - Hot-Dry | 0.093896 | 1 | 0 | RASS 2019 | 350.0736 | 2032 | 0.6 | SWHC049-06
RES-HVAC-22.3 | Res ¦ Packaged/Split Heat Pump (SEER2 16.0) - Cold ¦ PG&E ¦ Cold | Res ¦ Packaged/Split Heat Pump (SEER2 16.0) - Cold | PG&E ¦ Cold | PG&E | All | Electric | Res Packaged/Split HP (Eff. SEER2 16) | Efficient |  |  | 0 | Conventional | HVAC | Res - Single Family | Res | ROB and NEW | 0 | Residential Households | Cap-Tons | 23 | DEER:HVAC_Eff_HP | -674 | -0.102 | 0 | eTRM SWHC049-06 | 2318.24 | 2022 | 469.96 | 2022 | 0 | 0 | eTRM SWHC049-06 | Res Central Heat Pumps - Cold ¦ PG&E ¦ Cold | Res Central Heat Pumps - Cold | 0.276 | 1 | 0 | RASS 2019 | 350.0736 | 2032 | 0.6 | SWHC049-06
RES-HVAC-22.4 | Res ¦ Packaged/Split Heat Pump (SEER2 16.0) - Marine ¦ SCE ¦ Marine | Res ¦ Packaged/Split Heat Pump (SEER2 16.0) - Marine | SCE ¦ Marine | SCE | All | Electric | Res Packaged/Split HP (Eff. SEER2 16) | Efficient |  |  | 0 | Conventional | HVAC | Res - Single Family | Res | ROB and NEW | 0 | Residential Households | Cap-Tons | 23 | DEER:HVAC_Eff_HP | -51.95 | -0.04025 | 0 | eTRM SWHC049-06 | 2318.24 | 2022 | 469.96 | 2022 | 0 | 0 | eTRM SWHC049-06 | Res Central Heat Pumps - Marine ¦ SCE ¦ Marine | Res Central Heat Pumps - Marine | 0.043845 | 1 | 0 | RASS 2019 | 350.0736 | 2032 | 0.6 | SWHC049-06
RES-HVAC-22.5 | Res ¦ Packaged/Split Heat Pump (SEER2 16.0) - Hot-Dry ¦ SCE ¦ Hot-Dry | Res ¦ Packaged/Split Heat Pump (SEER2 16.0) - Hot-Dry | SCE ¦ Hot-Dry | SCE | All | Electric | Res Packaged/Split HP (Eff. SEER2 16) | Efficient |  |  | 0 | Conventional | HVAC | Res - Single Family | Res | ROB and NEW | 0 | Residential Households | Cap-Tons | 23 | DEER:HVAC_Eff_HP | -114.25 | -0.0927 | 0 | eTRM SWHC049-06 | 2318.24 | 2022 | 469.96 | 2022 | 0 | 0 | eTRM SWHC049-06 | Res Central Heat Pumps - Hot-Dry ¦ SCE ¦ Hot-Dry | Res Central Heat Pumps - Hot-Dry | 0.10105 | 1 | 0 | RASS 2019 | 350.0736 | 2032 | 0.6 | SWHC049-06
RES-HVAC-22.6 | Res ¦ Packaged/Split Heat Pump (SEER2 16.0) - Cold ¦ SCE ¦ Cold | Res ¦ Packaged/Split Heat Pump (SEER2 16.0) - Cold | SCE ¦ Cold | SCE | All | Electric | Res Packaged/Split HP (Eff. SEER2 16) | Efficient |  |  | 0 | Conventional | HVAC | Res - Single Family | Res | ROB and NEW | 0 | Residential Households | Cap-Tons | 23 | DEER:HVAC_Eff_HP | -674 | -0.102 | 0 | eTRM SWHC049-06 | 2318.24 | 2022 | 469.96 | 2022 | 0 | 0 | eTRM SWHC049-06 | Res Central Heat Pumps - Cold ¦ SCE ¦ Cold | Res Central Heat Pumps - Cold | 0.022208 | 1 | 0 | RASS 2019 | 350.0736 | 2032 | 0.6 | SWHC049-06
RES-HVAC-22.7 | Res ¦ Packaged/Split Heat Pump (SEER2 16.0) - Marine ¦ SDG&E ¦ Marine | Res ¦ Packaged/Split Heat Pump (SEER2 16.0) - Marine | SDG&E ¦ Marine | SDG&E | All | Electric | Res Packaged/Split HP (Eff. SEER2 16) | Efficient |  |  | 0 | Conventional | HVAC | Res - Single Family | Res | ROB and NEW | 0 | Residential Households | Cap-Tons | 23 | DEER:HVAC_Eff_HP | -51.95 | -0.04025 | 0 | eTRM SWHC049-06 | 2318.24 | 2022 | 469.96 | 2022 | 0 | 0 | eTRM SWHC049-06 | Res Central Heat Pumps - Marine ¦ SDG&E ¦ Marine | Res Central Heat Pumps - Marine | 0.004847 | 1 | 0 | RASS 2019 | 350.0736 | 2032 | 0.6 | SWHC049-06
RES-HVAC-22.8 | Res ¦ Packaged/Split Heat Pump (SEER2 16.0) - Hot-Dry ¦ SDG&E ¦ Hot-Dry | Res ¦ Packaged/Split Heat Pump (SEER2 16.0) - Hot-Dry | SDG&E ¦ Hot-Dry | SDG&E | All | Electric | Res Packaged/Split HP (Eff. SEER2 16) | Efficient |  |  | 0 | Conventional | HVAC | Res - Single Family | Res | ROB and NEW | 0 | Residential Households | Cap-Tons | 23 | DEER:HVAC_Eff_HP | -63.8 | -0.07935 | 0 | eTRM SWHC049-06 | 2318.24 | 2022 | 469.96 | 2022 | 0 | 0 | eTRM SWHC049-06 | Res Central Heat Pumps - Hot-Dry ¦ SDG&E ¦ Hot-Dry | Res Central Heat Pumps - Hot-Dry | 0.10359 | 1 | 0 | RASS 2019 | 350.0736 | 2032 | 0.6 | SWHC049-06
RES-HVAC-22.9 | Res ¦ Packaged/Split Heat Pump (SEER2 16.0) - Marine ¦ PG&E ¦ Marine | Res ¦ Packaged/Split Heat Pump (SEER2 16.0) - Marine | PG&E ¦ Marine | PG&E | All | Electric | Res Packaged/Split HP (Eff. SEER2 16) | Efficient |  |  | 0 | Conventional | HVAC | Res - Multi Family | Res | ROB and NEW | 0 | Residential Households | Cap-Tons | 23 | DEER:HVAC_Eff_HP | -349.5 | -0.08 | 0 | eTRM SWHC049-06 | 2318.24 | 2022 | 469.96 | 2022 | 0 | 0 | eTRM SWHC049-06 | Res Central Heat Pumps - Marine ¦ PG&E ¦ Marine | Res Central Heat Pumps - Marine | 0.043287 | 1 | 0 | RASS 2019 | 0 | 2012 | 0.6 | SWHC049-06
RES-HVAC-22.10 | Res ¦ Packaged/Split Heat Pump (SEER2 16.0) - Hot-Dry ¦ PG&E ¦ Hot-Dry | Res ¦ Packaged/Split Heat Pump (SEER2 16.0) - Hot-Dry | PG&E ¦ Hot-Dry | PG&E | All | Electric | Res Packaged/Split HP (Eff. SEER2 16) | Efficient |  |  | 0 | Conventional | HVAC | Res - Multi Family | Res | ROB and NEW | 0 | Residential Households | Cap-Tons | 23 | DEER:HVAC_Eff_HP | -699 | -0.0946 | 0 | eTRM SWHC049-06 | 2318.24 | 2022 | 469.96 | 2022 | 0 | 0 | eTRM SWHC049-06 | Res Central Heat Pumps - Hot-Dry ¦ PG&E ¦ Hot-Dry | Res Central Heat Pumps - Hot-Dry | 0.094358 | 1 | 0 | RASS 2019 | 0 | 2012 | 0.6 | SWHC049-06
RES-HVAC-22.11 | Res ¦ Packaged/Split Heat Pump (SEER2 16.0) - Cold ¦ PG&E ¦ Cold | Res ¦ Packaged/Split Heat Pump (SEER2 16.0) - Cold | PG&E ¦ Cold | PG&E | All | Electric | Res Packaged/Split HP (Eff. SEER2 16) | Efficient |  |  | 0 | Conventional | HVAC | Res - Multi Family | Res | ROB and NEW | 0 | Residential Households | Cap-Tons | 23 | DEER:HVAC_Eff_HP | -1165 | -0.1245 | 0 | eTRM SWHC049-06 | 2318.24 | 2022 | 469.96 | 2022 | 0 | 0 | eTRM SWHC049-06 | Res Central Heat Pumps - Cold ¦ PG&E ¦ Cold | Res Central Heat Pumps - Cold | 0.33694 | 1 | 0 | RASS 2019 | 0 | 2012 | 0.6 | SWHC049-06
RES-HVAC-22.12 | Res ¦ Packaged/Split Heat Pump (SEER2 16.0) - Marine ¦ SCE ¦ Marine | Res ¦ Packaged/Split Heat Pump (SEER2 16.0) - Marine | SCE ¦ Marine | SCE | All | Electric | Res Packaged/Split HP (Eff. SEER2 16) | Efficient |  |  | 0 | Conventional | HVAC | Res - Multi Family | Res | ROB and NEW | 0 | Residential Households | Cap-Tons | 23 | DEER:HVAC_Eff_HP | -77.65 | -0.0427 | 0 | eTRM SWHC049-06 | 2318.24 | 2022 | 469.96 | 2022 | 0 | 0 | eTRM SWHC049-06 | Res Central Heat Pumps - Marine ¦ SCE ¦ Marine | Res Central Heat Pumps - Marine | 0.060513 | 1 | 0 | RASS 2019 | 0 | 2012 | 0.6 | SWHC049-06
RES-HVAC-22.13 | Res ¦ Packaged/Split Heat Pump (SEER2 16.0) - Hot-Dry ¦ SCE ¦ Hot-Dry | Res ¦ Packaged/Split Heat Pump (SEER2 16.0) - Hot-Dry | SCE ¦ Hot-Dry | SCE | All | Electric | Res Packaged/Split HP (Eff. SEER2 16) | Efficient |  |  | 0 | Conventional | HVAC | Res - Multi Family | Res | ROB and NEW | 0 | Residential Households | Cap-Tons | 23 | DEER:HVAC_Eff_HP | -151.5 | -0.079 | 0 | eTRM SWHC049-06 | 2318.24 | 2022 | 469.96 | 2022 | 0 | 0 | eTRM SWHC049-06 | Res Central Heat Pumps - Hot-Dry ¦ SCE ¦ Hot-Dry | Res Central Heat Pumps - Hot-Dry | 0.076784 | 1 | 0 | RASS 2019 | 0 | 2012 | 0.6 | SWHC049-06
RES-HVAC-22.14 | Res ¦ Packaged/Split Heat Pump (SEER2 16.0) - Cold ¦ SCE ¦ Cold | Res ¦ Packaged/Split Heat Pump (SEER2 16.0) - Cold | SCE ¦ Cold | SCE | All | Electric | Res Packaged/Split HP (Eff. SEER2 16) | Efficient |  |  | 0 | Conventional | HVAC | Res - Multi Family | Res | ROB and NEW | 0 | Residential Households | Cap-Tons | 23 | DEER:HVAC_Eff_HP | -1165 | -0.1245 | 0 | eTRM SWHC049-06 | 2318.24 | 2022 | 469.96 | 2022 | 0 | 0 | eTRM SWHC049-06 | Res Central Heat Pumps - Cold ¦ SCE ¦ Cold | Res Central Heat Pumps - Cold | 0.33694 | 1 | 0 | RASS 2019 | 0 | 2012 | 0.6 | SWHC049-06
RES-HVAC-22.15 | Res ¦ Packaged/Split Heat Pump (SEER2 16.0) - Marine ¦ SDG&E ¦ Marine | Res ¦ Packaged/Split Heat Pump (SEER2 16.0) - Marine | SDG&E ¦ Marine | SDG&E | All | Electric | Res Packaged/Split HP (Eff. SEER2 16) | Efficient |  |  | 0 | Conventional | HVAC | Res - Multi Family | Res | ROB and NEW | 0 | Residential Households | Cap-Tons | 23 | DEER:HVAC_Eff_HP | -77.65 | -0.0427 | 0 | eTRM SWHC049-06 | 2318.24 | 2022 | 469.96 | 2022 | 0 | 0 | eTRM SWHC049-06 | Res Central Heat Pumps - Marine ¦ SDG&E ¦ Marine | Res Central Heat Pumps - Marine | 0.026356 | 1 | 0 | RASS 2019 | 0 | 2012 | 0.6 | SWHC049-06
RES-HVAC-22.16 | Res ¦ Packaged/Split Heat Pump (SEER2 16.0) - Hot-Dry ¦ SDG&E ¦ Hot-Dry | Res ¦ Packaged/Split Heat Pump (SEER2 16.0) - Hot-Dry | SDG&E ¦ Hot-Dry | SDG&E | All | Electric | Res Packaged/Split HP (Eff. SEER2 16) | Efficient |  |  | 0 | Conventional | HVAC | Res - Multi Family | Res | ROB and NEW | 0 | Residential Households | Cap-Tons | 23 | DEER:HVAC_Eff_HP | -85.45 | -0.0716 | 0 | eTRM SWHC049-06 | 2318.24 | 2022 | 469.96 | 2022 | 0 | 0 | eTRM SWHC049-06 | Res Central Heat Pumps - Hot-Dry ¦ SDG&E ¦ Hot-Dry | Res Central Heat Pumps - Hot-Dry | 0.11187 | 1 | 0 | RASS 2019 | 0 | 2012 | 0.6 | SWHC049-06
RES-HVAC-23.1 | Res ¦ Packaged/Split Heat Pump (SEER2 17.8) - Marine ¦ PG&E ¦ Marine | Res ¦ Packaged/Split Heat Pump (SEER2 17.8) - Marine | PG&E ¦ Marine | PG&E | All | Electric | Res Packaged/Split HP (Eff. SEER2 17.8) | Efficient |  |  | 0 | Conventional | HVAC | Res - Single Family | Res | ROB and NEW | 0 | Residential Households | Cap-Tons | 23 | DEER:HVAC_Eff_HP | -172.5 | -0.0805 | 0 | eTRM SWHC049-06 | 3971.5 | 2022 | 469.96 | 2022 | 0 | 0 | eTRM SWHC049-06 | Res Central Heat Pumps - Marine ¦ PG&E ¦ Marine | Res Central Heat Pumps - Marine | 0.058109 | 1 | 0 | RASS 2019 | 350.0736 | 2032 | 0.6 | SWHC049-06
RES-HVAC-23.2 | Res ¦ Packaged/Split Heat Pump (SEER2 17.8) - Hot-Dry ¦ PG&E ¦ Hot-Dry | Res ¦ Packaged/Split Heat Pump (SEER2 17.8) - Hot-Dry | PG&E ¦ Hot-Dry | PG&E | All | Electric | Res Packaged/Split HP (Eff. SEER2 17.8) | Efficient |  |  | 0 | Conventional | HVAC | Res - Single Family | Res | ROB and NEW | 0 | Residential Households | Cap-Tons | 23 | DEER:HVAC_Eff_HP | -495 | -0.1295 | 0 | eTRM SWHC049-06 | 3971.5 | 2022 | 469.96 | 2022 | 0 | 0 | eTRM SWHC049-06 | Res Central Heat Pumps - Hot-Dry ¦ PG&E ¦ Hot-Dry | Res Central Heat Pumps - Hot-Dry | 0.093896 | 1 | 0 | RASS 2019 | 350.0736 | 2032 | 0.6 | SWHC049-06
RES-HVAC-23.3 | Res ¦ Packaged/Split Heat Pump (SEER2 17.8) - Cold ¦ PG&E ¦ Cold | Res ¦ Packaged/Split Heat Pump (SEER2 17.8) - Cold | PG&E ¦ Cold | PG&E | All | Electric | Res Packaged/Split HP (Eff. SEER2 17.8) | Efficient |  |  | 0 | Conventional | HVAC | Res - Single Family | Res | ROB and NEW | 0 | Residential Households | Cap-Tons | 23 | DEER:HVAC_Eff_HP | -704.5 | -0.1225 | 0 | eTRM SWHC049-06 | 3971.5 | 2022 | 469.96 | 2022 | 0 | 0 | eTRM SWHC049-06 | Res Central Heat Pumps - Cold ¦ PG&E ¦ Cold | Res Central Heat Pumps - Cold | 0.276 | 1 | 0 | RASS 2019 | 350.0736 | 2032 | 0.6 | SWHC049-06
RES-HVAC-23.4 | Res ¦ Packaged/Split Heat Pump (SEER2 17.8) - Marine ¦ SCE ¦ Marine | Res ¦ Packaged/Split Heat Pump (SEER2 17.8) - Marine | SCE ¦ Marine | SCE | All | Electric | Res Packaged/Split HP (Eff. SEER2 17.8) | Efficient |  |  | 0 | Conventional | HVAC | Res - Single Family | Res | ROB and NEW | 0 | Residential Households | Cap-Tons | 23 | DEER:HVAC_Eff_HP | -62.65 | -0.0486 | 0 | eTRM SWHC049-06 | 3971.5 | 2022 | 469.96 | 2022 | 0 | 0 | eTRM SWHC049-06 | Res Central Heat Pumps - Marine ¦ SCE ¦ Marine | Res Central Heat Pumps - Marine | 0.043845 | 1 | 0 | RASS 2019 | 350.0736 | 2032 | 0.6 | SWHC049-06
RES-HVAC-23.5 | Res ¦ Packaged/Split Heat Pump (SEER2 17.8) - Hot-Dry ¦ SCE ¦ Hot-Dry | Res ¦ Packaged/Split Heat Pump (SEER2 17.8) - Hot-Dry | SCE ¦ Hot-Dry | SCE | All | Electric | Res Packaged/Split HP (Eff. SEER2 17.8) | Efficient |  |  | 0 | Conventional | HVAC | Res - Single Family | Res | ROB and NEW | 0 | Residential Households | Cap-Tons | 23 | DEER:HVAC_Eff_HP | -134 | -0.11075 | 0 | eTRM SWHC049-06 | 3971.5 | 2022 | 469.96 | 2022 | 0 | 0 | eTRM SWHC049-06 | Res Central Heat Pumps - Hot-Dry ¦ SCE ¦ Hot-Dry | Res Central Heat Pumps - Hot-Dry | 0.10105 | 1 | 0 | RASS 2019 | 350.0736 | 2032 | 0.6 | SWHC049-06
RES-HVAC-23.6 | Res ¦ Packaged/Split Heat Pump (SEER2 17.8) - Cold ¦ SCE ¦ Cold | Res ¦ Packaged/Split Heat Pump (SEER2 17.8) - Cold | SCE ¦ Cold | SCE | All | Electric | Res Packaged/Split HP (Eff. SEER2 17.8) | Efficient |  |  | 0 | Conventional | HVAC | Res - Single Family | Res | ROB and NEW | 0 | Residential Households | Cap-Tons | 23 | DEER:HVAC_Eff_HP | -704.5 | -0.1225 | 0 | eTRM SWHC049-06 | 3971.5 | 2022 | 469.96 | 2022 | 0 | 0 | eTRM SWHC049-06 | Res Central Heat Pumps - Cold ¦ SCE ¦ Cold | Res Central Heat Pumps - Cold | 0.022208 | 1 | 0 | RASS 2019 | 350.0736 | 2032 | 0.6 | SWHC049-06
RES-HVAC-23.7 | Res ¦ Packaged/Split Heat Pump (SEER2 17.8) - Marine ¦ SDG&E ¦ Marine | Res ¦ Packaged/Split Heat Pump (SEER2 17.8) - Marine | SDG&E ¦ Marine | SDG&E | All | Electric | Res Packaged/Split HP (Eff. SEER2 17.8) | Efficient |  |  | 0 | Conventional | HVAC | Res - Single Family | Res | ROB and NEW | 0 | Residential Households | Cap-Tons | 23 | DEER:HVAC_Eff_HP | -62.65 | -0.0486 | 0 | eTRM SWHC049-06 | 3971.5 | 2022 | 469.96 | 2022 | 0 | 0 | eTRM SWHC049-06 | Res Central Heat Pumps - Marine ¦ SDG&E ¦ Marine | Res Central Heat Pumps - Marine | 0.004847 | 1 | 0 | RASS 2019 | 350.0736 | 2032 | 0.6 | SWHC049-06
RES-HVAC-23.8 | Res ¦ Packaged/Split Heat Pump (SEER2 17.8) - Hot-Dry ¦ SDG&E ¦ Hot-Dry | Res ¦ Packaged/Split Heat Pump (SEER2 17.8) - Hot-Dry | SDG&E ¦ Hot-Dry | SDG&E | All | Electric | Res Packaged/Split HP (Eff. SEER2 17.8) | Efficient |  |  | 0 | Conventional | HVAC | Res - Single Family | Res | ROB and NEW | 0 | Residential Households | Cap-Tons | 23 | DEER:HVAC_Eff_HP | -73.7 | -0.0931 | 0 | eTRM SWHC049-06 | 3971.5 | 2022 | 469.96 | 2022 | 0 | 0 | eTRM SWHC049-06 | Res Central Heat Pumps - Hot-Dry ¦ SDG&E ¦ Hot-Dry | Res Central Heat Pumps - Hot-Dry | 0.10359 | 1 | 0 | RASS 2019 | 350.0736 | 2032 | 0.6 | SWHC049-06
RES-HVAC-23.9 | Res ¦ Packaged/Split Heat Pump (SEER2 17.8) - Marine ¦ PG&E ¦ Marine | Res ¦ Packaged/Split Heat Pump (SEER2 17.8) - Marine | PG&E ¦ Marine | PG&E | All | Electric | Res Packaged/Split HP (Eff. SEER2 17.8) | Efficient |  |  | 0 | Conventional | HVAC | Res - Multi Family | Res | ROB and NEW | 0 | Residential Households | Cap-Tons | 23 | DEER:HVAC_Eff_HP | -365 | -0.09095 | 0 | eTRM SWHC049-06 | 3971.5 | 2022 | 469.96 | 2022 | 0 | 0 | eTRM SWHC049-06 | Res Central Heat Pumps - Marine ¦ PG&E ¦ Marine | Res Central Heat Pumps - Marine | 0.043287 | 1 | 0 | RASS 2019 | 0 | 2012 | 0.6 | SWHC049-06
RES-HVAC-23.10 | Res ¦ Packaged/Split Heat Pump (SEER2 17.8) - Hot-Dry ¦ PG&E ¦ Hot-Dry | Res ¦ Packaged/Split Heat Pump (SEER2 17.8) - Hot-Dry | PG&E ¦ Hot-Dry | PG&E | All | Electric | Res Packaged/Split HP (Eff. SEER2 17.8) | Efficient |  |  | 0 | Conventional | HVAC | Res - Multi Family | Res | ROB and NEW | 0 | Residential Households | Cap-Tons | 23 | DEER:HVAC_Eff_HP | -712.5 | -0.113 | 0 | eTRM SWHC049-06 | 3971.5 | 2022 | 469.96 | 2022 | 0 | 0 | eTRM SWHC049-06 | Res Central Heat Pumps - Hot-Dry ¦ PG&E ¦ Hot-Dry | Res Central Heat Pumps - Hot-Dry | 0.094358 | 1 | 0 | RASS 2019 | 0 | 2012 | 0.6 | SWHC049-06
RES-HVAC-23.11 | Res ¦ Packaged/Split Heat Pump (SEER2 17.8) - Cold ¦ PG&E ¦ Cold | Res ¦ Packaged/Split Heat Pump (SEER2 17.8) - Cold | PG&E ¦ Cold | PG&E | All | Electric | Res Packaged/Split HP (Eff. SEER2 17.8) | Efficient |  |  | 0 | Conventional | HVAC | Res - Multi Family | Res | ROB and NEW | 0 | Residential Households | Cap-Tons | 23 | DEER:HVAC_Eff_HP | -1195 | -0.1435 | 0 | eTRM SWHC049-06 | 3971.5 | 2022 | 469.96 | 2022 | 0 | 0 | eTRM SWHC049-06 | Res Central Heat Pumps - Cold ¦ PG&E ¦ Cold | Res Central Heat Pumps - Cold | 0.33694 | 1 | 0 | RASS 2019 | 0 | 2012 | 0.6 | SWHC049-06
RES-HVAC-23.12 | Res ¦ Packaged/Split Heat Pump (SEER2 17.8) - Marine ¦ SCE ¦ Marine | Res ¦ Packaged/Split Heat Pump (SEER2 17.8) - Marine | SCE ¦ Marine | SCE | All | Electric | Res Packaged/Split HP (Eff. SEER2 17.8) | Efficient |  |  | 0 | Conventional | HVAC | Res - Multi Family | Res | ROB and NEW | 0 | Residential Households | Cap-Tons | 23 | DEER:HVAC_Eff_HP | -85.45 | -0.0506 | 0 | eTRM SWHC049-06 | 3971.5 | 2022 | 469.96 | 2022 | 0 | 0 | eTRM SWHC049-06 | Res Central Heat Pumps - Marine ¦ SCE ¦ Marine | Res Central Heat Pumps - Marine | 0.060513 | 1 | 0 | RASS 2019 | 0 | 2012 | 0.6 | SWHC049-06
RES-HVAC-23.13 | Res ¦ Packaged/Split Heat Pump (SEER2 17.8) - Hot-Dry ¦ SCE ¦ Hot-Dry | Res ¦ Packaged/Split Heat Pump (SEER2 17.8) - Hot-Dry | SCE ¦ Hot-Dry | SCE | All | Electric | Res Packaged/Split HP (Eff. SEER2 17.8) | Efficient |  |  | 0 | Conventional | HVAC | Res - Multi Family | Res | ROB and NEW | 0 | Residential Households | Cap-Tons | 23 | DEER:HVAC_Eff_HP | -166.5 | -0.09555 | 0 | eTRM SWHC049-06 | 3971.5 | 2022 | 469.96 | 2022 | 0 | 0 | eTRM SWHC049-06 | Res Central Heat Pumps - Hot-Dry ¦ SCE ¦ Hot-Dry | Res Central Heat Pumps - Hot-Dry | 0.076784 | 1 | 0 | RASS 2019 | 0 | 2012 | 0.6 | SWHC049-06
RES-HVAC-23.14 | Res ¦ Packaged/Split Heat Pump (SEER2 17.8) - Cold ¦ SCE ¦ Cold | Res ¦ Packaged/Split Heat Pump (SEER2 17.8) - Cold | SCE ¦ Cold | SCE | All | Electric | Res Packaged/Split HP (Eff. SEER2 17.8) | Efficient |  |  | 0 | Conventional | HVAC | Res - Multi Family | Res | ROB and NEW | 0 | Residential Households | Cap-Tons | 23 | DEER:HVAC_Eff_HP | -1195 | -0.1435 | 0 | eTRM SWHC049-06 | 3971.5 | 2022 | 469.96 | 2022 | 0 | 0 | eTRM SWHC049-06 | Res Central Heat Pumps - Cold ¦ SCE ¦ Cold | Res Central Heat Pumps - Cold | 0.33694 | 1 | 0 | RASS 2019 | 0 | 2012 | 0.6 | SWHC049-06
RES-HVAC-23.15 | Res ¦ Packaged/Split Heat Pump (SEER2 17.8) - Marine ¦ SDG&E ¦ Marine | Res ¦ Packaged/Split Heat Pump (SEER2 17.8) - Marine | SDG&E ¦ Marine | SDG&E | All | Electric | Res Packaged/Split HP (Eff. SEER2 17.8) | Efficient |  |  | 0 | Conventional | HVAC | Res - Multi Family | Res | ROB and NEW | 0 | Residential Households | Cap-Tons | 23 | DEER:HVAC_Eff_HP | -85.45 | -0.0506 | 0 | eTRM SWHC049-06 | 3971.5 | 2022 | 469.96 | 2022 | 0 | 0 | eTRM SWHC049-06 | Res Central Heat Pumps - Marine ¦ SDG&E ¦ Marine | Res Central Heat Pumps - Marine | 0.026356 | 1 | 0 | RASS 2019 | 0 | 2012 | 0.6 | SWHC049-06
RES-HVAC-23.16 | Res ¦ Packaged/Split Heat Pump (SEER2 17.8) - Hot-Dry ¦ SDG&E ¦ Hot-Dry | Res ¦ Packaged/Split Heat Pump (SEER2 17.8) - Hot-Dry | SDG&E ¦ Hot-Dry | SDG&E | All | Electric | Res Packaged/Split HP (Eff. SEER2 17.8) | Efficient |  |  | 0 | Conventional | HVAC | Res - Multi Family | Res | ROB and NEW | 0 | Residential Households | Cap-Tons | 23 | DEER:HVAC_Eff_HP | -98.45 | -0.0806 | 0 | eTRM SWHC049-06 | 3971.5 | 2022 | 469.96 | 2022 | 0 | 0 | eTRM SWHC049-06 | Res Central Heat Pumps - Hot-Dry ¦ SDG&E ¦ Hot-Dry | Res Central Heat Pumps - Hot-Dry | 0.11187 | 1 | 0 | RASS 2019 | 0 | 2012 | 0.6 | SWHC049-06
RES-HVAC-24.1 | Res ¦ Packaged/Split Heat Pump (SEER2 19.6) - Marine ¦ PG&E ¦ Marine | Res ¦ Packaged/Split Heat Pump (SEER2 19.6) - Marine | PG&E ¦ Marine | PG&E | All | Electric | Res Packaged/Split HP (Eff. SEER2 19.6) | Efficient |  |  | 0 | Conventional | HVAC | Res - Single Family | Res | ROB and NEW | 0 | Residential Households | Cap-Tons | 23 | DEER:HVAC_Eff_HP | -213.5 | -0.0981 | 0 | eTRM SWHC049-06 | 5624.76 | 2022 | 469.96 | 2022 | 0 | 0 | eTRM SWHC049-06 | Res Central Heat Pumps - Marine ¦ PG&E ¦ Marine | Res Central Heat Pumps - Marine | 0.058109 | 1 | 0 | RASS 2019 | 350.0736 | 2032 | 0.6 | SWHC049-06
RES-HVAC-24.2 | Res ¦ Packaged/Split Heat Pump (SEER2 19.6) - Hot-Dry ¦ PG&E ¦ Hot-Dry | Res ¦ Packaged/Split Heat Pump (SEER2 19.6) - Hot-Dry | PG&E ¦ Hot-Dry | PG&E | All | Electric | Res Packaged/Split HP (Eff. SEER2 19.6) | Efficient |  |  | 0 | Conventional | HVAC | Res - Single Family | Res | ROB and NEW | 0 | Residential Households | Cap-Tons | 23 | DEER:HVAC_Eff_HP | -567.5 | -0.154 | 0 | eTRM SWHC049-06 | 5624.76 | 2022 | 469.96 | 2022 | 0 | 0 | eTRM SWHC049-06 | Res Central Heat Pumps - Hot-Dry ¦ PG&E ¦ Hot-Dry | Res Central Heat Pumps - Hot-Dry | 0.093896 | 1 | 0 | RASS 2019 | 350.0736 | 2032 | 0.6 | SWHC049-06
RES-HVAC-24.3 | Res ¦ Packaged/Split Heat Pump (SEER2 19.6) - Cold ¦ PG&E ¦ Cold | Res ¦ Packaged/Split Heat Pump (SEER2 19.6) - Cold | PG&E ¦ Cold | PG&E | All | Electric | Res Packaged/Split HP (Eff. SEER2 19.6) | Efficient |  |  | 0 | Conventional | HVAC | Res - Single Family | Res | ROB and NEW | 0 | Residential Households | Cap-Tons | 23 | DEER:HVAC_Eff_HP | -776.5 | -0.1495 | 0 | eTRM SWHC049-06 | 5624.76 | 2022 | 469.96 | 2022 | 0 | 0 | eTRM SWHC049-06 | Res Central Heat Pumps - Cold ¦ PG&E ¦ Cold | Res Central Heat Pumps - Cold | 0.276 | 1 | 0 | RASS 2019 | 350.0736 | 2032 | 0.6 | SWHC049-06
RES-HVAC-24.4 | Res ¦ Packaged/Split Heat Pump (SEER2 19.6) - Marine ¦ SCE ¦ Marine | Res ¦ Packaged/Split Heat Pump (SEER2 19.6) - Marine | SCE ¦ Marine | SCE | All | Electric | Res Packaged/Split HP (Eff. SEER2 19.6) | Efficient |  |  | 0 | Conventional | HVAC | Res - Single Family | Res | ROB and NEW | 0 | Residential Households | Cap-Tons | 23 | DEER:HVAC_Eff_HP | -88 | -0.05625 | 0 | eTRM SWHC049-06 | 5624.76 | 2022 | 469.96 | 2022 | 0 | 0 | eTRM SWHC049-06 | Res Central Heat Pumps - Marine ¦ SCE ¦ Marine | Res Central Heat Pumps - Marine | 0.043845 | 1 | 0 | RASS 2019 | 350.0736 | 2032 | 0.6 | SWHC049-06
RES-HVAC-24.5 | Res ¦ Packaged/Split Heat Pump (SEER2 19.6) - Hot-Dry ¦ SCE ¦ Hot-Dry | Res ¦ Packaged/Split Heat Pump (SEER2 19.6) - Hot-Dry | SCE ¦ Hot-Dry | SCE | All | Electric | Res Packaged/Split HP (Eff. SEER2 19.6) | Efficient |  |  | 0 | Conventional | HVAC | Res - Single Family | Res | ROB and NEW | 0 | Residential Households | Cap-Tons | 23 | DEER:HVAC_Eff_HP | -172 | -0.137 | 0 | eTRM SWHC049-06 | 5624.76 | 2022 | 469.96 | 2022 | 0 | 0 | eTRM SWHC049-06 | Res Central Heat Pumps - Hot-Dry ¦ SCE ¦ Hot-Dry | Res Central Heat Pumps - Hot-Dry | 0.10105 | 1 | 0 | RASS 2019 | 350.0736 | 2032 | 0.6 | SWHC049-06
RES-HVAC-24.6 | Res ¦ Packaged/Split Heat Pump (SEER2 19.6) - Cold ¦ SCE ¦ Cold | Res ¦ Packaged/Split Heat Pump (SEER2 19.6) - Cold | SCE ¦ Cold | SCE | All | Electric | Res Packaged/Split HP (Eff. SEER2 19.6) | Efficient |  |  | 0 | Conventional | HVAC | Res - Single Family | Res | ROB and NEW | 0 | Residential Households | Cap-Tons | 23 | DEER:HVAC_Eff_HP | -776.5 | -0.1495 | 0 | eTRM SWHC049-06 | 5624.76 | 2022 | 469.96 | 2022 | 0 | 0 | eTRM SWHC049-06 | Res Central Heat Pumps - Cold ¦ SCE ¦ Cold | Res Central Heat Pumps - Cold | 0.022208 | 1 | 0 | RASS 2019 | 350.0736 | 2032 | 0.6 | SWHC049-06
RES-HVAC-24.7 | Res ¦ Packaged/Split Heat Pump (SEER2 19.6) - Marine ¦ SDG&E ¦ Marine | Res ¦ Packaged/Split Heat Pump (SEER2 19.6) - Marine | SDG&E ¦ Marine | SDG&E | All | Electric | Res Packaged/Split HP (Eff. SEER2 19.6) | Efficient |  |  | 0 | Conventional | HVAC | Res - Single Family | Res | ROB and NEW | 0 | Residential Households | Cap-Tons | 23 | DEER:HVAC_Eff_HP | -88 | -0.05625 | 0 | eTRM SWHC049-06 | 5624.76 | 2022 | 469.96 | 2022 | 0 | 0 | eTRM SWHC049-06 | Res Central Heat Pumps - Marine ¦ SDG&E ¦ Marine | Res Central Heat Pumps - Marine | 0.004847 | 1 | 0 | RASS 2019 | 350.0736 | 2032 | 0.6 | SWHC049-06
RES-HVAC-24.8 | Res ¦ Packaged/Split Heat Pump (SEER2 19.6) - Hot-Dry ¦ SDG&E ¦ Hot-Dry | Res ¦ Packaged/Split Heat Pump (SEER2 19.6) - Hot-Dry | SDG&E ¦ Hot-Dry | SDG&E | All | Electric | Res Packaged/Split HP (Eff. SEER2 19.6) | Efficient |  |  | 0 | Conventional | HVAC | Res - Single Family | Res | ROB and NEW | 0 | Residential Households | Cap-Tons | 23 | DEER:HVAC_Eff_HP | -106.95 | -0.11335 | 0 | eTRM SWHC049-06 | 5624.76 | 2022 | 469.96 | 2022 | 0 | 0 | eTRM SWHC049-06 | Res Central Heat Pumps - Hot-Dry ¦ SDG&E ¦ Hot-Dry | Res Central Heat Pumps - Hot-Dry | 0.10359 | 1 | 0 | RASS 2019 | 350.0736 | 2032 | 0.6 | SWHC049-06
RES-HVAC-24.9 | Res ¦ Packaged/Split Heat Pump (SEER2 19.6) - Marine ¦ PG&E ¦ Marine | Res ¦ Packaged/Split Heat Pump (SEER2 19.6) - Marine | PG&E ¦ Marine | PG&E | All | Electric | Res Packaged/Split HP (Eff. SEER2 19.6) | Efficient |  |  | 0 | Conventional | HVAC | Res - Multi Family | Res | ROB and NEW | 0 | Residential Households | Cap-Tons | 23 | DEER:HVAC_Eff_HP | -397.5 | -0.1065 | 0 | eTRM SWHC049-06 | 5624.76 | 2022 | 469.96 | 2022 | 0 | 0 | eTRM SWHC049-06 | Res Central Heat Pumps - Marine ¦ PG&E ¦ Marine | Res Central Heat Pumps - Marine | 0.043287 | 1 | 0 | RASS 2019 | 0 | 2012 | 0.6 | SWHC049-06
RES-HVAC-24.10 | Res ¦ Packaged/Split Heat Pump (SEER2 19.6) - Hot-Dry ¦ PG&E ¦ Hot-Dry | Res ¦ Packaged/Split Heat Pump (SEER2 19.6) - Hot-Dry | PG&E ¦ Hot-Dry | PG&E | All | Electric | Res Packaged/Split HP (Eff. SEER2 19.6) | Efficient |  |  | 0 | Conventional | HVAC | Res - Multi Family | Res | ROB and NEW | 0 | Residential Households | Cap-Tons | 23 | DEER:HVAC_Eff_HP | -747.5 | -0.139 | 0 | eTRM SWHC049-06 | 5624.76 | 2022 | 469.96 | 2022 | 0 | 0 | eTRM SWHC049-06 | Res Central Heat Pumps - Hot-Dry ¦ PG&E ¦ Hot-Dry | Res Central Heat Pumps - Hot-Dry | 0.094358 | 1 | 0 | RASS 2019 | 0 | 2012 | 0.6 | SWHC049-06
RES-HVAC-24.11 | Res ¦ Packaged/Split Heat Pump (SEER2 19.6) - Cold ¦ PG&E ¦ Cold | Res ¦ Packaged/Split Heat Pump (SEER2 19.6) - Cold | PG&E ¦ Cold | PG&E | All | Electric | Res Packaged/Split HP (Eff. SEER2 19.6) | Efficient |  |  | 0 | Conventional | HVAC | Res - Multi Family | Res | ROB and NEW | 0 | Residential Households | Cap-Tons | 23 | DEER:HVAC_Eff_HP | -1250 | -0.173 | 0 | eTRM SWHC049-06 | 5624.76 | 2022 | 469.96 | 2022 | 0 | 0 | eTRM SWHC049-06 | Res Central Heat Pumps - Cold ¦ PG&E ¦ Cold | Res Central Heat Pumps - Cold | 0.33694 | 1 | 0 | RASS 2019 | 0 | 2012 | 0.6 | SWHC049-06
RES-HVAC-24.12 | Res ¦ Packaged/Split Heat Pump (SEER2 19.6) - Marine ¦ SCE ¦ Marine | Res ¦ Packaged/Split Heat Pump (SEER2 19.6) - Marine | SCE ¦ Marine | SCE | All | Electric | Res Packaged/Split HP (Eff. SEER2 19.6) | Efficient |  |  | 0 | Conventional | HVAC | Res - Multi Family | Res | ROB and NEW | 0 | Residential Households | Cap-Tons | 23 | DEER:HVAC_Eff_HP | -107.75 | -0.062 | 0 | eTRM SWHC049-06 | 5624.76 | 2022 | 469.96 | 2022 | 0 | 0 | eTRM SWHC049-06 | Res Central Heat Pumps - Marine ¦ SCE ¦ Marine | Res Central Heat Pumps - Marine | 0.060513 | 1 | 0 | RASS 2019 | 0 | 2012 | 0.6 | SWHC049-06
RES-HVAC-24.13 | Res ¦ Packaged/Split Heat Pump (SEER2 19.6) - Hot-Dry ¦ SCE ¦ Hot-Dry | Res ¦ Packaged/Split Heat Pump (SEER2 19.6) - Hot-Dry | SCE ¦ Hot-Dry | SCE | All | Electric | Res Packaged/Split HP (Eff. SEER2 19.6) | Efficient |  |  | 0 | Conventional | HVAC | Res - Multi Family | Res | ROB and NEW | 0 | Residential Households | Cap-Tons | 23 | DEER:HVAC_Eff_HP | -201 | -0.1105 | 0 | eTRM SWHC049-06 | 5624.76 | 2022 | 469.96 | 2022 | 0 | 0 | eTRM SWHC049-06 | Res Central Heat Pumps - Hot-Dry ¦ SCE ¦ Hot-Dry | Res Central Heat Pumps - Hot-Dry | 0.076784 | 1 | 0 | RASS 2019 | 0 | 2012 | 0.6 | SWHC049-06
RES-HVAC-24.14 | Res ¦ Packaged/Split Heat Pump (SEER2 19.6) - Cold ¦ SCE ¦ Cold | Res ¦ Packaged/Split Heat Pump (SEER2 19.6) - Cold | SCE ¦ Cold | SCE | All | Electric | Res Packaged/Split HP (Eff. SEER2 19.6) | Efficient |  |  | 0 | Conventional | HVAC | Res - Multi Family | Res | ROB and NEW | 0 | Residential Households | Cap-Tons | 23 | DEER:HVAC_Eff_HP | -1250 | -0.173 | 0 | eTRM SWHC049-06 | 5624.76 | 2022 | 469.96 | 2022 | 0 | 0 | eTRM SWHC049-06 | Res Central Heat Pumps - Cold ¦ SCE ¦ Cold | Res Central Heat Pumps - Cold | 0.33694 | 1 | 0 | RASS 2019 | 0 | 2012 | 0.6 | SWHC049-06
RES-HVAC-24.15 | Res ¦ Packaged/Split Heat Pump (SEER2 19.6) - Marine ¦ SDG&E ¦ Marine | Res ¦ Packaged/Split Heat Pump (SEER2 19.6) - Marine | SDG&E ¦ Marine | SDG&E | All | Electric | Res Packaged/Split HP (Eff. SEER2 19.6) | Efficient |  |  | 0 | Conventional | HVAC | Res - Multi Family | Res | ROB and NEW | 0 | Residential Households | Cap-Tons | 23 | DEER:HVAC_Eff_HP | -107.75 | -0.062 | 0 | eTRM SWHC049-06 | 5624.76 | 2022 | 469.96 | 2022 | 0 | 0 | eTRM SWHC049-06 | Res Central Heat Pumps - Marine ¦ SDG&E ¦ Marine | Res Central Heat Pumps - Marine | 0.026356 | 1 | 0 | RASS 2019 | 0 | 2012 | 0.6 | SWHC049-06
RES-HVAC-24.16 | Res ¦ Packaged/Split Heat Pump (SEER2 19.6) - Hot-Dry ¦ SDG&E ¦ Hot-Dry | Res ¦ Packaged/Split Heat Pump (SEER2 19.6) - Hot-Dry | SDG&E ¦ Hot-Dry | SDG&E | All | Electric | Res Packaged/Split HP (Eff. SEER2 19.6) | Efficient |  |  | 0 | Conventional | HVAC | Res - Multi Family | Res | ROB and NEW | 0 | Residential Households | Cap-Tons | 23 | DEER:HVAC_Eff_HP | -116.5 | -0.09845 | 0 | eTRM SWHC049-06 | 5624.76 | 2022 | 469.96 | 2022 | 0 | 0 | eTRM SWHC049-06 | Res Central Heat Pumps - Hot-Dry ¦ SDG&E ¦ Hot-Dry | Res Central Heat Pumps - Hot-Dry | 0.11187 | 1 | 0 | RASS 2019 | 0 | 2012 | 0.6 | SWHC049-06
RES-HVAC-30.1 | Res ¦ Code Level Room AC - Marine ¦ PG&E ¦ Marine | Res ¦ Code Level Room AC - Marine | PG&E ¦ Marine | PG&E | All | Electric | Code Level Room AC | Average Existing and Code |  |  | 0 | Conventional | HVAC | Res - Single Family | Res | ROB and NEW | 0 | Residential Households | air conditioner | 9 | DEER:HVAC_Eff_AC | 0 | 0 | 0 | eTRM SWAP007-04 | 503.27 | 2023 | 189.68 | 2023 | 0 | 0 | eTRM SWAP007-04 | Res Ductless Room ACs - Marine ¦ PG&E ¦ Marine | Res Ductless Room ACs - Marine | 0.41159 | 1 | 1 | RASS 2019 | 0 | 2012 | 0.36 | SWAP007-04
RES-HVAC-30.2 | Res ¦ Code Level Room AC - Hot-Dry ¦ PG&E ¦ Hot-Dry | Res ¦ Code Level Room AC - Hot-Dry | PG&E ¦ Hot-Dry | PG&E | All | Electric | Code Level Room AC | Average Existing and Code |  |  | 0 | Conventional | HVAC | Res - Single Family | Res | ROB and NEW | 0 | Residential Households | air conditioner | 9 | DEER:HVAC_Eff_AC | 0 | 0 | 0 | eTRM SWAP007-04 | 503.27 | 2023 | 189.68 | 2023 | 0 | 0 | eTRM SWAP007-04 | Res Ductless Room ACs - Hot-Dry ¦ PG&E ¦ Hot-Dry | Res Ductless Room ACs - Hot-Dry | 0.8056 | 1 | 1 | RASS 2019 | 0 | 2012 | 0.36 | SWAP007-04
RES-HVAC-30.3 | Res ¦ Code Level Room AC - Cold ¦ PG&E ¦ Cold | Res ¦ Code Level Room AC - Cold | PG&E ¦ Cold | PG&E | All | Electric | Code Level Room AC | Average Existing and Code |  |  | 0 | Conventional | HVAC | Res - Single Family | Res | ROB and NEW | 0 | Residential Households | air conditioner | 9 | DEER:HVAC_Eff_AC | 0 | 0 | 0 | eTRM SWAP007-04 | 503.27 | 2023 | 189.68 | 2023 | 0 | 0 | eTRM SWAP007-04 | Res Ductless Room ACs - Cold ¦ PG&E ¦ Cold | Res Ductless Room ACs - Cold | 0.33396 | 1 | 1 | RASS 2019 | 0 | 2012 | 0.36 | SWAP007-04
RES-HVAC-30.4 | Res ¦ Code Level Room AC - Marine ¦ SCE ¦ Marine | Res ¦ Code Level Room AC - Marine | SCE ¦ Marine | SCE | All | Electric | Code Level Room AC | Average Existing and Code |  |  | 0 | Conventional | HVAC | Res - Single Family | Res | ROB and NEW | 0 | Residential Households | air conditioner | 9 | DEER:HVAC_Eff_AC | 0 | 0 | 0 | eTRM SWAP007-04 | 503.27 | 2023 | 189.68 | 2023 | 0 | 0 | eTRM SWAP007-04 | Res Ductless Room ACs - Marine ¦ SCE ¦ Marine | Res Ductless Room ACs - Marine | 0.77262 | 1 | 0.96667 | RASS 2019 | 0 | 2012 | 0.36 | SWAP007-04
RES-HVAC-30.5 | Res ¦ Code Level Room AC - Hot-Dry ¦ SCE ¦ Hot-Dry | Res ¦ Code Level Room AC - Hot-Dry | SCE ¦ Hot-Dry | SCE | All | Electric | Code Level Room AC | Average Existing and Code |  |  | 0 | Conventional | HVAC | Res - Single Family | Res | ROB and NEW | 0 | Residential Households | air conditioner | 9 | DEER:HVAC_Eff_AC | 0 | 0 | 0 | eTRM SWAP007-04 | 503.27 | 2023 | 189.68 | 2023 | 0 | 0 | eTRM SWAP007-04 | Res Ductless Room ACs - Hot-Dry ¦ SCE ¦ Hot-Dry | Res Ductless Room ACs - Hot-Dry | 0.77483 | 1 | 0.96667 | RASS 2019 | 0 | 2012 | 0.36 | SWAP007-04
RES-HVAC-30.6 | Res ¦ Code Level Room AC - Cold ¦ SCE ¦ Cold | Res ¦ Code Level Room AC - Cold | SCE ¦ Cold | SCE | All | Electric | Code Level Room AC | Average Existing and Code |  |  | 0 | Conventional | HVAC | Res - Single Family | Res | ROB and NEW | 0 | Residential Households | air conditioner | 9 | DEER:HVAC_Eff_AC | 0 | 0 | 0 | eTRM SWAP007-04 | 503.27 | 2023 | 189.68 | 2023 | 0 | 0 | eTRM SWAP007-04 | Res Ductless Room ACs - Cold ¦ SCE ¦ Cold | Res Ductless Room ACs - Cold | 1.2616 | 1 | 0.96667 | RASS 2019 | 0 | 2012 | 0.36 | SWAP007-04
RES-HVAC-30.7 | Res ¦ Code Level Room AC - Marine ¦ SDG&E ¦ Marine | Res ¦ Code Level Room AC - Marine | SDG&E ¦ Marine | SDG&E | All | Electric | Code Level Room AC | Average Existing and Code |  |  | 0 | Conventional | HVAC | Res - Single Family | Res | ROB and NEW | 0 | Residential Households | air conditioner | 9 | DEER:HVAC_Eff_AC | 0 | 0 | 0 | eTRM SWAP007-04 | 503.27 | 2023 | 189.68 | 2023 | 0 | 0 | eTRM SWAP007-04 | Res Ductless Room ACs - Marine ¦ SDG&E ¦ Marine | Res Ductless Room ACs - Marine | 0.24355 | 1 | 1 | RASS 2019 | 0 | 2012 | 0.36 | SWAP007-04
RES-HVAC-30.8 | Res ¦ Code Level Room AC - Hot-Dry ¦ SDG&E ¦ Hot-Dry | Res ¦ Code Level Room AC - Hot-Dry | SDG&E ¦ Hot-Dry | SDG&E | All | Electric | Code Level Room AC | Average Existing and Code |  |  | 0 | Conventional | HVAC | Res - Single Family | Res | ROB and NEW | 0 | Residential Households | air conditioner | 9 | DEER:HVAC_Eff_AC | 0 | 0 | 0 | eTRM SWAP007-04 | 503.27 | 2023 | 189.68 | 2023 | 0 | 0 | eTRM SWAP007-04 | Res Ductless Room ACs - Hot-Dry ¦ SDG&E ¦ Hot-Dry | Res Ductless Room ACs - Hot-Dry | 0.79411 | 1 | 1 | RASS 2019 | 0 | 2012 | 0.36 | SWAP007-04
RES-HVAC-30.9 | Res ¦ Code Level Room AC - Marine ¦ PG&E ¦ Marine | Res ¦ Code Level Room AC - Marine | PG&E ¦ Marine | PG&E | All | Electric | Code Level Room AC | Average Existing and Code |  |  | 0 | Conventional | HVAC | Res - Multi Family | Res | ROB and NEW | 0 | Residential Households | air conditioner | 9 | DEER:HVAC_Eff_AC | 0 | 0 | 0 | eTRM SWAP007-04 | 503.27 | 2023 | 189.68 | 2023 | 0 | 0 | eTRM SWAP007-04 | Res Ductless Room ACs - Marine ¦ PG&E ¦ Marine | Res Ductless Room ACs - Marine | 0.27206 | 1 | 1 | RASS 2019 | 0 | 2012 | 0.36 | SWAP007-04
RES-HVAC-30.10 | Res ¦ Code Level Room AC - Hot-Dry ¦ PG&E ¦ Hot-Dry | Res ¦ Code Level Room AC - Hot-Dry | PG&E ¦ Hot-Dry | PG&E | All | Electric | Code Level Room AC | Average Existing and Code |  |  | 0 | Conventional | HVAC | Res - Multi Family | Res | ROB and NEW | 0 | Residential Households | air conditioner | 9 | DEER:HVAC_Eff_AC | 0 | 0 | 0 | eTRM SWAP007-04 | 503.27 | 2023 | 189.68 | 2023 | 0 | 0 | eTRM SWAP007-04 | Res Ductless Room ACs - Hot-Dry ¦ PG&E ¦ Hot-Dry | Res Ductless Room ACs - Hot-Dry | 0.67856 | 1 | 1 | RASS 2019 | 0 | 2012 | 0.36 | SWAP007-04
RES-HVAC-30.11 | Res ¦ Code Level Room AC - Cold ¦ PG&E ¦ Cold | Res ¦ Code Level Room AC - Cold | PG&E ¦ Cold | PG&E | All | Electric | Code Level Room AC | Average Existing and Code |  |  | 0 | Conventional | HVAC | Res - Multi Family | Res | ROB and NEW | 0 | Residential Households | air conditioner | 9 | DEER:HVAC_Eff_AC | 0 | 0 | 0 | eTRM SWAP007-04 | 503.27 | 2023 | 189.68 | 2023 | 0 | 0 | eTRM SWAP007-04 | Res Ductless Room ACs - Cold ¦ PG&E ¦ Cold | Res Ductless Room ACs - Cold | 1.4276 | 1 | 1 | RASS 2019 | 0 | 2012 | 0.36 | SWAP007-04
RES-HVAC-30.12 | Res ¦ Code Level Room AC - Marine ¦ SCE ¦ Marine | Res ¦ Code Level Room AC - Marine | SCE ¦ Marine | SCE | All | Electric | Code Level Room AC | Average Existing and Code |  |  | 0 | Conventional | HVAC | Res - Multi Family | Res | ROB and NEW | 0 | Residential Households | air conditioner | 9 | DEER:HVAC_Eff_AC | 0 | 0 | 0 | eTRM SWAP007-04 | 503.27 | 2023 | 189.68 | 2023 | 0 | 0 | eTRM SWAP007-04 | Res Ductless Room ACs - Marine ¦ SCE ¦ Marine | Res Ductless Room ACs - Marine | 0.53122 | 1 | 1 | RASS 2019 | 0 | 2012 | 0.36 | SWAP007-04
RES-HVAC-30.13 | Res ¦ Code Level Room AC - Hot-Dry ¦ SCE ¦ Hot-Dry | Res ¦ Code Level Room AC - Hot-Dry | SCE ¦ Hot-Dry | SCE | All | Electric | Code Level Room AC | Average Existing and Code |  |  | 0 | Conventional | HVAC | Res - Multi Family | Res | ROB and NEW | 0 | Residential Households | air conditioner | 9 | DEER:HVAC_Eff_AC | 0 | 0 | 0 | eTRM SWAP007-04 | 503.27 | 2023 | 189.68 | 2023 | 0 | 0 | eTRM SWAP007-04 | Res Ductless Room ACs - Hot-Dry ¦ SCE ¦ Hot-Dry | Res Ductless Room ACs - Hot-Dry | 0.80845 | 1 | 1 | RASS 2019 | 0 | 2012 | 0.36 | SWAP007-04
RES-HVAC-30.14 | Res ¦ Code Level Room AC - Cold ¦ SCE ¦ Cold | Res ¦ Code Level Room AC - Cold | SCE ¦ Cold | SCE | All | Electric | Code Level Room AC | Average Existing and Code |  |  | 0 | Conventional | HVAC | Res - Multi Family | Res | ROB and NEW | 0 | Residential Households | air conditioner | 9 | DEER:HVAC_Eff_AC | 0 | 0 | 0 | eTRM SWAP007-04 | 503.27 | 2023 | 189.68 | 2023 | 0 | 0 | eTRM SWAP007-04 | Res Ductless Room ACs - Cold ¦ SCE ¦ Cold | Res Ductless Room ACs - Cold | 0.62224 | 1 | 1 | RASS 2019 | 0 | 2012 | 0.36 | SWAP007-04
RES-HVAC-30.15 | Res ¦ Code Level Room AC - Marine ¦ SDG&E ¦ Marine | Res ¦ Code Level Room AC - Marine | SDG&E ¦ Marine | SDG&E | All | Electric | Code Level Room AC | Average Existing and Code |  |  | 0 | Conventional | HVAC | Res - Multi Family | Res | ROB and NEW | 0 | Residential Households | air conditioner | 9 | DEER:HVAC_Eff_AC | 0 | 0 | 0 | eTRM SWAP007-04 | 503.27 | 2023 | 189.68 | 2023 | 0 | 0 | eTRM SWAP007-04 | Res Ductless Room ACs - Marine ¦ SDG&E ¦ Marine | Res Ductless Room ACs - Marine | 0.12233 | 1 | 1 | RASS 2019 | 0 | 2012 | 0.36 | SWAP007-04
RES-HVAC-30.16 | Res ¦ Code Level Room AC - Hot-Dry ¦ SDG&E ¦ Hot-Dry | Res ¦ Code Level Room AC - Hot-Dry | SDG&E ¦ Hot-Dry | SDG&E | All | Electric | Code Level Room AC | Average Existing and Code |  |  | 0 | Conventional | HVAC | Res - Multi Family | Res | ROB and NEW | 0 | Residential Households | air conditioner | 9 | DEER:HVAC_Eff_AC | 0 | 0 | 0 | eTRM SWAP007-04 | 503.27 | 2023 | 189.68 | 2023 | 0 | 0 | eTRM SWAP007-04 | Res Ductless Room ACs - Hot-Dry ¦ SDG&E ¦ Hot-Dry | Res Ductless Room ACs - Hot-Dry | 0.44483 | 1 | 1 | RASS 2019 | 0 | 2012 | 0.36 | SWAP007-04
RES-HVAC-31.1 | Res ¦ ENERGY STAR Room AC - Marine ¦ PG&E ¦ Marine | Res ¦ ENERGY STAR Room AC - Marine | PG&E ¦ Marine | PG&E | All | Electric | ENERGY STAR Room AC | Efficient |  |  | 0 | Conventional | HVAC | Res - Single Family | Res | ROB and NEW | 0 | Residential Households | air conditioner | 9 | DEER:HVAC_Eff_AC | -44.4 | 0 | 0 | eTRM SWAP007-04 | 607.64 | 2023 | 189.68 | 2023 | 0 | 0 | eTRM SWAP007-04 | Res Ductless Room ACs - Marine ¦ PG&E ¦ Marine | Res Ductless Room ACs - Marine | 0.41159 | 1 | 0 | RASS 2019 | 0 | 2012 | 0.36 | SWAP007-04
RES-HVAC-31.2 | Res ¦ ENERGY STAR Room AC - Hot-Dry ¦ PG&E ¦ Hot-Dry | Res ¦ ENERGY STAR Room AC - Hot-Dry | PG&E ¦ Hot-Dry | PG&E | All | Electric | ENERGY STAR Room AC | Efficient |  |  | 0 | Conventional | HVAC | Res - Single Family | Res | ROB and NEW | 0 | Residential Households | air conditioner | 9 | DEER:HVAC_Eff_AC | -129 | 0 | 0 | eTRM SWAP007-04 | 607.64 | 2023 | 189.68 | 2023 | 0 | 0 | eTRM SWAP007-04 | Res Ductless Room ACs - Hot-Dry ¦ PG&E ¦ Hot-Dry | Res Ductless Room ACs - Hot-Dry | 0.8056 | 1 | 0 | RASS 2019 | 0 | 2012 | 0.36 | SWAP007-04
RES-HVAC-31.3 | Res ¦ ENERGY STAR Room AC - Cold ¦ PG&E ¦ Cold | Res ¦ ENERGY STAR Room AC - Cold | PG&E ¦ Cold | PG&E | All | Electric | ENERGY STAR Room AC | Efficient |  |  | 0 | Conventional | HVAC | Res - Single Family | Res | ROB and NEW | 0 | Residential Households | air conditioner | 9 | DEER:HVAC_Eff_AC | -136 | 0 | 0 | eTRM SWAP007-04 | 607.64 | 2023 | 189.68 | 2023 | 0 | 0 | eTRM SWAP007-04 | Res Ductless Room ACs - Cold ¦ PG&E ¦ Cold | Res Ductless Room ACs - Cold | 0.33396 | 1 | 0 | RASS 2019 | 0 | 2012 | 0.36 | SWAP007-04
RES-HVAC-31.4 | Res ¦ ENERGY STAR Room AC - Marine ¦ SCE ¦ Marine | Res ¦ ENERGY STAR Room AC - Marine | SCE ¦ Marine | SCE | All | Electric | ENERGY STAR Room AC | Efficient |  |  | 0 | Conventional | HVAC | Res - Single Family | Res | ROB and NEW | 0 | Residential Households | air conditioner | 9 | DEER:HVAC_Eff_AC | -67.2 | 0 | 0 | eTRM SWAP007-04 | 607.64 | 2023 | 189.68 | 2023 | 0 | 0 | eTRM SWAP007-04 | Res Ductless Room ACs - Marine ¦ SCE ¦ Marine | Res Ductless Room ACs - Marine | 0.77262 | 1 | 0.033333 | RASS 2019 | 0 | 2012 | 0.36 | SWAP007-04
RES-HVAC-31.5 | Res ¦ ENERGY STAR Room AC - Hot-Dry ¦ SCE ¦ Hot-Dry | Res ¦ ENERGY STAR Room AC - Hot-Dry | SCE ¦ Hot-Dry | SCE | All | Electric | ENERGY STAR Room AC | Efficient |  |  | 0 | Conventional | HVAC | Res - Single Family | Res | ROB and NEW | 0 | Residential Households | air conditioner | 9 | DEER:HVAC_Eff_AC | -78.4 | 0 | 0 | eTRM SWAP007-04 | 607.64 | 2023 | 189.68 | 2023 | 0 | 0 | eTRM SWAP007-04 | Res Ductless Room ACs - Hot-Dry ¦ SCE ¦ Hot-Dry | Res Ductless Room ACs - Hot-Dry | 0.77483 | 1 | 0.033333 | RASS 2019 | 0 | 2012 | 0.36 | SWAP007-04
RES-HVAC-31.6 | Res ¦ ENERGY STAR Room AC - Cold ¦ SCE ¦ Cold | Res ¦ ENERGY STAR Room AC - Cold | SCE ¦ Cold | SCE | All | Electric | ENERGY STAR Room AC | Efficient |  |  | 0 | Conventional | HVAC | Res - Single Family | Res | ROB and NEW | 0 | Residential Households | air conditioner | 9 | DEER:HVAC_Eff_AC | -136 | 0 | 0 | eTRM SWAP007-04 | 607.64 | 2023 | 189.68 | 2023 | 0 | 0 | eTRM SWAP007-04 | Res Ductless Room ACs - Cold ¦ SCE ¦ Cold | Res Ductless Room ACs - Cold | 1.2616 | 1 | 0.033333 | RASS 2019 | 0 | 2012 | 0.36 | SWAP007-04
RES-HVAC-31.7 | Res ¦ ENERGY STAR Room AC - Marine ¦ SDG&E ¦ Marine | Res ¦ ENERGY STAR Room AC - Marine | SDG&E ¦ Marine | SDG&E | All | Electric | ENERGY STAR Room AC | Efficient |  |  | 0 | Conventional | HVAC | Res - Single Family | Res | ROB and NEW | 0 | Residential Households | air conditioner | 9 | DEER:HVAC_Eff_AC | -67.2 | 0 | 0 | eTRM SWAP007-04 | 607.64 | 2023 | 189.68 | 2023 | 0 | 0 | eTRM SWAP007-04 | Res Ductless Room ACs - Marine ¦ SDG&E ¦ Marine | Res Ductless Room ACs - Marine | 0.24355 | 1 | 0 | RASS 2019 | 0 | 2012 | 0.36 | SWAP007-04
RES-HVAC-31.8 | Res ¦ ENERGY STAR Room AC - Hot-Dry ¦ SDG&E ¦ Hot-Dry | Res ¦ ENERGY STAR Room AC - Hot-Dry | SDG&E ¦ Hot-Dry | SDG&E | All | Electric | ENERGY STAR Room AC | Efficient |  |  | 0 | Conventional | HVAC | Res - Single Family | Res | ROB and NEW | 0 | Residential Households | air conditioner | 9 | DEER:HVAC_Eff_AC | -54.2 | 0 | 0 | eTRM SWAP007-04 | 607.64 | 2023 | 189.68 | 2023 | 0 | 0 | eTRM SWAP007-04 | Res Ductless Room ACs - Hot-Dry ¦ SDG&E ¦ Hot-Dry | Res Ductless Room ACs - Hot-Dry | 0.79411 | 1 | 0 | RASS 2019 | 0 | 2012 | 0.36 | SWAP007-04
RES-HVAC-31.9 | Res ¦ ENERGY STAR Room AC - Marine ¦ PG&E ¦ Marine | Res ¦ ENERGY STAR Room AC - Marine | PG&E ¦ Marine | PG&E | All | Electric | ENERGY STAR Room AC | Efficient |  |  | 0 | Conventional | HVAC | Res - Multi Family | Res | ROB and NEW | 0 | Residential Households | air conditioner | 9 | DEER:HVAC_Eff_AC | -12 | 0 | 0 | eTRM SWAP007-04 | 607.64 | 2023 | 189.68 | 2023 | 0 | 0 | eTRM SWAP007-04 | Res Ductless Room ACs - Marine ¦ PG&E ¦ Marine | Res Ductless Room ACs - Marine | 0.27206 | 1 | 0 | RASS 2019 | 0 | 2012 | 0.36 | SWAP007-04
RES-HVAC-31.10 | Res ¦ ENERGY STAR Room AC - Hot-Dry ¦ PG&E ¦ Hot-Dry | Res ¦ ENERGY STAR Room AC - Hot-Dry | PG&E ¦ Hot-Dry | PG&E | All | Electric | ENERGY STAR Room AC | Efficient |  |  | 0 | Conventional | HVAC | Res - Multi Family | Res | ROB and NEW | 0 | Residential Households | air conditioner | 9 | DEER:HVAC_Eff_AC | -85.3 | 0 | 0 | eTRM SWAP007-04 | 607.64 | 2023 | 189.68 | 2023 | 0 | 0 | eTRM SWAP007-04 | Res Ductless Room ACs - Hot-Dry ¦ PG&E ¦ Hot-Dry | Res Ductless Room ACs - Hot-Dry | 0.67856 | 1 | 0 | RASS 2019 | 0 | 2012 | 0.36 | SWAP007-04
RES-HVAC-31.11 | Res ¦ ENERGY STAR Room AC - Cold ¦ PG&E ¦ Cold | Res ¦ ENERGY STAR Room AC - Cold | PG&E ¦ Cold | PG&E | All | Electric | ENERGY STAR Room AC | Efficient |  |  | 0 | Conventional | HVAC | Res - Multi Family | Res | ROB and NEW | 0 | Residential Households | air conditioner | 9 | DEER:HVAC_Eff_AC | -108 | 0 | 0 | eTRM SWAP007-04 | 607.64 | 2023 | 189.68 | 2023 | 0 | 0 | eTRM SWAP007-04 | Res Ductless Room ACs - Cold ¦ PG&E ¦ Cold | Res Ductless Room ACs - Cold | 1.4276 | 1 | 0 | RASS 2019 | 0 | 2012 | 0.36 | SWAP007-04
RES-HVAC-31.12 | Res ¦ ENERGY STAR Room AC - Marine ¦ SCE ¦ Marine | Res ¦ ENERGY STAR Room AC - Marine | SCE ¦ Marine | SCE | All | Electric | ENERGY STAR Room AC | Efficient |  |  | 0 | Conventional | HVAC | Res - Multi Family | Res | ROB and NEW | 0 | Residential Households | air conditioner | 9 | DEER:HVAC_Eff_AC | -44.8 | 0 | 0 | eTRM SWAP007-04 | 607.64 | 2023 | 189.68 | 2023 | 0 | 0 | eTRM SWAP007-04 | Res Ductless Room ACs - Marine ¦ SCE ¦ Marine | Res Ductless Room ACs - Marine | 0.53122 | 1 | 0 | RASS 2019 | 0 | 2012 | 0.36 | SWAP007-04
RES-HVAC-31.13 | Res ¦ ENERGY STAR Room AC - Hot-Dry ¦ SCE ¦ Hot-Dry | Res ¦ ENERGY STAR Room AC - Hot-Dry | SCE ¦ Hot-Dry | SCE | All | Electric | ENERGY STAR Room AC | Efficient |  |  | 0 | Conventional | HVAC | Res - Multi Family | Res | ROB and NEW | 0 | Residential Households | air conditioner | 9 | DEER:HVAC_Eff_AC | -50 | 0 | 0 | eTRM SWAP007-04 | 607.64 | 2023 | 189.68 | 2023 | 0 | 0 | eTRM SWAP007-04 | Res Ductless Room ACs - Hot-Dry ¦ SCE ¦ Hot-Dry | Res Ductless Room ACs - Hot-Dry | 0.80845 | 1 | 0 | RASS 2019 | 0 | 2012 | 0.36 | SWAP007-04
RES-HVAC-31.14 | Res ¦ ENERGY STAR Room AC - Cold ¦ SCE ¦ Cold | Res ¦ ENERGY STAR Room AC - Cold | SCE ¦ Cold | SCE | All | Electric | ENERGY STAR Room AC | Efficient |  |  | 0 | Conventional | HVAC | Res - Multi Family | Res | ROB and NEW | 0 | Residential Households | air conditioner | 9 | DEER:HVAC_Eff_AC | -108 | 0 | 0 | eTRM SWAP007-04 | 607.64 | 2023 | 189.68 | 2023 | 0 | 0 | eTRM SWAP007-04 | Res Ductless Room ACs - Cold ¦ SCE ¦ Cold | Res Ductless Room ACs - Cold | 0.62224 | 1 | 0 | RASS 2019 | 0 | 2012 | 0.36 | SWAP007-04
RES-HVAC-31.15 | Res ¦ ENERGY STAR Room AC - Marine ¦ SDG&E ¦ Marine | Res ¦ ENERGY STAR Room AC - Marine | SDG&E ¦ Marine | SDG&E | All | Electric | ENERGY STAR Room AC | Efficient |  |  | 0 | Conventional | HVAC | Res - Multi Family | Res | ROB and NEW | 0 | Residential Households | air conditioner | 9 | DEER:HVAC_Eff_AC | -44.8 | 0 | 0 | eTRM SWAP007-04 | 607.64 | 2023 | 189.68 | 2023 | 0 | 0 | eTRM SWAP007-04 | Res Ductless Room ACs - Marine ¦ SDG&E ¦ Marine | Res Ductless Room ACs - Marine | 0.12233 | 1 | 0 | RASS 2019 | 0 | 2012 | 0.36 | SWAP007-04
RES-HVAC-31.16 | Res ¦ ENERGY STAR Room AC - Hot-Dry ¦ SDG&E ¦ Hot-Dry | Res ¦ ENERGY STAR Room AC - Hot-Dry | SDG&E ¦ Hot-Dry | SDG&E | All | Electric | ENERGY STAR Room AC | Efficient |  |  | 0 | Conventional | HVAC | Res - Multi Family | Res | ROB and NEW | 0 | Residential Households | air conditioner | 9 | DEER:HVAC_Eff_AC | -35.2 | 0 | 0 | eTRM SWAP007-04 | 607.64 | 2023 | 189.68 | 2023 | 0 | 0 | eTRM SWAP007-04 | Res Ductless Room ACs - Hot-Dry ¦ SDG&E ¦ Hot-Dry | Res Ductless Room ACs - Hot-Dry | 0.44483 | 1 | 0 | RASS 2019 | 0 | 2012 | 0.36 | SWAP007-04
RES-HVAC-40.1 | Res ¦ Ductless Mini Split Heat Pump (SEER2 14.3) - Marine ¦ PG&E ¦ Marine | Res ¦ Ductless Mini Split Heat Pump (SEER2 14.3) - Marine | PG&E ¦ Marine | PG&E | All | Electric | Ductless Mini Split Heat Pump (Base SEER2 14.3) | Average Existing and Code |  |  | 0 | Conventional | HVAC | Res - Single Family | Res | ROB and NEW | 0 | Residential Households | Cap-Tons | 23 | DEER:HVAC_Eff_HP | 0 | 0 | 0 | eTRM SWHC050-05 | 728.61 | 2022 | 790 | 2022 | 0 | 0 | eTRM SWHC050-05 | Res Ductless Heat Pumps - Marine ¦ PG&E ¦ Marine | Res Ductless Heat Pumps - Marine | 0.0028127 | 1 | 0.99304 | RASS 2019 | 0 | 2012 | 0.6 | SWHC050-05
RES-HVAC-40.2 | Res ¦ Ductless Mini Split Heat Pump (SEER2 14.3) - Hot-Dry ¦ PG&E ¦ Hot-Dry | Res ¦ Ductless Mini Split Heat Pump (SEER2 14.3) - Hot-Dry | PG&E ¦ Hot-Dry | PG&E | All | Electric | Ductless Mini Split Heat Pump (Base SEER2 14.3) | Average Existing and Code |  |  | 0 | Conventional | HVAC | Res - Single Family | Res | ROB and NEW | 0 | Residential Households | Cap-Tons | 23 | DEER:HVAC_Eff_HP | 0 | 0 | 0 | eTRM SWHC050-05 | 728.61 | 2022 | 790 | 2022 | 0 | 0 | eTRM SWHC050-05 | Res Ductless Heat Pumps - Hot-Dry ¦ PG&E ¦ Hot-Dry | Res Ductless Heat Pumps - Hot-Dry | 0.0028127 | 1 | 0.99304 | RASS 2019 | 0 | 2012 | 0.6 | SWHC050-05
RES-HVAC-40.3 | Res ¦ Ductless Mini Split Heat Pump (SEER2 14.3) - Cold ¦ PG&E ¦ Cold | Res ¦ Ductless Mini Split Heat Pump (SEER2 14.3) - Cold | PG&E ¦ Cold | PG&E | All | Electric | Ductless Mini Split Heat Pump (Base SEER2 14.3) | Average Existing and Code |  |  | 0 | Conventional | HVAC | Res - Single Family | Res | ROB and NEW | 0 | Residential Households | Cap-Tons | 23 | DEER:HVAC_Eff_HP | 0 | 0 | 0 | eTRM SWHC050-05 | 728.61 | 2022 | 790 | 2022 | 0 | 0 | eTRM SWHC050-05 | Res Ductless Heat Pumps - Cold ¦ PG&E ¦ Cold | Res Ductless Heat Pumps - Cold | 0.0028127 | 1 | 0.99304 | RASS 2019 | 0 | 2012 | 0.6 | SWHC050-05
RES-HVAC-40.4 | Res ¦ Ductless Mini Split Heat Pump (SEER2 14.3) - Marine ¦ SCE ¦ Marine | Res ¦ Ductless Mini Split Heat Pump (SEER2 14.3) - Marine | SCE ¦ Marine | SCE | All | Electric | Ductless Mini Split Heat Pump (Base SEER2 14.3) | Average Existing and Code |  |  | 0 | Conventional | HVAC | Res - Single Family | Res | ROB and NEW | 0 | Residential Households | Cap-Tons | 23 | DEER:HVAC_Eff_HP | 0 | 0 | 0 | eTRM SWHC050-05 | 728.61 | 2022 | 790 | 2022 | 0 | 0 | eTRM SWHC050-05 | Res Ductless Heat Pumps - Marine ¦ SCE ¦ Marine | Res Ductless Heat Pumps - Marine | 0.0026138 | 1 | 0.99458 | RASS 2019 | 0 | 2012 | 0.6 | SWHC050-05
RES-HVAC-40.5 | Res ¦ Ductless Mini Split Heat Pump (SEER2 14.3) - Hot-Dry ¦ SCE ¦ Hot-Dry | Res ¦ Ductless Mini Split Heat Pump (SEER2 14.3) - Hot-Dry | SCE ¦ Hot-Dry | SCE | All | Electric | Ductless Mini Split Heat Pump (Base SEER2 14.3) | Average Existing and Code |  |  | 0 | Conventional | HVAC | Res - Single Family | Res | ROB and NEW | 0 | Residential Households | Cap-Tons | 23 | DEER:HVAC_Eff_HP | 0 | 0 | 0 | eTRM SWHC050-05 | 728.61 | 2022 | 790 | 2022 | 0 | 0 | eTRM SWHC050-05 | Res Ductless Heat Pumps - Hot-Dry ¦ SCE ¦ Hot-Dry | Res Ductless Heat Pumps - Hot-Dry | 0.0026138 | 1 | 0.99458 | RASS 2019 | 0 | 2012 | 0.6 | SWHC050-05
RES-HVAC-40.6 | Res ¦ Ductless Mini Split Heat Pump (SEER2 14.3) - Cold ¦ SCE ¦ Cold | Res ¦ Ductless Mini Split Heat Pump (SEER2 14.3) - Cold | SCE ¦ Cold | SCE | All | Electric | Ductless Mini Split Heat Pump (Base SEER2 14.3) | Average Existing and Code |  |  | 0 | Conventional | HVAC | Res - Single Family | Res | ROB and NEW | 0 | Residential Households | Cap-Tons | 23 | DEER:HVAC_Eff_HP | 0 | 0 | 0 | eTRM SWHC050-05 | 728.61 | 2022 | 790 | 2022 | 0 | 0 | eTRM SWHC050-05 | Res Ductless Heat Pumps - Cold ¦ SCE ¦ Cold | Res Ductless Heat Pumps - Cold | 0.0026138 | 1 | 0.99458 | RASS 2019 | 0 | 2012 | 0.6 | SWHC050-05
RES-HVAC-40.7 | Res ¦ Ductless Mini Split Heat Pump (SEER2 14.3) - Marine ¦ SDG&E ¦ Marine | Res ¦ Ductless Mini Split Heat Pump (SEER2 14.3) - Marine | SDG&E ¦ Marine | SDG&E | All | Electric | Ductless Mini Split Heat Pump (Base SEER2 14.3) | Average Existing and Code |  |  | 0 | Conventional | HVAC | Res - Single Family | Res | ROB and NEW | 0 | Residential Households | Cap-Tons | 23 | DEER:HVAC_Eff_HP | 0 | 0 | 0 | eTRM SWHC050-05 | 728.61 | 2022 | 790 | 2022 | 0 | 0 | eTRM SWHC050-05 | Res Ductless Heat Pumps - Marine ¦ SDG&E ¦ Marine | Res Ductless Heat Pumps - Marine | 0.0045295 | 1 | 0.9806 | RASS 2019 | 0 | 2012 | 0.6 | SWHC050-05
RES-HVAC-40.8 | Res ¦ Ductless Mini Split Heat Pump (SEER2 14.3) - Hot-Dry ¦ SDG&E ¦ Hot-Dry | Res ¦ Ductless Mini Split Heat Pump (SEER2 14.3) - Hot-Dry | SDG&E ¦ Hot-Dry | SDG&E | All | Electric | Ductless Mini Split Heat Pump (Base SEER2 14.3) | Average Existing and Code |  |  | 0 | Conventional | HVAC | Res - Single Family | Res | ROB and NEW | 0 | Residential Households | Cap-Tons | 23 | DEER:HVAC_Eff_HP | 0 | 0 | 0 | eTRM SWHC050-05 | 728.61 | 2022 | 790 | 2022 | 0 | 0 | eTRM SWHC050-05 | Res Ductless Heat Pumps - Hot-Dry ¦ SDG&E ¦ Hot-Dry | Res Ductless Heat Pumps - Hot-Dry | 0.0045295 | 1 | 0.9806 | RASS 2019 | 0 | 2012 | 0.6 | SWHC050-05
RES-HVAC-40.9 | Res ¦ Ductless Mini Split Heat Pump (SEER2 14.3) - Marine ¦ PG&E ¦ Marine | Res ¦ Ductless Mini Split Heat Pump (SEER2 14.3) - Marine | PG&E ¦ Marine | PG&E | All | Electric | Ductless Mini Split Heat Pump (Base SEER2 14.3) | Average Existing and Code |  |  | 0 | Conventional | HVAC | Res - Multi Family | Res | ROB and NEW | 0 | Residential Households | Cap-Tons | 23 | DEER:HVAC_Eff_HP | 0 | 0 | 0 | eTRM SWHC050-05 | 728.61 | 2022 | 790 | 2022 | 0 | 0 | eTRM SWHC050-05 | Res Ductless Heat Pumps - Marine ¦ PG&E ¦ Marine | Res Ductless Heat Pumps - Marine | 0.0001278 | 1 | 1 | RASS 2019 | 0 | 2012 | 0.6 | SWHC050-05
RES-HVAC-40.10 | Res ¦ Ductless Mini Split Heat Pump (SEER2 14.3) - Hot-Dry ¦ PG&E ¦ Hot-Dry | Res ¦ Ductless Mini Split Heat Pump (SEER2 14.3) - Hot-Dry | PG&E ¦ Hot-Dry | PG&E | All | Electric | Ductless Mini Split Heat Pump (Base SEER2 14.3) | Average Existing and Code |  |  | 0 | Conventional | HVAC | Res - Multi Family | Res | ROB and NEW | 0 | Residential Households | Cap-Tons | 23 | DEER:HVAC_Eff_HP | 0 | 0 | 0 | eTRM SWHC050-05 | 728.61 | 2022 | 790 | 2022 | 0 | 0 | eTRM SWHC050-05 | Res Ductless Heat Pumps - Hot-Dry ¦ PG&E ¦ Hot-Dry | Res Ductless Heat Pumps - Hot-Dry | 0.0001278 | 1 | 1 | RASS 2019 | 0 | 2012 | 0.6 | SWHC050-05
RES-HVAC-40.11 | Res ¦ Ductless Mini Split Heat Pump (SEER2 14.3) - Cold ¦ PG&E ¦ Cold | Res ¦ Ductless Mini Split Heat Pump (SEER2 14.3) - Cold | PG&E ¦ Cold | PG&E | All | Electric | Ductless Mini Split Heat Pump (Base SEER2 14.3) | Average Existing and Code |  |  | 0 | Conventional | HVAC | Res - Multi Family | Res | ROB and NEW | 0 | Residential Households | Cap-Tons | 23 | DEER:HVAC_Eff_HP | 0 | 0 | 0 | eTRM SWHC050-05 | 728.61 | 2022 | 790 | 2022 | 0 | 0 | eTRM SWHC050-05 | Res Ductless Heat Pumps - Cold ¦ PG&E ¦ Cold | Res Ductless Heat Pumps - Cold | 0.0001278 | 1 | 1 | RASS 2019 | 0 | 2012 | 0.6 | SWHC050-05
RES-HVAC-40.12 | Res ¦ Ductless Mini Split Heat Pump (SEER2 14.3) - Marine ¦ SCE ¦ Marine | Res ¦ Ductless Mini Split Heat Pump (SEER2 14.3) - Marine | SCE ¦ Marine | SCE | All | Electric | Ductless Mini Split Heat Pump (Base SEER2 14.3) | Average Existing and Code |  |  | 0 | Conventional | HVAC | Res - Multi Family | Res | ROB and NEW | 0 | Residential Households | Cap-Tons | 23 | DEER:HVAC_Eff_HP | 0 | 0 | 0 | eTRM SWHC050-05 | 728.61 | 2022 | 790 | 2022 | 0 | 0 | eTRM SWHC050-05 | Res Ductless Heat Pumps - Marine ¦ SCE ¦ Marine | Res Ductless Heat Pumps - Marine | 0.00064227 | 1 | 1 | RASS 2019 | 0 | 2012 | 0.6 | SWHC050-05
RES-HVAC-40.13 | Res ¦ Ductless Mini Split Heat Pump (SEER2 14.3) - Hot-Dry ¦ SCE ¦ Hot-Dry | Res ¦ Ductless Mini Split Heat Pump (SEER2 14.3) - Hot-Dry | SCE ¦ Hot-Dry | SCE | All | Electric | Ductless Mini Split Heat Pump (Base SEER2 14.3) | Average Existing and Code |  |  | 0 | Conventional | HVAC | Res - Multi Family | Res | ROB and NEW | 0 | Residential Households | Cap-Tons | 23 | DEER:HVAC_Eff_HP | 0 | 0 | 0 | eTRM SWHC050-05 | 728.61 | 2022 | 790 | 2022 | 0 | 0 | eTRM SWHC050-05 | Res Ductless Heat Pumps - Hot-Dry ¦ SCE ¦ Hot-Dry | Res Ductless Heat Pumps - Hot-Dry | 0.00064227 | 1 | 1 | RASS 2019 | 0 | 2012 | 0.6 | SWHC050-05
RES-HVAC-40.14 | Res ¦ Ductless Mini Split Heat Pump (SEER2 14.3) - Cold ¦ SCE ¦ Cold | Res ¦ Ductless Mini Split Heat Pump (SEER2 14.3) - Cold | SCE ¦ Cold | SCE | All | Electric | Ductless Mini Split Heat Pump (Base SEER2 14.3) | Average Existing and Code |  |  | 0 | Conventional | HVAC | Res - Multi Family | Res | ROB and NEW | 0 | Residential Households | Cap-Tons | 23 | DEER:HVAC_Eff_HP | 0 | 0 | 0 | eTRM SWHC050-05 | 728.61 | 2022 | 790 | 2022 | 0 | 0 | eTRM SWHC050-05 | Res Ductless Heat Pumps - Cold ¦ SCE ¦ Cold | Res Ductless Heat Pumps - Cold | 0.00064227 | 1 | 1 | RASS 2019 | 0 | 2012 | 0.6 | SWHC050-05
RES-HVAC-40.15 | Res ¦ Ductless Mini Split Heat Pump (SEER2 14.3) - Marine ¦ SDG&E ¦ Marine | Res ¦ Ductless Mini Split Heat Pump (SEER2 14.3) - Marine | SDG&E ¦ Marine | SDG&E | All | Electric | Ductless Mini Split Heat Pump (Base SEER2 14.3) | Average Existing and Code |  |  | 0 | Conventional | HVAC | Res - Multi Family | Res | ROB and NEW | 0 | Residential Households | Cap-Tons | 23 | DEER:HVAC_Eff_HP | 0 | 0 | 0 | eTRM SWHC050-05 | 728.61 | 2022 | 790 | 2022 | 0 | 0 | eTRM SWHC050-05 | Res Ductless Heat Pumps - Marine ¦ SDG&E ¦ Marine | Res Ductless Heat Pumps - Marine | 0.0009705 | 1 | 0.97524 | RASS 2019 | 0 | 2012 | 0.6 | SWHC050-05
RES-HVAC-40.16 | Res ¦ Ductless Mini Split Heat Pump (SEER2 14.3) - Hot-Dry ¦ SDG&E ¦ Hot-Dry | Res ¦ Ductless Mini Split Heat Pump (SEER2 14.3) - Hot-Dry | SDG&E ¦ Hot-Dry | SDG&E | All | Electric | Ductless Mini Split Heat Pump (Base SEER2 14.3) | Average Existing and Code |  |  | 0 | Conventional | HVAC | Res - Multi Family | Res | ROB and NEW | 0 | Residential Households | Cap-Tons | 23 | DEER:HVAC_Eff_HP | 0 | 0 | 0 | eTRM SWHC050-05 | 728.61 | 2022 | 790 | 2022 | 0 | 0 | eTRM SWHC050-05 | Res Ductless Heat Pumps - Hot-Dry ¦ SDG&E ¦ Hot-Dry | Res Ductless Heat Pumps - Hot-Dry | 0.0009705 | 1 | 0.97524 | RASS 2019 | 0 | 2012 | 0.6 | SWHC050-05
RES-HVAC-41.1 | Res ¦ Ductless Mini Split Heat Pump (SEER2 15.2) - Marine ¦ PG&E ¦ Marine | Res ¦ Ductless Mini Split Heat Pump (SEER2 15.2) - Marine | PG&E ¦ Marine | PG&E | All | Electric | Ductless Mini Split Heat Pump (Eff. SEER2 15.2) | Efficient |  |  | 0 | Conventional | HVAC | Res - Single Family | Res | ROB and NEW | 0 | Residential Households | Cap-Tons | 23 | DEER:HVAC_Eff_HP | -14.6 | -0.01387 | 0 | eTRM SWHC050-05 | 824.88 | 2022 | 790 | 2022 | 0 | 0 | eTRM SWHC050-05 | Res Ductless Heat Pumps - Marine ¦ PG&E ¦ Marine | Res Ductless Heat Pumps - Marine | 0.0028127 | 1 | 0.0069612 | RASS 2019 | 466.6861 | 2032 | 0.6 | SWHC050-05
RES-HVAC-41.2 | Res ¦ Ductless Mini Split Heat Pump (SEER2 15.2) - Hot-Dry ¦ PG&E ¦ Hot-Dry | Res ¦ Ductless Mini Split Heat Pump (SEER2 15.2) - Hot-Dry | PG&E ¦ Hot-Dry | PG&E | All | Electric | Ductless Mini Split Heat Pump (Eff. SEER2 15.2) | Efficient |  |  | 0 | Conventional | HVAC | Res - Single Family | Res | ROB and NEW | 0 | Residential Households | Cap-Tons | 23 | DEER:HVAC_Eff_HP | -25.05 | -0.0214 | 0 | eTRM SWHC050-05 | 824.88 | 2022 | 790 | 2022 | 0 | 0 | eTRM SWHC050-05 | Res Ductless Heat Pumps - Hot-Dry ¦ PG&E ¦ Hot-Dry | Res Ductless Heat Pumps - Hot-Dry | 0.0028127 | 1 | 0.0069612 | RASS 2019 | 466.6861 | 2032 | 0.6 | SWHC050-05
RES-HVAC-41.3 | Res ¦ Ductless Mini Split Heat Pump (SEER2 15.2) - Cold ¦ PG&E ¦ Cold | Res ¦ Ductless Mini Split Heat Pump (SEER2 15.2) - Cold | PG&E ¦ Cold | PG&E | All | Electric | Ductless Mini Split Heat Pump (Eff. SEER2 15.2) | Efficient |  |  | 0 | Conventional | HVAC | Res - Single Family | Res | ROB and NEW | 0 | Residential Households | Cap-Tons | 23 | DEER:HVAC_Eff_HP | -32.85 | -0.0214 | 0 | eTRM SWHC050-05 | 824.88 | 2022 | 790 | 2022 | 0 | 0 | eTRM SWHC050-05 | Res Ductless Heat Pumps - Cold ¦ PG&E ¦ Cold | Res Ductless Heat Pumps - Cold | 0.0028127 | 1 | 0.0069612 | RASS 2019 | 466.6861 | 2032 | 0.6 | SWHC050-05
RES-HVAC-41.4 | Res ¦ Ductless Mini Split Heat Pump (SEER2 15.2) - Marine ¦ SCE ¦ Marine | Res ¦ Ductless Mini Split Heat Pump (SEER2 15.2) - Marine | SCE ¦ Marine | SCE | All | Electric | Ductless Mini Split Heat Pump (Eff. SEER2 15.2) | Efficient |  |  | 0 | Conventional | HVAC | Res - Single Family | Res | ROB and NEW | 0 | Residential Households | Cap-Tons | 23 | DEER:HVAC_Eff_HP | -11.61 | -0.007435 | 0 | eTRM SWHC050-05 | 824.88 | 2022 | 790 | 2022 | 0 | 0 | eTRM SWHC050-05 | Res Ductless Heat Pumps - Marine ¦ SCE ¦ Marine | Res Ductless Heat Pumps - Marine | 0.0026138 | 1 | 0.0054167 | RASS 2019 | 466.6861 | 2032 | 0.6 | SWHC050-05
RES-HVAC-41.5 | Res ¦ Ductless Mini Split Heat Pump (SEER2 15.2) - Hot-Dry ¦ SCE ¦ Hot-Dry | Res ¦ Ductless Mini Split Heat Pump (SEER2 15.2) - Hot-Dry | SCE ¦ Hot-Dry | SCE | All | Electric | Ductless Mini Split Heat Pump (Eff. SEER2 15.2) | Efficient |  |  | 0 | Conventional | HVAC | Res - Single Family | Res | ROB and NEW | 0 | Residential Households | Cap-Tons | 23 | DEER:HVAC_Eff_HP | -20.9 | -0.01815 | 0 | eTRM SWHC050-05 | 824.88 | 2022 | 790 | 2022 | 0 | 0 | eTRM SWHC050-05 | Res Ductless Heat Pumps - Hot-Dry ¦ SCE ¦ Hot-Dry | Res Ductless Heat Pumps - Hot-Dry | 0.0026138 | 1 | 0.0054167 | RASS 2019 | 466.6861 | 2032 | 0.6 | SWHC050-05
RES-HVAC-41.6 | Res ¦ Ductless Mini Split Heat Pump (SEER2 15.2) - Cold ¦ SCE ¦ Cold | Res ¦ Ductless Mini Split Heat Pump (SEER2 15.2) - Cold | SCE ¦ Cold | SCE | All | Electric | Ductless Mini Split Heat Pump (Eff. SEER2 15.2) | Efficient |  |  | 0 | Conventional | HVAC | Res - Single Family | Res | ROB and NEW | 0 | Residential Households | Cap-Tons | 23 | DEER:HVAC_Eff_HP | -32.85 | -0.0214 | 0 | eTRM SWHC050-05 | 824.88 | 2022 | 790 | 2022 | 0 | 0 | eTRM SWHC050-05 | Res Ductless Heat Pumps - Cold ¦ SCE ¦ Cold | Res Ductless Heat Pumps - Cold | 0.0026138 | 1 | 0.0054167 | RASS 2019 | 466.6861 | 2032 | 0.6 | SWHC050-05
RES-HVAC-41.7 | Res ¦ Ductless Mini Split Heat Pump (SEER2 15.2) - Marine ¦ SDG&E ¦ Marine | Res ¦ Ductless Mini Split Heat Pump (SEER2 15.2) - Marine | SDG&E ¦ Marine | SDG&E | All | Electric | Ductless Mini Split Heat Pump (Eff. SEER2 15.2) | Efficient |  |  | 0 | Conventional | HVAC | Res - Single Family | Res | ROB and NEW | 0 | Residential Households | Cap-Tons | 23 | DEER:HVAC_Eff_HP | -11.61 | -0.007435 | 0 | eTRM SWHC050-05 | 824.88 | 2022 | 790 | 2022 | 0 | 0 | eTRM SWHC050-05 | Res Ductless Heat Pumps - Marine ¦ SDG&E ¦ Marine | Res Ductless Heat Pumps - Marine | 0.0045295 | 1 | 0.019403 | RASS 2019 | 466.6861 | 2032 | 0.6 | SWHC050-05
RES-HVAC-41.8 | Res ¦ Ductless Mini Split Heat Pump (SEER2 15.2) - Hot-Dry ¦ SDG&E ¦ Hot-Dry | Res ¦ Ductless Mini Split Heat Pump (SEER2 15.2) - Hot-Dry | SDG&E ¦ Hot-Dry | SDG&E | All | Electric | Ductless Mini Split Heat Pump (Eff. SEER2 15.2) | Efficient |  |  | 0 | Conventional | HVAC | Res - Single Family | Res | ROB and NEW | 0 | Residential Households | Cap-Tons | 23 | DEER:HVAC_Eff_HP | -13.585 | -0.0143 | 0 | eTRM SWHC050-05 | 824.88 | 2022 | 790 | 2022 | 0 | 0 | eTRM SWHC050-05 | Res Ductless Heat Pumps - Hot-Dry ¦ SDG&E ¦ Hot-Dry | Res Ductless Heat Pumps - Hot-Dry | 0.0045295 | 1 | 0.019403 | RASS 2019 | 466.6861 | 2032 | 0.6 | SWHC050-05
RES-HVAC-41.9 | Res ¦ Ductless Mini Split Heat Pump (SEER2 15.2) - Marine ¦ PG&E ¦ Marine | Res ¦ Ductless Mini Split Heat Pump (SEER2 15.2) - Marine | PG&E ¦ Marine | PG&E | All | Electric | Ductless Mini Split Heat Pump (Eff. SEER2 15.2) | Efficient |  |  | 0 | Conventional | HVAC | Res - Multi Family | Res | ROB and NEW | 0 | Residential Households | Cap-Tons | 23 | DEER:HVAC_Eff_HP | -15.6 | -0.01455 | 0 | eTRM SWHC050-05 | 824.88 | 2022 | 790 | 2022 | 0 | 0 | eTRM SWHC050-05 | Res Ductless Heat Pumps - Marine ¦ PG&E ¦ Marine | Res Ductless Heat Pumps - Marine | 0.0001278 | 1 | 0 | RASS 2019 | 0 | 2012 | 0.6 | SWHC050-05
RES-HVAC-41.10 | Res ¦ Ductless Mini Split Heat Pump (SEER2 15.2) - Hot-Dry ¦ PG&E ¦ Hot-Dry | Res ¦ Ductless Mini Split Heat Pump (SEER2 15.2) - Hot-Dry | PG&E ¦ Hot-Dry | PG&E | All | Electric | Ductless Mini Split Heat Pump (Eff. SEER2 15.2) | Efficient |  |  | 0 | Conventional | HVAC | Res - Multi Family | Res | ROB and NEW | 0 | Residential Households | Cap-Tons | 23 | DEER:HVAC_Eff_HP | -19.4 | -0.0216 | 0 | eTRM SWHC050-05 | 824.88 | 2022 | 790 | 2022 | 0 | 0 | eTRM SWHC050-05 | Res Ductless Heat Pumps - Hot-Dry ¦ PG&E ¦ Hot-Dry | Res Ductless Heat Pumps - Hot-Dry | 0.0001278 | 1 | 0 | RASS 2019 | 0 | 2012 | 0.6 | SWHC050-05
RES-HVAC-41.11 | Res ¦ Ductless Mini Split Heat Pump (SEER2 15.2) - Cold ¦ PG&E ¦ Cold | Res ¦ Ductless Mini Split Heat Pump (SEER2 15.2) - Cold | PG&E ¦ Cold | PG&E | All | Electric | Ductless Mini Split Heat Pump (Eff. SEER2 15.2) | Efficient |  |  | 0 | Conventional | HVAC | Res - Multi Family | Res | ROB and NEW | 0 | Residential Households | Cap-Tons | 23 | DEER:HVAC_Eff_HP | -33.45 | -0.0238 | 0 | eTRM SWHC050-05 | 824.88 | 2022 | 790 | 2022 | 0 | 0 | eTRM SWHC050-05 | Res Ductless Heat Pumps - Cold ¦ PG&E ¦ Cold | Res Ductless Heat Pumps - Cold | 0.0001278 | 1 | 0 | RASS 2019 | 0 | 2012 | 0.6 | SWHC050-05
RES-HVAC-41.12 | Res ¦ Ductless Mini Split Heat Pump (SEER2 15.2) - Marine ¦ SCE ¦ Marine | Res ¦ Ductless Mini Split Heat Pump (SEER2 15.2) - Marine | SCE ¦ Marine | SCE | All | Electric | Ductless Mini Split Heat Pump (Eff. SEER2 15.2) | Efficient |  |  | 0 | Conventional | HVAC | Res - Multi Family | Res | ROB and NEW | 0 | Residential Households | Cap-Tons | 23 | DEER:HVAC_Eff_HP | -12.59 | -0.009095 | 0 | eTRM SWHC050-05 | 824.88 | 2022 | 790 | 2022 | 0 | 0 | eTRM SWHC050-05 | Res Ductless Heat Pumps - Marine ¦ SCE ¦ Marine | Res Ductless Heat Pumps - Marine | 0.00064227 | 1 | 0 | RASS 2019 | 0 | 2012 | 0.6 | SWHC050-05
RES-HVAC-41.13 | Res ¦ Ductless Mini Split Heat Pump (SEER2 15.2) - Hot-Dry ¦ SCE ¦ Hot-Dry | Res ¦ Ductless Mini Split Heat Pump (SEER2 15.2) - Hot-Dry | SCE ¦ Hot-Dry | SCE | All | Electric | Ductless Mini Split Heat Pump (Eff. SEER2 15.2) | Efficient |  |  | 0 | Conventional | HVAC | Res - Multi Family | Res | ROB and NEW | 0 | Residential Households | Cap-Tons | 23 | DEER:HVAC_Eff_HP | -23.2 | -0.0161 | 0 | eTRM SWHC050-05 | 824.88 | 2022 | 790 | 2022 | 0 | 0 | eTRM SWHC050-05 | Res Ductless Heat Pumps - Hot-Dry ¦ SCE ¦ Hot-Dry | Res Ductless Heat Pumps - Hot-Dry | 0.00064227 | 1 | 0 | RASS 2019 | 0 | 2012 | 0.6 | SWHC050-05
RES-HVAC-41.14 | Res ¦ Ductless Mini Split Heat Pump (SEER2 15.2) - Cold ¦ SCE ¦ Cold | Res ¦ Ductless Mini Split Heat Pump (SEER2 15.2) - Cold | SCE ¦ Cold | SCE | All | Electric | Ductless Mini Split Heat Pump (Eff. SEER2 15.2) | Efficient |  |  | 0 | Conventional | HVAC | Res - Multi Family | Res | ROB and NEW | 0 | Residential Households | Cap-Tons | 23 | DEER:HVAC_Eff_HP | -33.45 | -0.0238 | 0 | eTRM SWHC050-05 | 824.88 | 2022 | 790 | 2022 | 0 | 0 | eTRM SWHC050-05 | Res Ductless Heat Pumps - Cold ¦ SCE ¦ Cold | Res Ductless Heat Pumps - Cold | 0.00064227 | 1 | 0 | RASS 2019 | 0 | 2012 | 0.6 | SWHC050-05
RES-HVAC-41.15 | Res ¦ Ductless Mini Split Heat Pump (SEER2 15.2) - Marine ¦ SDG&E ¦ Marine | Res ¦ Ductless Mini Split Heat Pump (SEER2 15.2) - Marine | SDG&E ¦ Marine | SDG&E | All | Electric | Ductless Mini Split Heat Pump (Eff. SEER2 15.2) | Efficient |  |  | 0 | Conventional | HVAC | Res - Multi Family | Res | ROB and NEW | 0 | Residential Households | Cap-Tons | 23 | DEER:HVAC_Eff_HP | -12.59 | -0.009095 | 0 | eTRM SWHC050-05 | 824.88 | 2022 | 790 | 2022 | 0 | 0 | eTRM SWHC050-05 | Res Ductless Heat Pumps - Marine ¦ SDG&E ¦ Marine | Res Ductless Heat Pumps - Marine | 0.0009705 | 1 | 0.024762 | RASS 2019 | 0 | 2012 | 0.6 | SWHC050-05
RES-HVAC-41.16 | Res ¦ Ductless Mini Split Heat Pump (SEER2 15.2) - Hot-Dry ¦ SDG&E ¦ Hot-Dry | Res ¦ Ductless Mini Split Heat Pump (SEER2 15.2) - Hot-Dry | SDG&E ¦ Hot-Dry | SDG&E | All | Electric | Ductless Mini Split Heat Pump (Eff. SEER2 15.2) | Efficient |  |  | 0 | Conventional | HVAC | Res - Multi Family | Res | ROB and NEW | 0 | Residential Households | Cap-Tons | 23 | DEER:HVAC_Eff_HP | -12.815 | -0.015295 | 0 | eTRM SWHC050-05 | 824.88 | 2022 | 790 | 2022 | 0 | 0 | eTRM SWHC050-05 | Res Ductless Heat Pumps - Hot-Dry ¦ SDG&E ¦ Hot-Dry | Res Ductless Heat Pumps - Hot-Dry | 0.0009705 | 1 | 0.024762 | RASS 2019 | 0 | 2012 | 0.6 | SWHC050-05
RES-HVAC-42.1 | Res ¦ Ductless Mini Split Heat Pump (SEER2 16.0) - Marine ¦ PG&E ¦ Marine | Res ¦ Ductless Mini Split Heat Pump (SEER2 16.0) - Marine | PG&E ¦ Marine | PG&E | All | Electric | Ductless Mini Split Heat Pump (Eff. SEER2 16) | Efficient |  |  | 0 | Conventional | HVAC | Res - Single Family | Res | ROB and NEW | 0 | Residential Households | Cap-Tons | 23 | DEER:HVAC_Eff_HP | -27.3 | -0.02295 | 0 | eTRM SWHC050-05 | 921.14 | 2022 | 790 | 2022 | 0 | 0 | eTRM SWHC050-05 | Res Ductless Heat Pumps - Marine ¦ PG&E ¦ Marine | Res Ductless Heat Pumps - Marine | 0.0028127 | 1 | 0 | RASS 2019 | 466.6861 | 2032 | 0.6 | SWHC050-05
RES-HVAC-42.2 | Res ¦ Ductless Mini Split Heat Pump (SEER2 16.0) - Hot-Dry ¦ PG&E ¦ Hot-Dry | Res ¦ Ductless Mini Split Heat Pump (SEER2 16.0) - Hot-Dry | PG&E ¦ Hot-Dry | PG&E | All | Electric | Ductless Mini Split Heat Pump (Eff. SEER2 16) | Efficient |  |  | 0 | Conventional | HVAC | Res - Single Family | Res | ROB and NEW | 0 | Residential Households | Cap-Tons | 23 | DEER:HVAC_Eff_HP | -47.2 | -0.03605 | 0 | eTRM SWHC050-05 | 921.14 | 2022 | 790 | 2022 | 0 | 0 | eTRM SWHC050-05 | Res Ductless Heat Pumps - Hot-Dry ¦ PG&E ¦ Hot-Dry | Res Ductless Heat Pumps - Hot-Dry | 0.0028127 | 1 | 0 | RASS 2019 | 466.6861 | 2032 | 0.6 | SWHC050-05
RES-HVAC-42.3 | Res ¦ Ductless Mini Split Heat Pump (SEER2 16.0) - Cold ¦ PG&E ¦ Cold | Res ¦ Ductless Mini Split Heat Pump (SEER2 16.0) - Cold | PG&E ¦ Cold | PG&E | All | Electric | Ductless Mini Split Heat Pump (Eff. SEER2 16) | Efficient |  |  | 0 | Conventional | HVAC | Res - Single Family | Res | ROB and NEW | 0 | Residential Households | Cap-Tons | 23 | DEER:HVAC_Eff_HP | -57.85 | -0.03565 | 0 | eTRM SWHC050-05 | 921.14 | 2022 | 790 | 2022 | 0 | 0 | eTRM SWHC050-05 | Res Ductless Heat Pumps - Cold ¦ PG&E ¦ Cold | Res Ductless Heat Pumps - Cold | 0.0028127 | 1 | 0 | RASS 2019 | 466.6861 | 2032 | 0.6 | SWHC050-05
RES-HVAC-42.4 | Res ¦ Ductless Mini Split Heat Pump (SEER2 16.0) - Marine ¦ SCE ¦ Marine | Res ¦ Ductless Mini Split Heat Pump (SEER2 16.0) - Marine | SCE ¦ Marine | SCE | All | Electric | Ductless Mini Split Heat Pump (Eff. SEER2 16) | Efficient |  |  | 0 | Conventional | HVAC | Res - Single Family | Res | ROB and NEW | 0 | Residential Households | Cap-Tons | 23 | DEER:HVAC_Eff_HP | -21.05 | -0.0125 | 0 | eTRM SWHC050-05 | 921.14 | 2022 | 790 | 2022 | 0 | 0 | eTRM SWHC050-05 | Res Ductless Heat Pumps - Marine ¦ SCE ¦ Marine | Res Ductless Heat Pumps - Marine | 0.0026138 | 1 | 0 | RASS 2019 | 466.6861 | 2032 | 0.6 | SWHC050-05
RES-HVAC-42.5 | Res ¦ Ductless Mini Split Heat Pump (SEER2 16.0) - Hot-Dry ¦ SCE ¦ Hot-Dry | Res ¦ Ductless Mini Split Heat Pump (SEER2 16.0) - Hot-Dry | SCE ¦ Hot-Dry | SCE | All | Electric | Ductless Mini Split Heat Pump (Eff. SEER2 16) | Efficient |  |  | 0 | Conventional | HVAC | Res - Single Family | Res | ROB and NEW | 0 | Residential Households | Cap-Tons | 23 | DEER:HVAC_Eff_HP | -36.75 | -0.03135 | 0 | eTRM SWHC050-05 | 921.14 | 2022 | 790 | 2022 | 0 | 0 | eTRM SWHC050-05 | Res Ductless Heat Pumps - Hot-Dry ¦ SCE ¦ Hot-Dry | Res Ductless Heat Pumps - Hot-Dry | 0.0026138 | 1 | 0 | RASS 2019 | 466.6861 | 2032 | 0.6 | SWHC050-05
RES-HVAC-42.6 | Res ¦ Ductless Mini Split Heat Pump (SEER2 16.0) - Cold ¦ SCE ¦ Cold | Res ¦ Ductless Mini Split Heat Pump (SEER2 16.0) - Cold | SCE ¦ Cold | SCE | All | Electric | Ductless Mini Split Heat Pump (Eff. SEER2 16) | Efficient |  |  | 0 | Conventional | HVAC | Res - Single Family | Res | ROB and NEW | 0 | Residential Households | Cap-Tons | 23 | DEER:HVAC_Eff_HP | -57.85 | -0.03565 | 0 | eTRM SWHC050-05 | 921.14 | 2022 | 790 | 2022 | 0 | 0 | eTRM SWHC050-05 | Res Ductless Heat Pumps - Cold ¦ SCE ¦ Cold | Res Ductless Heat Pumps - Cold | 0.0026138 | 1 | 0 | RASS 2019 | 466.6861 | 2032 | 0.6 | SWHC050-05
RES-HVAC-42.7 | Res ¦ Ductless Mini Split Heat Pump (SEER2 16.0) - Marine ¦ SDG&E ¦ Marine | Res ¦ Ductless Mini Split Heat Pump (SEER2 16.0) - Marine | SDG&E ¦ Marine | SDG&E | All | Electric | Ductless Mini Split Heat Pump (Eff. SEER2 16) | Efficient |  |  | 0 | Conventional | HVAC | Res - Single Family | Res | ROB and NEW | 0 | Residential Households | Cap-Tons | 23 | DEER:HVAC_Eff_HP | -21.05 | -0.0125 | 0 | eTRM SWHC050-05 | 921.14 | 2022 | 790 | 2022 | 0 | 0 | eTRM SWHC050-05 | Res Ductless Heat Pumps - Marine ¦ SDG&E ¦ Marine | Res Ductless Heat Pumps - Marine | 0.0045295 | 1 | 0 | RASS 2019 | 466.6861 | 2032 | 0.6 | SWHC050-05
RES-HVAC-42.8 | Res ¦ Ductless Mini Split Heat Pump (SEER2 16.0) - Hot-Dry ¦ SDG&E ¦ Hot-Dry | Res ¦ Ductless Mini Split Heat Pump (SEER2 16.0) - Hot-Dry | SDG&E ¦ Hot-Dry | SDG&E | All | Electric | Ductless Mini Split Heat Pump (Eff. SEER2 16) | Efficient |  |  | 0 | Conventional | HVAC | Res - Single Family | Res | ROB and NEW | 0 | Residential Households | Cap-Tons | 23 | DEER:HVAC_Eff_HP | -24.6 | -0.02425 | 0 | eTRM SWHC050-05 | 921.14 | 2022 | 790 | 2022 | 0 | 0 | eTRM SWHC050-05 | Res Ductless Heat Pumps - Hot-Dry ¦ SDG&E ¦ Hot-Dry | Res Ductless Heat Pumps - Hot-Dry | 0.0045295 | 1 | 0 | RASS 2019 | 466.6861 | 2032 | 0.6 | SWHC050-05
RES-HVAC-42.9 | Res ¦ Ductless Mini Split Heat Pump (SEER2 16.0) - Marine ¦ PG&E ¦ Marine | Res ¦ Ductless Mini Split Heat Pump (SEER2 16.0) - Marine | PG&E ¦ Marine | PG&E | All | Electric | Ductless Mini Split Heat Pump (Eff. SEER2 16) | Efficient |  |  | 0 | Conventional | HVAC | Res - Multi Family | Res | ROB and NEW | 0 | Residential Households | Cap-Tons | 23 | DEER:HVAC_Eff_HP | -27.95 | -0.02365 | 0 | eTRM SWHC050-05 | 921.14 | 2022 | 790 | 2022 | 0 | 0 | eTRM SWHC050-05 | Res Ductless Heat Pumps - Marine ¦ PG&E ¦ Marine | Res Ductless Heat Pumps - Marine | 0.0001278 | 1 | 0 | RASS 2019 | 0 | 2012 | 0.6 | SWHC050-05
RES-HVAC-42.10 | Res ¦ Ductless Mini Split Heat Pump (SEER2 16.0) - Hot-Dry ¦ PG&E ¦ Hot-Dry | Res ¦ Ductless Mini Split Heat Pump (SEER2 16.0) - Hot-Dry | PG&E ¦ Hot-Dry | PG&E | All | Electric | Ductless Mini Split Heat Pump (Eff. SEER2 16) | Efficient |  |  | 0 | Conventional | HVAC | Res - Multi Family | Res | ROB and NEW | 0 | Residential Households | Cap-Tons | 23 | DEER:HVAC_Eff_HP | -34.35 | -0.03555 | 0 | eTRM SWHC050-05 | 921.14 | 2022 | 790 | 2022 | 0 | 0 | eTRM SWHC050-05 | Res Ductless Heat Pumps - Hot-Dry ¦ PG&E ¦ Hot-Dry | Res Ductless Heat Pumps - Hot-Dry | 0.0001278 | 1 | 0 | RASS 2019 | 0 | 2012 | 0.6 | SWHC050-05
RES-HVAC-42.11 | Res ¦ Ductless Mini Split Heat Pump (SEER2 16.0) - Cold ¦ PG&E ¦ Cold | Res ¦ Ductless Mini Split Heat Pump (SEER2 16.0) - Cold | PG&E ¦ Cold | PG&E | All | Electric | Ductless Mini Split Heat Pump (Eff. SEER2 16) | Efficient |  |  | 0 | Conventional | HVAC | Res - Multi Family | Res | ROB and NEW | 0 | Residential Households | Cap-Tons | 23 | DEER:HVAC_Eff_HP | -58.65 | -0.03925 | 0 | eTRM SWHC050-05 | 921.14 | 2022 | 790 | 2022 | 0 | 0 | eTRM SWHC050-05 | Res Ductless Heat Pumps - Cold ¦ PG&E ¦ Cold | Res Ductless Heat Pumps - Cold | 0.0001278 | 1 | 0 | RASS 2019 | 0 | 2012 | 0.6 | SWHC050-05
RES-HVAC-42.12 | Res ¦ Ductless Mini Split Heat Pump (SEER2 16.0) - Marine ¦ SCE ¦ Marine | Res ¦ Ductless Mini Split Heat Pump (SEER2 16.0) - Marine | SCE ¦ Marine | SCE | All | Electric | Ductless Mini Split Heat Pump (Eff. SEER2 16) | Efficient |  |  | 0 | Conventional | HVAC | Res - Multi Family | Res | ROB and NEW | 0 | Residential Households | Cap-Tons | 23 | DEER:HVAC_Eff_HP | -21.85 | -0.01495 | 0 | eTRM SWHC050-05 | 921.14 | 2022 | 790 | 2022 | 0 | 0 | eTRM SWHC050-05 | Res Ductless Heat Pumps - Marine ¦ SCE ¦ Marine | Res Ductless Heat Pumps - Marine | 0.00064227 | 1 | 0 | RASS 2019 | 0 | 2012 | 0.6 | SWHC050-05
RES-HVAC-42.13 | Res ¦ Ductless Mini Split Heat Pump (SEER2 16.0) - Hot-Dry ¦ SCE ¦ Hot-Dry | Res ¦ Ductless Mini Split Heat Pump (SEER2 16.0) - Hot-Dry | SCE ¦ Hot-Dry | SCE | All | Electric | Ductless Mini Split Heat Pump (Eff. SEER2 16) | Efficient |  |  | 0 | Conventional | HVAC | Res - Multi Family | Res | ROB and NEW | 0 | Residential Households | Cap-Tons | 23 | DEER:HVAC_Eff_HP | -39.6 | -0.0258 | 0 | eTRM SWHC050-05 | 921.14 | 2022 | 790 | 2022 | 0 | 0 | eTRM SWHC050-05 | Res Ductless Heat Pumps - Hot-Dry ¦ SCE ¦ Hot-Dry | Res Ductless Heat Pumps - Hot-Dry | 0.00064227 | 1 | 0 | RASS 2019 | 0 | 2012 | 0.6 | SWHC050-05
RES-HVAC-42.14 | Res ¦ Ductless Mini Split Heat Pump (SEER2 16.0) - Cold ¦ SCE ¦ Cold | Res ¦ Ductless Mini Split Heat Pump (SEER2 16.0) - Cold | SCE ¦ Cold | SCE | All | Electric | Ductless Mini Split Heat Pump (Eff. SEER2 16) | Efficient |  |  | 0 | Conventional | HVAC | Res - Multi Family | Res | ROB and NEW | 0 | Residential Households | Cap-Tons | 23 | DEER:HVAC_Eff_HP | -58.65 | -0.03925 | 0 | eTRM SWHC050-05 | 921.14 | 2022 | 790 | 2022 | 0 | 0 | eTRM SWHC050-05 | Res Ductless Heat Pumps - Cold ¦ SCE ¦ Cold | Res Ductless Heat Pumps - Cold | 0.00064227 | 1 | 0 | RASS 2019 | 0 | 2012 | 0.6 | SWHC050-05
RES-HVAC-42.15 | Res ¦ Ductless Mini Split Heat Pump (SEER2 16.0) - Marine ¦ SDG&E ¦ Marine | Res ¦ Ductless Mini Split Heat Pump (SEER2 16.0) - Marine | SDG&E ¦ Marine | SDG&E | All | Electric | Ductless Mini Split Heat Pump (Eff. SEER2 16) | Efficient |  |  | 0 | Conventional | HVAC | Res - Multi Family | Res | ROB and NEW | 0 | Residential Households | Cap-Tons | 23 | DEER:HVAC_Eff_HP | -21.85 | -0.01495 | 0 | eTRM SWHC050-05 | 921.14 | 2022 | 790 | 2022 | 0 | 0 | eTRM SWHC050-05 | Res Ductless Heat Pumps - Marine ¦ SDG&E ¦ Marine | Res Ductless Heat Pumps - Marine | 0.0009705 | 1 | 0 | RASS 2019 | 0 | 2012 | 0.6 | SWHC050-05
RES-HVAC-42.16 | Res ¦ Ductless Mini Split Heat Pump (SEER2 16.0) - Hot-Dry ¦ SDG&E ¦ Hot-Dry | Res ¦ Ductless Mini Split Heat Pump (SEER2 16.0) - Hot-Dry | SDG&E ¦ Hot-Dry | SDG&E | All | Electric | Ductless Mini Split Heat Pump (Eff. SEER2 16) | Efficient |  |  | 0 | Conventional | HVAC | Res - Multi Family | Res | ROB and NEW | 0 | Residential Households | Cap-Tons | 23 | DEER:HVAC_Eff_HP | -21.65 | -0.0252 | 0 | eTRM SWHC050-05 | 921.14 | 2022 | 790 | 2022 | 0 | 0 | eTRM SWHC050-05 | Res Ductless Heat Pumps - Hot-Dry ¦ SDG&E ¦ Hot-Dry | Res Ductless Heat Pumps - Hot-Dry | 0.0009705 | 1 | 0 | RASS 2019 | 0 | 2012 | 0.6 | SWHC050-05
RES-HVAC-43.1 | Res ¦ Ductless Mini Split Heat Pump (SEER2 17.8) - Marine ¦ PG&E ¦ Marine | Res ¦ Ductless Mini Split Heat Pump (SEER2 17.8) - Marine | PG&E ¦ Marine | PG&E | All | Electric | Ductless Mini Split Heat Pump (Fff. SEER2 17.8) | Efficient |  |  | 0 | Conventional | HVAC | Res - Single Family | Res | ROB and NEW | 0 | Residential Households | Cap-Tons | 23 | DEER:HVAC_Eff_HP | -46.7 | -0.0361 | 0 | eTRM SWHC050-05 | 1113.67 | 2022 | 790 | 2022 | 0 | 0 | eTRM SWHC050-05 | Res Ductless Heat Pumps - Marine ¦ PG&E ¦ Marine | Res Ductless Heat Pumps - Marine | 0.0028127 | 1 | 0 | RASS 2019 | 466.6861 | 2032 | 0.6 | SWHC050-05
RES-HVAC-43.2 | Res ¦ Ductless Mini Split Heat Pump (SEER2 17.8) - Hot-Dry ¦ PG&E ¦ Hot-Dry | Res ¦ Ductless Mini Split Heat Pump (SEER2 17.8) - Hot-Dry | PG&E ¦ Hot-Dry | PG&E | All | Electric | Ductless Mini Split Heat Pump (Fff. SEER2 17.8) | Efficient |  |  | 0 | Conventional | HVAC | Res - Single Family | Res | ROB and NEW | 0 | Residential Households | Cap-Tons | 23 | DEER:HVAC_Eff_HP | -81.1 | -0.05755 | 0 | eTRM SWHC050-05 | 1113.67 | 2022 | 790 | 2022 | 0 | 0 | eTRM SWHC050-05 | Res Ductless Heat Pumps - Hot-Dry ¦ PG&E ¦ Hot-Dry | Res Ductless Heat Pumps - Hot-Dry | 0.0028127 | 1 | 0 | RASS 2019 | 466.6861 | 2032 | 0.6 | SWHC050-05
RES-HVAC-43.3 | Res ¦ Ductless Mini Split Heat Pump (SEER2 17.8) - Cold ¦ PG&E ¦ Cold | Res ¦ Ductless Mini Split Heat Pump (SEER2 17.8) - Cold | PG&E ¦ Cold | PG&E | All | Electric | Ductless Mini Split Heat Pump (Fff. SEER2 17.8) | Efficient |  |  | 0 | Conventional | HVAC | Res - Single Family | Res | ROB and NEW | 0 | Residential Households | Cap-Tons | 23 | DEER:HVAC_Eff_HP | -95.6 | -0.05735 | 0 | eTRM SWHC050-05 | 1113.67 | 2022 | 790 | 2022 | 0 | 0 | eTRM SWHC050-05 | Res Ductless Heat Pumps - Cold ¦ PG&E ¦ Cold | Res Ductless Heat Pumps - Cold | 0.0028127 | 1 | 0 | RASS 2019 | 466.6861 | 2032 | 0.6 | SWHC050-05
RES-HVAC-43.4 | Res ¦ Ductless Mini Split Heat Pump (SEER2 17.8) - Marine ¦ SCE ¦ Marine | Res ¦ Ductless Mini Split Heat Pump (SEER2 17.8) - Marine | SCE ¦ Marine | SCE | All | Electric | Ductless Mini Split Heat Pump (Fff. SEER2 17.8) | Efficient |  |  | 0 | Conventional | HVAC | Res - Single Family | Res | ROB and NEW | 0 | Residential Households | Cap-Tons | 23 | DEER:HVAC_Eff_HP | -35.3 | -0.02005 | 0 | eTRM SWHC050-05 | 1113.67 | 2022 | 790 | 2022 | 0 | 0 | eTRM SWHC050-05 | Res Ductless Heat Pumps - Marine ¦ SCE ¦ Marine | Res Ductless Heat Pumps - Marine | 0.0026138 | 1 | 0 | RASS 2019 | 466.6861 | 2032 | 0.6 | SWHC050-05
RES-HVAC-43.5 | Res ¦ Ductless Mini Split Heat Pump (SEER2 17.8) - Hot-Dry ¦ SCE ¦ Hot-Dry | Res ¦ Ductless Mini Split Heat Pump (SEER2 17.8) - Hot-Dry | SCE ¦ Hot-Dry | SCE | All | Electric | Ductless Mini Split Heat Pump (Fff. SEER2 17.8) | Efficient |  |  | 0 | Conventional | HVAC | Res - Single Family | Res | ROB and NEW | 0 | Residential Households | Cap-Tons | 23 | DEER:HVAC_Eff_HP | -60.7 | -0.0504 | 0 | eTRM SWHC050-05 | 1113.67 | 2022 | 790 | 2022 | 0 | 0 | eTRM SWHC050-05 | Res Ductless Heat Pumps - Hot-Dry ¦ SCE ¦ Hot-Dry | Res Ductless Heat Pumps - Hot-Dry | 0.0026138 | 1 | 0 | RASS 2019 | 466.6861 | 2032 | 0.6 | SWHC050-05
RES-HVAC-43.6 | Res ¦ Ductless Mini Split Heat Pump (SEER2 17.8) - Cold ¦ SCE ¦ Cold | Res ¦ Ductless Mini Split Heat Pump (SEER2 17.8) - Cold | SCE ¦ Cold | SCE | All | Electric | Ductless Mini Split Heat Pump (Fff. SEER2 17.8) | Efficient |  |  | 0 | Conventional | HVAC | Res - Single Family | Res | ROB and NEW | 0 | Residential Households | Cap-Tons | 23 | DEER:HVAC_Eff_HP | -95.6 | -0.05735 | 0 | eTRM SWHC050-05 | 1113.67 | 2022 | 790 | 2022 | 0 | 0 | eTRM SWHC050-05 | Res Ductless Heat Pumps - Cold ¦ SCE ¦ Cold | Res Ductless Heat Pumps - Cold | 0.0026138 | 1 | 0 | RASS 2019 | 466.6861 | 2032 | 0.6 | SWHC050-05
RES-HVAC-43.7 | Res ¦ Ductless Mini Split Heat Pump (SEER2 17.8) - Marine ¦ SDG&E ¦ Marine | Res ¦ Ductless Mini Split Heat Pump (SEER2 17.8) - Marine | SDG&E ¦ Marine | SDG&E | All | Electric | Ductless Mini Split Heat Pump (Fff. SEER2 17.8) | Efficient |  |  | 0 | Conventional | HVAC | Res - Single Family | Res | ROB and NEW | 0 | Residential Households | Cap-Tons | 23 | DEER:HVAC_Eff_HP | -35.3 | -0.02005 | 0 | eTRM SWHC050-05 | 1113.67 | 2022 | 790 | 2022 | 0 | 0 | eTRM SWHC050-05 | Res Ductless Heat Pumps - Marine ¦ SDG&E ¦ Marine | Res Ductless Heat Pumps - Marine | 0.0045295 | 1 | 0 | RASS 2019 | 466.6861 | 2032 | 0.6 | SWHC050-05
RES-HVAC-43.8 | Res ¦ Ductless Mini Split Heat Pump (SEER2 17.8) - Hot-Dry ¦ SDG&E ¦ Hot-Dry | Res ¦ Ductless Mini Split Heat Pump (SEER2 17.8) - Hot-Dry | SDG&E ¦ Hot-Dry | SDG&E | All | Electric | Ductless Mini Split Heat Pump (Fff. SEER2 17.8) | Efficient |  |  | 0 | Conventional | HVAC | Res - Single Family | Res | ROB and NEW | 0 | Residential Households | Cap-Tons | 23 | DEER:HVAC_Eff_HP | -41.25 | -0.03865 | 0 | eTRM SWHC050-05 | 1113.67 | 2022 | 790 | 2022 | 0 | 0 | eTRM SWHC050-05 | Res Ductless Heat Pumps - Hot-Dry ¦ SDG&E ¦ Hot-Dry | Res Ductless Heat Pumps - Hot-Dry | 0.0045295 | 1 | 0 | RASS 2019 | 466.6861 | 2032 | 0.6 | SWHC050-05
RES-HVAC-43.9 | Res ¦ Ductless Mini Split Heat Pump (SEER2 17.8) - Marine ¦ PG&E ¦ Marine | Res ¦ Ductless Mini Split Heat Pump (SEER2 17.8) - Marine | PG&E ¦ Marine | PG&E | All | Electric | Ductless Mini Split Heat Pump (Fff. SEER2 17.8) | Efficient |  |  | 0 | Conventional | HVAC | Res - Multi Family | Res | ROB and NEW | 0 | Residential Households | Cap-Tons | 23 | DEER:HVAC_Eff_HP | -46.7 | -0.0384 | 0 | eTRM SWHC050-05 | 1113.67 | 2022 | 790 | 2022 | 0 | 0 | eTRM SWHC050-05 | Res Ductless Heat Pumps - Marine ¦ PG&E ¦ Marine | Res Ductless Heat Pumps - Marine | 0.0001278 | 1 | 0 | RASS 2019 | 0 | 2012 | 0.6 | SWHC050-05
RES-HVAC-43.10 | Res ¦ Ductless Mini Split Heat Pump (SEER2 17.8) - Hot-Dry ¦ PG&E ¦ Hot-Dry | Res ¦ Ductless Mini Split Heat Pump (SEER2 17.8) - Hot-Dry | PG&E ¦ Hot-Dry | PG&E | All | Electric | Ductless Mini Split Heat Pump (Fff. SEER2 17.8) | Efficient |  |  | 0 | Conventional | HVAC | Res - Multi Family | Res | ROB and NEW | 0 | Residential Households | Cap-Tons | 23 | DEER:HVAC_Eff_HP | -57.05 | -0.05675 | 0 | eTRM SWHC050-05 | 1113.67 | 2022 | 790 | 2022 | 0 | 0 | eTRM SWHC050-05 | Res Ductless Heat Pumps - Hot-Dry ¦ PG&E ¦ Hot-Dry | Res Ductless Heat Pumps - Hot-Dry | 0.0001278 | 1 | 0 | RASS 2019 | 0 | 2012 | 0.6 | SWHC050-05
RES-HVAC-43.11 | Res ¦ Ductless Mini Split Heat Pump (SEER2 17.8) - Cold ¦ PG&E ¦ Cold | Res ¦ Ductless Mini Split Heat Pump (SEER2 17.8) - Cold | PG&E ¦ Cold | PG&E | All | Electric | Ductless Mini Split Heat Pump (Fff. SEER2 17.8) | Efficient |  |  | 0 | Conventional | HVAC | Res - Multi Family | Res | ROB and NEW | 0 | Residential Households | Cap-Tons | 23 | DEER:HVAC_Eff_HP | -96.6 | -0.06335 | 0 | eTRM SWHC050-05 | 1113.67 | 2022 | 790 | 2022 | 0 | 0 | eTRM SWHC050-05 | Res Ductless Heat Pumps - Cold ¦ PG&E ¦ Cold | Res Ductless Heat Pumps - Cold | 0.0001278 | 1 | 0 | RASS 2019 | 0 | 2012 | 0.6 | SWHC050-05
RES-HVAC-43.12 | Res ¦ Ductless Mini Split Heat Pump (SEER2 17.8) - Marine ¦ SCE ¦ Marine | Res ¦ Ductless Mini Split Heat Pump (SEER2 17.8) - Marine | SCE ¦ Marine | SCE | All | Electric | Ductless Mini Split Heat Pump (Fff. SEER2 17.8) | Efficient |  |  | 0 | Conventional | HVAC | Res - Multi Family | Res | ROB and NEW | 0 | Residential Households | Cap-Tons | 23 | DEER:HVAC_Eff_HP | -35.7 | -0.0234 | 0 | eTRM SWHC050-05 | 1113.67 | 2022 | 790 | 2022 | 0 | 0 | eTRM SWHC050-05 | Res Ductless Heat Pumps - Marine ¦ SCE ¦ Marine | Res Ductless Heat Pumps - Marine | 0.00064227 | 1 | 0 | RASS 2019 | 0 | 2012 | 0.6 | SWHC050-05
RES-HVAC-43.13 | Res ¦ Ductless Mini Split Heat Pump (SEER2 17.8) - Hot-Dry ¦ SCE ¦ Hot-Dry | Res ¦ Ductless Mini Split Heat Pump (SEER2 17.8) - Hot-Dry | SCE ¦ Hot-Dry | SCE | All | Electric | Ductless Mini Split Heat Pump (Fff. SEER2 17.8) | Efficient |  |  | 0 | Conventional | HVAC | Res - Multi Family | Res | ROB and NEW | 0 | Residential Households | Cap-Tons | 23 | DEER:HVAC_Eff_HP | -64.05 | -0.04205 | 0 | eTRM SWHC050-05 | 1113.67 | 2022 | 790 | 2022 | 0 | 0 | eTRM SWHC050-05 | Res Ductless Heat Pumps - Hot-Dry ¦ SCE ¦ Hot-Dry | Res Ductless Heat Pumps - Hot-Dry | 0.00064227 | 1 | 0 | RASS 2019 | 0 | 2012 | 0.6 | SWHC050-05
RES-HVAC-43.14 | Res ¦ Ductless Mini Split Heat Pump (SEER2 17.8) - Cold ¦ SCE ¦ Cold | Res ¦ Ductless Mini Split Heat Pump (SEER2 17.8) - Cold | SCE ¦ Cold | SCE | All | Electric | Ductless Mini Split Heat Pump (Fff. SEER2 17.8) | Efficient |  |  | 0 | Conventional | HVAC | Res - Multi Family | Res | ROB and NEW | 0 | Residential Households | Cap-Tons | 23 | DEER:HVAC_Eff_HP | -96.6 | -0.06335 | 0 | eTRM SWHC050-05 | 1113.67 | 2022 | 790 | 2022 | 0 | 0 | eTRM SWHC050-05 | Res Ductless Heat Pumps - Cold ¦ SCE ¦ Cold | Res Ductless Heat Pumps - Cold | 0.00064227 | 1 | 0 | RASS 2019 | 0 | 2012 | 0.6 | SWHC050-05
RES-HVAC-43.15 | Res ¦ Ductless Mini Split Heat Pump (SEER2 17.8) - Marine ¦ SDG&E ¦ Marine | Res ¦ Ductless Mini Split Heat Pump (SEER2 17.8) - Marine | SDG&E ¦ Marine | SDG&E | All | Electric | Ductless Mini Split Heat Pump (Fff. SEER2 17.8) | Efficient |  |  | 0 | Conventional | HVAC | Res - Multi Family | Res | ROB and NEW | 0 | Residential Households | Cap-Tons | 23 | DEER:HVAC_Eff_HP | -35.7 | -0.0234 | 0 | eTRM SWHC050-05 | 1113.67 | 2022 | 790 | 2022 | 0 | 0 | eTRM SWHC050-05 | Res Ductless Heat Pumps - Marine ¦ SDG&E ¦ Marine | Res Ductless Heat Pumps - Marine | 0.0009705 | 1 | 0 | RASS 2019 | 0 | 2012 | 0.6 | SWHC050-05
RES-HVAC-43.16 | Res ¦ Ductless Mini Split Heat Pump (SEER2 17.8) - Hot-Dry ¦ SDG&E ¦ Hot-Dry | Res ¦ Ductless Mini Split Heat Pump (SEER2 17.8) - Hot-Dry | SDG&E ¦ Hot-Dry | SDG&E | All | Electric | Ductless Mini Split Heat Pump (Fff. SEER2 17.8) | Efficient |  |  | 0 | Conventional | HVAC | Res - Multi Family | Res | ROB and NEW | 0 | Residential Households | Cap-Tons | 23 | DEER:HVAC_Eff_HP | -34.95 | -0.0395 | 0 | eTRM SWHC050-05 | 1113.67 | 2022 | 790 | 2022 | 0 | 0 | eTRM SWHC050-05 | Res Ductless Heat Pumps - Hot-Dry ¦ SDG&E ¦ Hot-Dry | Res Ductless Heat Pumps - Hot-Dry | 0.0009705 | 1 | 0 | RASS 2019 | 0 | 2012 | 0.6 | SWHC050-05
RES-HVAC-44.1 | Res ¦ Ductless Mini Split Heat Pump (SEER2 19.6) - Marine ¦ PG&E ¦ Marine | Res ¦ Ductless Mini Split Heat Pump (SEER2 19.6) - Marine | PG&E ¦ Marine | PG&E | All | Electric | Ductless Mini Split Heat Pump (Eff. SEER2 19.6) | Efficient |  |  | 0 | Conventional | HVAC | Res - Single Family | Res | ROB and NEW | 0 | Residential Households | Cap-Tons | 23 | DEER:HVAC_Eff_HP | -65.35 | -0.06195 | 0 | eTRM SWHC050-05 | 1306.2 | 2022 | 790 | 2022 | 0 | 0 | eTRM SWHC050-05 | Res Ductless Heat Pumps - Marine ¦ PG&E ¦ Marine | Res Ductless Heat Pumps - Marine | 0.0028127 | 1 | 0 | RASS 2019 | 466.6861 | 2032 | 0.6 | SWHC050-05
RES-HVAC-44.2 | Res ¦ Ductless Mini Split Heat Pump (SEER2 19.6) - Hot-Dry ¦ PG&E ¦ Hot-Dry | Res ¦ Ductless Mini Split Heat Pump (SEER2 19.6) - Hot-Dry | PG&E ¦ Hot-Dry | PG&E | All | Electric | Ductless Mini Split Heat Pump (Eff. SEER2 19.6) | Efficient |  |  | 0 | Conventional | HVAC | Res - Single Family | Res | ROB and NEW | 0 | Residential Households | Cap-Tons | 23 | DEER:HVAC_Eff_HP | -112.5 | -0.0643 | 0 | eTRM SWHC050-05 | 1306.2 | 2022 | 790 | 2022 | 0 | 0 | eTRM SWHC050-05 | Res Ductless Heat Pumps - Hot-Dry ¦ PG&E ¦ Hot-Dry | Res Ductless Heat Pumps - Hot-Dry | 0.0028127 | 1 | 0 | RASS 2019 | 466.6861 | 2032 | 0.6 | SWHC050-05
RES-HVAC-44.3 | Res ¦ Ductless Mini Split Heat Pump (SEER2 19.6) - Cold ¦ PG&E ¦ Cold | Res ¦ Ductless Mini Split Heat Pump (SEER2 19.6) - Cold | PG&E ¦ Cold | PG&E | All | Electric | Ductless Mini Split Heat Pump (Eff. SEER2 19.6) | Efficient |  |  | 0 | Conventional | HVAC | Res - Single Family | Res | ROB and NEW | 0 | Residential Households | Cap-Tons | 23 | DEER:HVAC_Eff_HP | -128 | -0.0682 | 0 | eTRM SWHC050-05 | 1306.2 | 2022 | 790 | 2022 | 0 | 0 | eTRM SWHC050-05 | Res Ductless Heat Pumps - Cold ¦ PG&E ¦ Cold | Res Ductless Heat Pumps - Cold | 0.0028127 | 1 | 0 | RASS 2019 | 466.6861 | 2032 | 0.6 | SWHC050-05
RES-HVAC-44.4 | Res ¦ Ductless Mini Split Heat Pump (SEER2 19.6) - Marine ¦ SCE ¦ Marine | Res ¦ Ductless Mini Split Heat Pump (SEER2 19.6) - Marine | SCE ¦ Marine | SCE | All | Electric | Ductless Mini Split Heat Pump (Eff. SEER2 19.6) | Efficient |  |  | 0 | Conventional | HVAC | Res - Single Family | Res | ROB and NEW | 0 | Residential Households | Cap-Tons | 23 | DEER:HVAC_Eff_HP | -48.3 | -0.02345 | 0 | eTRM SWHC050-05 | 1306.2 | 2022 | 790 | 2022 | 0 | 0 | eTRM SWHC050-05 | Res Ductless Heat Pumps - Marine ¦ SCE ¦ Marine | Res Ductless Heat Pumps - Marine | 0.0026138 | 1 | 0 | RASS 2019 | 466.6861 | 2032 | 0.6 | SWHC050-05
RES-HVAC-44.5 | Res ¦ Ductless Mini Split Heat Pump (SEER2 19.6) - Hot-Dry ¦ SCE ¦ Hot-Dry | Res ¦ Ductless Mini Split Heat Pump (SEER2 19.6) - Hot-Dry | SCE ¦ Hot-Dry | SCE | All | Electric | Ductless Mini Split Heat Pump (Eff. SEER2 19.6) | Efficient |  |  | 0 | Conventional | HVAC | Res - Single Family | Res | ROB and NEW | 0 | Residential Households | Cap-Tons | 23 | DEER:HVAC_Eff_HP | -80.6 | -0.05945 | 0 | eTRM SWHC050-05 | 1306.2 | 2022 | 790 | 2022 | 0 | 0 | eTRM SWHC050-05 | Res Ductless Heat Pumps - Hot-Dry ¦ SCE ¦ Hot-Dry | Res Ductless Heat Pumps - Hot-Dry | 0.0026138 | 1 | 0 | RASS 2019 | 466.6861 | 2032 | 0.6 | SWHC050-05
RES-HVAC-44.6 | Res ¦ Ductless Mini Split Heat Pump (SEER2 19.6) - Cold ¦ SCE ¦ Cold | Res ¦ Ductless Mini Split Heat Pump (SEER2 19.6) - Cold | SCE ¦ Cold | SCE | All | Electric | Ductless Mini Split Heat Pump (Eff. SEER2 19.6) | Efficient |  |  | 0 | Conventional | HVAC | Res - Single Family | Res | ROB and NEW | 0 | Residential Households | Cap-Tons | 23 | DEER:HVAC_Eff_HP | -128 | -0.0682 | 0 | eTRM SWHC050-05 | 1306.2 | 2022 | 790 | 2022 | 0 | 0 | eTRM SWHC050-05 | Res Ductless Heat Pumps - Cold ¦ SCE ¦ Cold | Res Ductless Heat Pumps - Cold | 0.0026138 | 1 | 0 | RASS 2019 | 466.6861 | 2032 | 0.6 | SWHC050-05
RES-HVAC-44.7 | Res ¦ Ductless Mini Split Heat Pump (SEER2 19.6) - Marine ¦ SDG&E ¦ Marine | Res ¦ Ductless Mini Split Heat Pump (SEER2 19.6) - Marine | SDG&E ¦ Marine | SDG&E | All | Electric | Ductless Mini Split Heat Pump (Eff. SEER2 19.6) | Efficient |  |  | 0 | Conventional | HVAC | Res - Single Family | Res | ROB and NEW | 0 | Residential Households | Cap-Tons | 23 | DEER:HVAC_Eff_HP | -48.3 | -0.02345 | 0 | eTRM SWHC050-05 | 1306.2 | 2022 | 790 | 2022 | 0 | 0 | eTRM SWHC050-05 | Res Ductless Heat Pumps - Marine ¦ SDG&E ¦ Marine | Res Ductless Heat Pumps - Marine | 0.0045295 | 1 | 0 | RASS 2019 | 466.6861 | 2032 | 0.6 | SWHC050-05
RES-HVAC-44.8 | Res ¦ Ductless Mini Split Heat Pump (SEER2 19.6) - Hot-Dry ¦ SDG&E ¦ Hot-Dry | Res ¦ Ductless Mini Split Heat Pump (SEER2 19.6) - Hot-Dry | SDG&E ¦ Hot-Dry | SDG&E | All | Electric | Ductless Mini Split Heat Pump (Eff. SEER2 19.6) | Efficient |  |  | 0 | Conventional | HVAC | Res - Single Family | Res | ROB and NEW | 0 | Residential Households | Cap-Tons | 23 | DEER:HVAC_Eff_HP | -56.6 | -0.06815 | 0 | eTRM SWHC050-05 | 1306.2 | 2022 | 790 | 2022 | 0 | 0 | eTRM SWHC050-05 | Res Ductless Heat Pumps - Hot-Dry ¦ SDG&E ¦ Hot-Dry | Res Ductless Heat Pumps - Hot-Dry | 0.0045295 | 1 | 0 | RASS 2019 | 466.6861 | 2032 | 0.6 | SWHC050-05
RES-HVAC-44.9 | Res ¦ Ductless Mini Split Heat Pump (SEER2 19.6) - Marine ¦ PG&E ¦ Marine | Res ¦ Ductless Mini Split Heat Pump (SEER2 19.6) - Marine | PG&E ¦ Marine | PG&E | All | Electric | Ductless Mini Split Heat Pump (Eff. SEER2 19.6) | Efficient |  |  | 0 | Conventional | HVAC | Res - Multi Family | Res | ROB and NEW | 0 | Residential Households | Cap-Tons | 23 | DEER:HVAC_Eff_HP | -63.25 | -0.07675 | 0 | eTRM SWHC050-05 | 1306.2 | 2022 | 790 | 2022 | 0 | 0 | eTRM SWHC050-05 | Res Ductless Heat Pumps - Marine ¦ PG&E ¦ Marine | Res Ductless Heat Pumps - Marine | 0.0001278 | 1 | 0 | RASS 2019 | 0 | 2012 | 0.6 | SWHC050-05
RES-HVAC-44.10 | Res ¦ Ductless Mini Split Heat Pump (SEER2 19.6) - Hot-Dry ¦ PG&E ¦ Hot-Dry | Res ¦ Ductless Mini Split Heat Pump (SEER2 19.6) - Hot-Dry | PG&E ¦ Hot-Dry | PG&E | All | Electric | Ductless Mini Split Heat Pump (Eff. SEER2 19.6) | Efficient |  |  | 0 | Conventional | HVAC | Res - Multi Family | Res | ROB and NEW | 0 | Residential Households | Cap-Tons | 23 | DEER:HVAC_Eff_HP | -76.25 | -0.0769 | 0 | eTRM SWHC050-05 | 1306.2 | 2022 | 790 | 2022 | 0 | 0 | eTRM SWHC050-05 | Res Ductless Heat Pumps - Hot-Dry ¦ PG&E ¦ Hot-Dry | Res Ductless Heat Pumps - Hot-Dry | 0.0001278 | 1 | 0 | RASS 2019 | 0 | 2012 | 0.6 | SWHC050-05
RES-HVAC-44.11 | Res ¦ Ductless Mini Split Heat Pump (SEER2 19.6) - Cold ¦ PG&E ¦ Cold | Res ¦ Ductless Mini Split Heat Pump (SEER2 19.6) - Cold | PG&E ¦ Cold | PG&E | All | Electric | Ductless Mini Split Heat Pump (Eff. SEER2 19.6) | Efficient |  |  | 0 | Conventional | HVAC | Res - Multi Family | Res | ROB and NEW | 0 | Residential Households | Cap-Tons | 23 | DEER:HVAC_Eff_HP | -129 | -0.07675 | 0 | eTRM SWHC050-05 | 1306.2 | 2022 | 790 | 2022 | 0 | 0 | eTRM SWHC050-05 | Res Ductless Heat Pumps - Cold ¦ PG&E ¦ Cold | Res Ductless Heat Pumps - Cold | 0.0001278 | 1 | 0 | RASS 2019 | 0 | 2012 | 0.6 | SWHC050-05
RES-HVAC-44.12 | Res ¦ Ductless Mini Split Heat Pump (SEER2 19.6) - Marine ¦ SCE ¦ Marine | Res ¦ Ductless Mini Split Heat Pump (SEER2 19.6) - Marine | SCE ¦ Marine | SCE | All | Electric | Ductless Mini Split Heat Pump (Eff. SEER2 19.6) | Efficient |  |  | 0 | Conventional | HVAC | Res - Multi Family | Res | ROB and NEW | 0 | Residential Households | Cap-Tons | 23 | DEER:HVAC_Eff_HP | -47.55 | 0 | 0 | eTRM SWHC050-05 | 1306.2 | 2022 | 790 | 2022 | 0 | 0 | eTRM SWHC050-05 | Res Ductless Heat Pumps - Marine ¦ SCE ¦ Marine | Res Ductless Heat Pumps - Marine | 0.00064227 | 1 | 0 | RASS 2019 | 0 | 2012 | 0.6 | SWHC050-05
RES-HVAC-44.13 | Res ¦ Ductless Mini Split Heat Pump (SEER2 19.6) - Hot-Dry ¦ SCE ¦ Hot-Dry | Res ¦ Ductless Mini Split Heat Pump (SEER2 19.6) - Hot-Dry | SCE ¦ Hot-Dry | SCE | All | Electric | Ductless Mini Split Heat Pump (Eff. SEER2 19.6) | Efficient |  |  | 0 | Conventional | HVAC | Res - Multi Family | Res | ROB and NEW | 0 | Residential Households | Cap-Tons | 23 | DEER:HVAC_Eff_HP | -84.35 | -0.0825 | 0 | eTRM SWHC050-05 | 1306.2 | 2022 | 790 | 2022 | 0 | 0 | eTRM SWHC050-05 | Res Ductless Heat Pumps - Hot-Dry ¦ SCE ¦ Hot-Dry | Res Ductless Heat Pumps - Hot-Dry | 0.00064227 | 1 | 0 | RASS 2019 | 0 | 2012 | 0.6 | SWHC050-05
RES-HVAC-44.14 | Res ¦ Ductless Mini Split Heat Pump (SEER2 19.6) - Cold ¦ SCE ¦ Cold | Res ¦ Ductless Mini Split Heat Pump (SEER2 19.6) - Cold | SCE ¦ Cold | SCE | All | Electric | Ductless Mini Split Heat Pump (Eff. SEER2 19.6) | Efficient |  |  | 0 | Conventional | HVAC | Res - Multi Family | Res | ROB and NEW | 0 | Residential Households | Cap-Tons | 23 | DEER:HVAC_Eff_HP | -129 | -0.07675 | 0 | eTRM SWHC050-05 | 1306.2 | 2022 | 790 | 2022 | 0 | 0 | eTRM SWHC050-05 | Res Ductless Heat Pumps - Cold ¦ SCE ¦ Cold | Res Ductless Heat Pumps - Cold | 0.00064227 | 1 | 0 | RASS 2019 | 0 | 2012 | 0.6 | SWHC050-05
RES-HVAC-44.15 | Res ¦ Ductless Mini Split Heat Pump (SEER2 19.6) - Marine ¦ SDG&E ¦ Marine | Res ¦ Ductless Mini Split Heat Pump (SEER2 19.6) - Marine | SDG&E ¦ Marine | SDG&E | All | Electric | Ductless Mini Split Heat Pump (Eff. SEER2 19.6) | Efficient |  |  | 0 | Conventional | HVAC | Res - Multi Family | Res | ROB and NEW | 0 | Residential Households | Cap-Tons | 23 | DEER:HVAC_Eff_HP | -47.55 | 0 | 0 | eTRM SWHC050-05 | 1306.2 | 2022 | 790 | 2022 | 0 | 0 | eTRM SWHC050-05 | Res Ductless Heat Pumps - Marine ¦ SDG&E ¦ Marine | Res Ductless Heat Pumps - Marine | 0.0009705 | 1 | 0 | RASS 2019 | 0 | 2012 | 0.6 | SWHC050-05
RES-HVAC-44.16 | Res ¦ Ductless Mini Split Heat Pump (SEER2 19.6) - Hot-Dry ¦ SDG&E ¦ Hot-Dry | Res ¦ Ductless Mini Split Heat Pump (SEER2 19.6) - Hot-Dry | SDG&E ¦ Hot-Dry | SDG&E | All | Electric | Ductless Mini Split Heat Pump (Eff. SEER2 19.6) | Efficient |  |  | 0 | Conventional | HVAC | Res - Multi Family | Res | ROB and NEW | 0 | Residential Households | Cap-Tons | 23 | DEER:HVAC_Eff_HP | -46 | -0.04185 | 0 | eTRM SWHC050-05 | 1306.2 | 2022 | 790 | 2022 | 0 | 0 | eTRM SWHC050-05 | Res Ductless Heat Pumps - Hot-Dry ¦ SDG&E ¦ Hot-Dry | Res Ductless Heat Pumps - Hot-Dry | 0.0009705 | 1 | 0 | RASS 2019 | 0 | 2012 | 0.6 | SWHC050-05
RES-HVAC-50.1 | Res ¦ Res Code Furnace (AFUE 80, ECM) - Marine ¦ PG&E ¦ Marine | Res ¦ Res Code Furnace (AFUE 80, ECM) - Marine | PG&E ¦ Marine | PG&E | All | Gas | Res Code Furnace (AFUE 80, ECM) | Average Existing and Code |  | 2029 | 1 | Conventional | HVAC | Res - Single Family | Res | ROB and NEW | 0 | Residential Households | Cap-kBTUh | 30 | DEER:HVAC_Eff_HP | 0 | 0 | 0 | eTRM SWHC031-04 | 17.64 | 2022 | 7.07 | 2022 | 0 | 0 | eTRM SWHC031-04 | Res Furnaces - Marine ¦ PG&E ¦ Marine | Res Furnaces - Marine | 0.056982 | 1 | 0.83168 | RASS 2019 | 0 | 2012 | 0.55 | SWHC031-04
RES-HVAC-50.2 | Res ¦ Res Code Furnace (AFUE 80, ECM) - Hot-Dry ¦ PG&E ¦ Hot-Dry | Res ¦ Res Code Furnace (AFUE 80, ECM) - Hot-Dry | PG&E ¦ Hot-Dry | PG&E | All | Gas | Res Code Furnace (AFUE 80, ECM) | Average Existing and Code |  | 2029 | 1 | Conventional | HVAC | Res - Single Family | Res | ROB and NEW | 0 | Residential Households | Cap-kBTUh | 30 | DEER:HVAC_Eff_HP | 0 | 0 | 0 | eTRM SWHC031-04 | 17.64 | 2022 | 7.07 | 2022 | 0 | 0 | eTRM SWHC031-04 | Res Furnaces - Hot-Dry ¦ PG&E ¦ Hot-Dry | Res Furnaces - Hot-Dry | 0.13465 | 1 | 0.83168 | RASS 2019 | 0 | 2012 | 0.55 | SWHC031-04
RES-HVAC-50.3 | Res ¦ Res Code Furnace (AFUE 80, ECM) - Cold ¦ PG&E ¦ Cold | Res ¦ Res Code Furnace (AFUE 80, ECM) - Cold | PG&E ¦ Cold | PG&E | All | Gas | Res Code Furnace (AFUE 80, ECM) | Average Existing and Code |  | 2029 | 1 | Conventional | HVAC | Res - Single Family | Res | ROB and NEW | 0 | Residential Households | Cap-kBTUh | 30 | DEER:HVAC_Eff_HP | 0 | 0 | 0 | eTRM SWHC031-04 | 17.64 | 2022 | 7.07 | 2022 | 0 | 0 | eTRM SWHC031-04 | Res Furnaces - Cold ¦ PG&E ¦ Cold | Res Furnaces - Cold | 0.020264 | 1 | 0.83168 | RASS 2019 | 0 | 2012 | 0.55 | SWHC031-04
RES-HVAC-50.4 | Res ¦ Res Code Furnace (AFUE 80, ECM) - Marine ¦ SCG ¦ Marine | Res ¦ Res Code Furnace (AFUE 80, ECM) - Marine | SCG ¦ Marine | SCG | All | Gas | Res Code Furnace (AFUE 80, ECM) | Average Existing and Code |  | 2029 | 1 | Conventional | HVAC | Res - Single Family | Res | ROB and NEW | 0 | Residential Households | Cap-kBTUh | 30 | DEER:HVAC_Eff_HP | 0 | 0 | 0 | eTRM SWHC031-04 | 17.64 | 2022 | 7.07 | 2022 | 0 | 0 | eTRM SWHC031-04 | Res Furnaces - Marine ¦ SCG ¦ Marine | Res Furnaces - Marine | 0.074634 | 1 | 0.96212 | RASS 2019 | 0 | 2012 | 0.55 | SWHC031-04
RES-HVAC-50.5 | Res ¦ Res Code Furnace (AFUE 80, ECM) - Hot-Dry ¦ SCG ¦ Hot-Dry | Res ¦ Res Code Furnace (AFUE 80, ECM) - Hot-Dry | SCG ¦ Hot-Dry | SCG | All | Gas | Res Code Furnace (AFUE 80, ECM) | Average Existing and Code |  | 2029 | 1 | Conventional | HVAC | Res - Single Family | Res | ROB and NEW | 0 | Residential Households | Cap-kBTUh | 30 | DEER:HVAC_Eff_HP | 0 | 0 | 0 | eTRM SWHC031-04 | 17.64 | 2022 | 7.07 | 2022 | 0 | 0 | eTRM SWHC031-04 | Res Furnaces - Hot-Dry ¦ SCG ¦ Hot-Dry | Res Furnaces - Hot-Dry | 0.14904 | 1 | 0.96212 | RASS 2019 | 0 | 2012 | 0.55 | SWHC031-04
RES-HVAC-50.6 | Res ¦ Res Code Furnace (AFUE 80, ECM) - Cold ¦ SCG ¦ Cold | Res ¦ Res Code Furnace (AFUE 80, ECM) - Cold | SCG ¦ Cold | SCG | All | Gas | Res Code Furnace (AFUE 80, ECM) | Average Existing and Code |  | 2029 | 1 | Conventional | HVAC | Res - Single Family | Res | ROB and NEW | 0 | Residential Households | Cap-kBTUh | 30 | DEER:HVAC_Eff_HP | 0 | 0 | 0 | eTRM SWHC031-04 | 17.64 | 2022 | 7.07 | 2022 | 0 | 0 | eTRM SWHC031-04 | Res Furnaces - Cold ¦ SCG ¦ Cold | Res Furnaces - Cold | 0.17224 | 1 | 0.96212 | RASS 2019 | 0 | 2012 | 0.55 | SWHC031-04
RES-HVAC-50.7 | Res ¦ Res Code Furnace (AFUE 80, ECM) - Marine ¦ SDG&E ¦ Marine | Res ¦ Res Code Furnace (AFUE 80, ECM) - Marine | SDG&E ¦ Marine | SDG&E | All | Gas | Res Code Furnace (AFUE 80, ECM) | Average Existing and Code |  | 2029 | 1 | Conventional | HVAC | Res - Single Family | Res | ROB and NEW | 0 | Residential Households | Cap-kBTUh | 30 | DEER:HVAC_Eff_HP | 0 | 0 | 0 | eTRM SWHC031-04 | 17.64 | 2022 | 7.07 | 2022 | 0 | 0 | eTRM SWHC031-04 | Res Furnaces - Marine ¦ SDG&E ¦ Marine | Res Furnaces - Marine | 0.15201 | 1 | 0.96296 | RASS 2019 | 0 | 2012 | 0.55 | SWHC031-04
RES-HVAC-50.8 | Res ¦ Res Code Furnace (AFUE 80, ECM) - Hot-Dry ¦ SDG&E ¦ Hot-Dry | Res ¦ Res Code Furnace (AFUE 80, ECM) - Hot-Dry | SDG&E ¦ Hot-Dry | SDG&E | All | Gas | Res Code Furnace (AFUE 80, ECM) | Average Existing and Code |  | 2029 | 1 | Conventional | HVAC | Res - Single Family | Res | ROB and NEW | 0 | Residential Households | Cap-kBTUh | 30 | DEER:HVAC_Eff_HP | 0 | 0 | 0 | eTRM SWHC031-04 | 17.64 | 2022 | 7.07 | 2022 | 0 | 0 | eTRM SWHC031-04 | Res Furnaces - Hot-Dry ¦ SDG&E ¦ Hot-Dry | Res Furnaces - Hot-Dry | 0.11513 | 1 | 0.96296 | RASS 2019 | 0 | 2012 | 0.55 | SWHC031-04
RES-HVAC-50.9 | Res ¦ Res Code Furnace (AFUE 80, ECM) - Marine ¦ PG&E ¦ Marine | Res ¦ Res Code Furnace (AFUE 80, ECM) - Marine | PG&E ¦ Marine | PG&E | All | Gas | Res Code Furnace (AFUE 80, ECM) | Average Existing and Code |  | 2029 | 1 | Conventional | HVAC | Res - Multi Family | Res | ROB and NEW | 0 | Residential Households | Cap-kBTUh | 30 | DEER:HVAC_Eff_HP | 0 | 0 | 0 | eTRM SWHC031-04 | 17.64 | 2022 | 7.07 | 2022 | 0 | 0 | eTRM SWHC031-04 | Res Furnaces - Marine ¦ PG&E ¦ Marine | Res Furnaces - Marine | 0.021093 | 1 | 0.94444 | RASS 2019 | 0 | 2012 | 0.55 | SWHC031-04
RES-HVAC-50.10 | Res ¦ Res Code Furnace (AFUE 80, ECM) - Hot-Dry ¦ PG&E ¦ Hot-Dry | Res ¦ Res Code Furnace (AFUE 80, ECM) - Hot-Dry | PG&E ¦ Hot-Dry | PG&E | All | Gas | Res Code Furnace (AFUE 80, ECM) | Average Existing and Code |  | 2029 | 1 | Conventional | HVAC | Res - Multi Family | Res | ROB and NEW | 0 | Residential Households | Cap-kBTUh | 30 | DEER:HVAC_Eff_HP | 0 | 0 | 0 | eTRM SWHC031-04 | 17.64 | 2022 | 7.07 | 2022 | 0 | 0 | eTRM SWHC031-04 | Res Furnaces - Hot-Dry ¦ PG&E ¦ Hot-Dry | Res Furnaces - Hot-Dry | 0.077086 | 1 | 0.94444 | RASS 2019 | 0 | 2012 | 0.55 | SWHC031-04
RES-HVAC-50.11 | Res ¦ Res Code Furnace (AFUE 80, ECM) - Cold ¦ PG&E ¦ Cold | Res ¦ Res Code Furnace (AFUE 80, ECM) - Cold | PG&E ¦ Cold | PG&E | All | Gas | Res Code Furnace (AFUE 80, ECM) | Average Existing and Code |  | 2029 | 1 | Conventional | HVAC | Res - Multi Family | Res | ROB and NEW | 0 | Residential Households | Cap-kBTUh | 30 | DEER:HVAC_Eff_HP | 0 | 0 | 0 | eTRM SWHC031-04 | 17.64 | 2022 | 7.07 | 2022 | 0 | 0 | eTRM SWHC031-04 | Res Furnaces - Cold ¦ PG&E ¦ Cold | Res Furnaces - Cold | 0.019162 | 1 | 0.94444 | RASS 2019 | 0 | 2012 | 0.55 | SWHC031-04
RES-HVAC-50.12 | Res ¦ Res Code Furnace (AFUE 80, ECM) - Marine ¦ SCG ¦ Marine | Res ¦ Res Code Furnace (AFUE 80, ECM) - Marine | SCG ¦ Marine | SCG | All | Gas | Res Code Furnace (AFUE 80, ECM) | Average Existing and Code |  | 2029 | 1 | Conventional | HVAC | Res - Multi Family | Res | ROB and NEW | 0 | Residential Households | Cap-kBTUh | 30 | DEER:HVAC_Eff_HP | 0 | 0 | 0 | eTRM SWHC031-04 | 17.64 | 2022 | 7.07 | 2022 | 0 | 0 | eTRM SWHC031-04 | Res Furnaces - Marine ¦ SCG ¦ Marine | Res Furnaces - Marine | 0.047348 | 1 | 0.96875 | RASS 2019 | 0 | 2012 | 0.55 | SWHC031-04
RES-HVAC-50.13 | Res ¦ Res Code Furnace (AFUE 80, ECM) - Hot-Dry ¦ SCG ¦ Hot-Dry | Res ¦ Res Code Furnace (AFUE 80, ECM) - Hot-Dry | SCG ¦ Hot-Dry | SCG | All | Gas | Res Code Furnace (AFUE 80, ECM) | Average Existing and Code |  | 2029 | 1 | Conventional | HVAC | Res - Multi Family | Res | ROB and NEW | 0 | Residential Households | Cap-kBTUh | 30 | DEER:HVAC_Eff_HP | 0 | 0 | 0 | eTRM SWHC031-04 | 17.64 | 2022 | 7.07 | 2022 | 0 | 0 | eTRM SWHC031-04 | Res Furnaces - Hot-Dry ¦ SCG ¦ Hot-Dry | Res Furnaces - Hot-Dry | 0.072382 | 1 | 0.96875 | RASS 2019 | 0 | 2012 | 0.55 | SWHC031-04
RES-HVAC-50.14 | Res ¦ Res Code Furnace (AFUE 80, ECM) - Cold ¦ SCG ¦ Cold | Res ¦ Res Code Furnace (AFUE 80, ECM) - Cold | SCG ¦ Cold | SCG | All | Gas | Res Code Furnace (AFUE 80, ECM) | Average Existing and Code |  | 2029 | 1 | Conventional | HVAC | Res - Multi Family | Res | ROB and NEW | 0 | Residential Households | Cap-kBTUh | 30 | DEER:HVAC_Eff_HP | 0 | 0 | 0 | eTRM SWHC031-04 | 17.64 | 2022 | 7.07 | 2022 | 0 | 0 | eTRM SWHC031-04 | Res Furnaces - Cold ¦ SCG ¦ Cold | Res Furnaces - Cold | 0.019162 | 1 | 0.96875 | RASS 2019 | 0 | 2012 | 0.55 | SWHC031-04
RES-HVAC-50.15 | Res ¦ Res Code Furnace (AFUE 80, ECM) - Marine ¦ SDG&E ¦ Marine | Res ¦ Res Code Furnace (AFUE 80, ECM) - Marine | SDG&E ¦ Marine | SDG&E | All | Gas | Res Code Furnace (AFUE 80, ECM) | Average Existing and Code |  | 2029 | 1 | Conventional | HVAC | Res - Multi Family | Res | ROB and NEW | 0 | Residential Households | Cap-kBTUh | 30 | DEER:HVAC_Eff_HP | 0 | 0 | 0 | eTRM SWHC031-04 | 17.64 | 2022 | 7.07 | 2022 | 0 | 0 | eTRM SWHC031-04 | Res Furnaces - Marine ¦ SDG&E ¦ Marine | Res Furnaces - Marine | 0.097471 | 1 | 1 | RASS 2019 | 0 | 2012 | 0.55 | SWHC031-04
RES-HVAC-50.16 | Res ¦ Res Code Furnace (AFUE 80, ECM) - Hot-Dry ¦ SDG&E ¦ Hot-Dry | Res ¦ Res Code Furnace (AFUE 80, ECM) - Hot-Dry | SDG&E ¦ Hot-Dry | SDG&E | All | Gas | Res Code Furnace (AFUE 80, ECM) | Average Existing and Code |  | 2029 | 1 | Conventional | HVAC | Res - Multi Family | Res | ROB and NEW | 0 | Residential Households | Cap-kBTUh | 30 | DEER:HVAC_Eff_HP | 0 | 0 | 0 | eTRM SWHC031-04 | 17.64 | 2022 | 7.07 | 2022 | 0 | 0 | eTRM SWHC031-04 | Res Furnaces - Hot-Dry ¦ SDG&E ¦ Hot-Dry | Res Furnaces - Hot-Dry | 0.042144 | 1 | 1 | RASS 2019 | 0 | 2012 | 0.55 | SWHC031-04
RES-HVAC-51.1 | Res ¦ Res Efficient Furnace (AFUE 95, VSM) - Marine ¦ PG&E ¦ Marine | Res ¦ Res Efficient Furnace (AFUE 95, VSM) - Marine | PG&E ¦ Marine | PG&E | All | Gas | Res Efficient Furnace (AFUE 95, VSM) | Efficient | 2029 |  | 1 | Conventional | HVAC | Res - Single Family | Res | ROB and NEW | 0 | Residential Households | Cap-kBTUh | 30 | DEER:HVAC_Eff_HP | -1.3868 | -0.00092832 | -0.168 | eTRM SWHC031-04 | 27.65 | 2022 | 7.07 | 2022 | 0 | 0 | eTRM SWHC031-04 | Res Furnaces - Marine ¦ PG&E ¦ Marine | Res Furnaces - Marine | 0.056982 | 1 | 0.16832 | RASS 2019 | 10.416 | 2032 | 0.55 | SWHC031-04
RES-HVAC-51.2 | Res ¦ Res Efficient Furnace (AFUE 95, VSM) - Hot-Dry ¦ PG&E ¦ Hot-Dry | Res ¦ Res Efficient Furnace (AFUE 95, VSM) - Hot-Dry | PG&E ¦ Hot-Dry | PG&E | All | Gas | Res Efficient Furnace (AFUE 95, VSM) | Efficient | 2029 |  | 1 | Conventional | HVAC | Res - Single Family | Res | ROB and NEW | 0 | Residential Households | Cap-kBTUh | 30 | DEER:HVAC_Eff_HP | -1.767 | -0.0011559 | -0.25596 | eTRM SWHC031-04 | 27.65 | 2022 | 7.07 | 2022 | 0 | 0 | eTRM SWHC031-04 | Res Furnaces - Hot-Dry ¦ PG&E ¦ Hot-Dry | Res Furnaces - Hot-Dry | 0.13465 | 1 | 0.16832 | RASS 2019 | 10.416 | 2032 | 0.55 | SWHC031-04
RES-HVAC-51.3 | Res ¦ Res Efficient Furnace (AFUE 95, VSM) - Cold ¦ PG&E ¦ Cold | Res ¦ Res Efficient Furnace (AFUE 95, VSM) - Cold | PG&E ¦ Cold | PG&E | All | Gas | Res Efficient Furnace (AFUE 95, VSM) | Efficient | 2029 |  | 1 | Conventional | HVAC | Res - Single Family | Res | ROB and NEW | 0 | Residential Households | Cap-kBTUh | 30 | DEER:HVAC_Eff_HP | -1.9866 | -0.0011947 | -0.16092 | eTRM SWHC031-04 | 27.65 | 2022 | 7.07 | 2022 | 0 | 0 | eTRM SWHC031-04 | Res Furnaces - Cold ¦ PG&E ¦ Cold | Res Furnaces - Cold | 0.020264 | 1 | 0.16832 | RASS 2019 | 10.416 | 2032 | 0.55 | SWHC031-04
RES-HVAC-51.4 | Res ¦ Res Efficient Furnace (AFUE 95, VSM) - Marine ¦ SCG ¦ Marine | Res ¦ Res Efficient Furnace (AFUE 95, VSM) - Marine | SCG ¦ Marine | SCG | All | Gas | Res Efficient Furnace (AFUE 95, VSM) | Efficient | 2029 |  | 1 | Conventional | HVAC | Res - Single Family | Res | ROB and NEW | 0 | Residential Households | Cap-kBTUh | 30 | DEER:HVAC_Eff_HP | -1.411 | -0.00052374 | -0.089 | eTRM SWHC031-04 | 27.65 | 2022 | 7.07 | 2022 | 0 | 0 | eTRM SWHC031-04 | Res Furnaces - Marine ¦ SCG ¦ Marine | Res Furnaces - Marine | 0.074634 | 1 | 0.037879 | RASS 2019 | 10.416 | 2032 | 0.55 | SWHC031-04
RES-HVAC-51.5 | Res ¦ Res Efficient Furnace (AFUE 95, VSM) - Hot-Dry ¦ SCG ¦ Hot-Dry | Res ¦ Res Efficient Furnace (AFUE 95, VSM) - Hot-Dry | SCG ¦ Hot-Dry | SCG | All | Gas | Res Efficient Furnace (AFUE 95, VSM) | Efficient | 2029 |  | 1 | Conventional | HVAC | Res - Single Family | Res | ROB and NEW | 0 | Residential Households | Cap-kBTUh | 30 | DEER:HVAC_Eff_HP | -1.7696 | -0.0011669 | -0.096 | eTRM SWHC031-04 | 27.65 | 2022 | 7.07 | 2022 | 0 | 0 | eTRM SWHC031-04 | Res Furnaces - Hot-Dry ¦ SCG ¦ Hot-Dry | Res Furnaces - Hot-Dry | 0.14904 | 1 | 0.037879 | RASS 2019 | 10.416 | 2032 | 0.55 | SWHC031-04
RES-HVAC-51.6 | Res ¦ Res Efficient Furnace (AFUE 95, VSM) - Cold ¦ SCG ¦ Cold | Res ¦ Res Efficient Furnace (AFUE 95, VSM) - Cold | SCG ¦ Cold | SCG | All | Gas | Res Efficient Furnace (AFUE 95, VSM) | Efficient | 2029 |  | 1 | Conventional | HVAC | Res - Single Family | Res | ROB and NEW | 0 | Residential Households | Cap-kBTUh | 30 | DEER:HVAC_Eff_HP | -1.9866 | -0.0011947 | -0.16092 | eTRM SWHC031-04 | 27.65 | 2022 | 7.07 | 2022 | 0 | 0 | eTRM SWHC031-04 | Res Furnaces - Cold ¦ SCG ¦ Cold | Res Furnaces - Cold | 0.17224 | 1 | 0.037879 | RASS 2019 | 10.416 | 2032 | 0.55 | SWHC031-04
RES-HVAC-51.7 | Res ¦ Res Efficient Furnace (AFUE 95, VSM) - Marine ¦ SDG&E ¦ Marine | Res ¦ Res Efficient Furnace (AFUE 95, VSM) - Marine | SDG&E ¦ Marine | SDG&E | All | Gas | Res Efficient Furnace (AFUE 95, VSM) | Efficient | 2029 |  | 1 | Conventional | HVAC | Res - Single Family | Res | ROB and NEW | 0 | Residential Households | Cap-kBTUh | 30 | DEER:HVAC_Eff_HP | -1.411 | -0.00052374 | -0.089 | eTRM SWHC031-04 | 27.65 | 2022 | 7.07 | 2022 | 0 | 0 | eTRM SWHC031-04 | Res Furnaces - Marine ¦ SDG&E ¦ Marine | Res Furnaces - Marine | 0.15201 | 1 | 0.037037 | RASS 2019 | 10.416 | 2032 | 0.55 | SWHC031-04
RES-HVAC-51.8 | Res ¦ Res Efficient Furnace (AFUE 95, VSM) - Hot-Dry ¦ SDG&E ¦ Hot-Dry | Res ¦ Res Efficient Furnace (AFUE 95, VSM) - Hot-Dry | SDG&E ¦ Hot-Dry | SDG&E | All | Gas | Res Efficient Furnace (AFUE 95, VSM) | Efficient | 2029 |  | 1 | Conventional | HVAC | Res - Single Family | Res | ROB and NEW | 0 | Residential Households | Cap-kBTUh | 30 | DEER:HVAC_Eff_HP | -1.3327 | -0.00066542 | -0.076 | eTRM SWHC031-04 | 27.65 | 2022 | 7.07 | 2022 | 0 | 0 | eTRM SWHC031-04 | Res Furnaces - Hot-Dry ¦ SDG&E ¦ Hot-Dry | Res Furnaces - Hot-Dry | 0.11513 | 1 | 0.037037 | RASS 2019 | 10.416 | 2032 | 0.55 | SWHC031-04
RES-HVAC-51.9 | Res ¦ Res Efficient Furnace (AFUE 95, VSM) - Marine ¦ PG&E ¦ Marine | Res ¦ Res Efficient Furnace (AFUE 95, VSM) - Marine | PG&E ¦ Marine | PG&E | All | Gas | Res Efficient Furnace (AFUE 95, VSM) | Efficient | 2029 |  | 1 | Conventional | HVAC | Res - Multi Family | Res | ROB and NEW | 0 | Residential Households | Cap-kBTUh | 30 | DEER:HVAC_Eff_HP | -0.89806 | -0.0006205 | -0.10828 | eTRM SWHC031-04 | 27.65 | 2022 | 7.07 | 2022 | 0 | 0 | eTRM SWHC031-04 | Res Furnaces - Marine ¦ PG&E ¦ Marine | Res Furnaces - Marine | 0.021093 | 1 | 0.055556 | RASS 2019 | 0 | 2012 | 0.55 | SWHC031-04
RES-HVAC-51.10 | Res ¦ Res Efficient Furnace (AFUE 95, VSM) - Hot-Dry ¦ PG&E ¦ Hot-Dry | Res ¦ Res Efficient Furnace (AFUE 95, VSM) - Hot-Dry | PG&E ¦ Hot-Dry | PG&E | All | Gas | Res Efficient Furnace (AFUE 95, VSM) | Efficient | 2029 |  | 1 | Conventional | HVAC | Res - Multi Family | Res | ROB and NEW | 0 | Residential Households | Cap-kBTUh | 30 | DEER:HVAC_Eff_HP | -0.92935 | -0.00072935 | -0.10164 | eTRM SWHC031-04 | 27.65 | 2022 | 7.07 | 2022 | 0 | 0 | eTRM SWHC031-04 | Res Furnaces - Hot-Dry ¦ PG&E ¦ Hot-Dry | Res Furnaces - Hot-Dry | 0.077086 | 1 | 0.055556 | RASS 2019 | 0 | 2012 | 0.55 | SWHC031-04
RES-HVAC-51.11 | Res ¦ Res Efficient Furnace (AFUE 95, VSM) - Cold ¦ PG&E ¦ Cold | Res ¦ Res Efficient Furnace (AFUE 95, VSM) - Cold | PG&E ¦ Cold | PG&E | All | Gas | Res Efficient Furnace (AFUE 95, VSM) | Efficient | 2029 |  | 1 | Conventional | HVAC | Res - Multi Family | Res | ROB and NEW | 0 | Residential Households | Cap-kBTUh | 30 | DEER:HVAC_Eff_HP | -1.7301 | -0.0010171 | -0.15232 | eTRM SWHC031-04 | 27.65 | 2022 | 7.07 | 2022 | 0 | 0 | eTRM SWHC031-04 | Res Furnaces - Cold ¦ PG&E ¦ Cold | Res Furnaces - Cold | 0.019162 | 1 | 0.055556 | RASS 2019 | 0 | 2012 | 0.55 | SWHC031-04
RES-HVAC-51.12 | Res ¦ Res Efficient Furnace (AFUE 95, VSM) - Marine ¦ SCG ¦ Marine | Res ¦ Res Efficient Furnace (AFUE 95, VSM) - Marine | SCG ¦ Marine | SCG | All | Gas | Res Efficient Furnace (AFUE 95, VSM) | Efficient | 2029 |  | 1 | Conventional | HVAC | Res - Multi Family | Res | ROB and NEW | 0 | Residential Households | Cap-kBTUh | 30 | DEER:HVAC_Eff_HP | -0.79624 | -0.00043515 | -0.050113 | eTRM SWHC031-04 | 27.65 | 2022 | 7.07 | 2022 | 0 | 0 | eTRM SWHC031-04 | Res Furnaces - Marine ¦ SCG ¦ Marine | Res Furnaces - Marine | 0.047348 | 1 | 0.03125 | RASS 2019 | 0 | 2012 | 0.55 | SWHC031-04
RES-HVAC-51.13 | Res ¦ Res Efficient Furnace (AFUE 95, VSM) - Hot-Dry ¦ SCG ¦ Hot-Dry | Res ¦ Res Efficient Furnace (AFUE 95, VSM) - Hot-Dry | SCG ¦ Hot-Dry | SCG | All | Gas | Res Efficient Furnace (AFUE 95, VSM) | Efficient | 2029 |  | 1 | Conventional | HVAC | Res - Multi Family | Res | ROB and NEW | 0 | Residential Households | Cap-kBTUh | 30 | DEER:HVAC_Eff_HP | -1.4127 | -0.00074625 | -0.056016 | eTRM SWHC031-04 | 27.65 | 2022 | 7.07 | 2022 | 0 | 0 | eTRM SWHC031-04 | Res Furnaces - Hot-Dry ¦ SCG ¦ Hot-Dry | Res Furnaces - Hot-Dry | 0.072382 | 1 | 0.03125 | RASS 2019 | 0 | 2012 | 0.55 | SWHC031-04
RES-HVAC-51.14 | Res ¦ Res Efficient Furnace (AFUE 95, VSM) - Cold ¦ SCG ¦ Cold | Res ¦ Res Efficient Furnace (AFUE 95, VSM) - Cold | SCG ¦ Cold | SCG | All | Gas | Res Efficient Furnace (AFUE 95, VSM) | Efficient | 2029 |  | 1 | Conventional | HVAC | Res - Multi Family | Res | ROB and NEW | 0 | Residential Households | Cap-kBTUh | 30 | DEER:HVAC_Eff_HP | -1.7301 | -0.0010171 | -0.15232 | eTRM SWHC031-04 | 27.65 | 2022 | 7.07 | 2022 | 0 | 0 | eTRM SWHC031-04 | Res Furnaces - Cold ¦ SCG ¦ Cold | Res Furnaces - Cold | 0.019162 | 1 | 0.03125 | RASS 2019 | 0 | 2012 | 0.55 | SWHC031-04
RES-HVAC-51.15 | Res ¦ Res Efficient Furnace (AFUE 95, VSM) - Marine ¦ SDG&E ¦ Marine | Res ¦ Res Efficient Furnace (AFUE 95, VSM) - Marine | SDG&E ¦ Marine | SDG&E | All | Gas | Res Efficient Furnace (AFUE 95, VSM) | Efficient | 2029 |  | 1 | Conventional | HVAC | Res - Multi Family | Res | ROB and NEW | 0 | Residential Households | Cap-kBTUh | 30 | DEER:HVAC_Eff_HP | -0.79624 | -0.00043515 | -0.050113 | eTRM SWHC031-04 | 27.65 | 2022 | 7.07 | 2022 | 0 | 0 | eTRM SWHC031-04 | Res Furnaces - Marine ¦ SDG&E ¦ Marine | Res Furnaces - Marine | 0.097471 | 1 | 0 | RASS 2019 | 0 | 2012 | 0.55 | SWHC031-04
RES-HVAC-51.16 | Res ¦ Res Efficient Furnace (AFUE 95, VSM) - Hot-Dry ¦ SDG&E ¦ Hot-Dry | Res ¦ Res Efficient Furnace (AFUE 95, VSM) - Hot-Dry | SDG&E ¦ Hot-Dry | SDG&E | All | Gas | Res Efficient Furnace (AFUE 95, VSM) | Efficient | 2029 |  | 1 | Conventional | HVAC | Res - Multi Family | Res | ROB and NEW | 0 | Residential Households | Cap-kBTUh | 30 | DEER:HVAC_Eff_HP | -0.67946 | -0.00057946 | -0.03513 | eTRM SWHC031-04 | 27.65 | 2022 | 7.07 | 2022 | 0 | 0 | eTRM SWHC031-04 | Res Furnaces - Hot-Dry ¦ SDG&E ¦ Hot-Dry | Res Furnaces - Hot-Dry | 0.042144 | 1 | 0 | RASS 2019 | 0 | 2012 | 0.55 | SWHC031-04
RES-HVAC-55.1 | Res ¦ Standard Central Boiler - Marine ¦ PG&E ¦ Marine | Res ¦ Standard Central Boiler - Marine | PG&E ¦ Marine | PG&E | All | Gas | Standard Central Boiler | Average Existing and Code |  | 2031 | 1 | Conventional | HVAC | Res - Multi Family | Res | ROB and NEW | 0 | Residential Households | Cap-kBTUh | 20 | DEER:HVAC_Eff_HP | 0 | 0 | 0 | eTRM SWHC004-06 | 13.4 | 2022 | 7.68 | 2022 | 0 | 0 | eTRM SWHC004-06 | Res Boilers - Marine ¦ PG&E ¦ Marine | Res Boilers - Marine | 0.065472 | 1 | 0.44 | RBSA 2016-2017 | 0 | 2012 | 0.55 | SWHC004-06
RES-HVAC-55.2 | Res ¦ Standard Central Boiler - Hot-Dry ¦ PG&E ¦ Hot-Dry | Res ¦ Standard Central Boiler - Hot-Dry | PG&E ¦ Hot-Dry | PG&E | All | Gas | Standard Central Boiler | Average Existing and Code |  | 2031 | 1 | Conventional | HVAC | Res - Multi Family | Res | ROB and NEW | 0 | Residential Households | Cap-kBTUh | 20 | DEER:HVAC_Eff_HP | 0 | 0 | 0 | eTRM SWHC004-06 | 13.4 | 2022 | 7.68 | 2022 | 0 | 0 | eTRM SWHC004-06 | Res Boilers - Hot-Dry ¦ PG&E ¦ Hot-Dry | Res Boilers - Hot-Dry | 0.065472 | 1 | 0.44 | RBSA 2016-2017 | 0 | 2012 | 0.55 | SWHC004-06
RES-HVAC-55.3 | Res ¦ Standard Central Boiler - Cold ¦ PG&E ¦ Cold | Res ¦ Standard Central Boiler - Cold | PG&E ¦ Cold | PG&E | All | Gas | Standard Central Boiler | Average Existing and Code |  | 2031 | 1 | Conventional | HVAC | Res - Multi Family | Res | ROB and NEW | 0 | Residential Households | Cap-kBTUh | 20 | DEER:HVAC_Eff_HP | 0 | 0 | 0 | eTRM SWHC004-06 | 13.4 | 2022 | 7.68 | 2022 | 0 | 0 | eTRM SWHC004-06 | Res Boilers - Cold ¦ PG&E ¦ Cold | Res Boilers - Cold | 0.065472 | 1 | 0.44 | RBSA 2016-2017 | 0 | 2012 | 0.55 | SWHC004-06
RES-HVAC-55.4 | Res ¦ Standard Central Boiler - Marine ¦ PG&E ¦ Marine | Res ¦ Standard Central Boiler - Marine | PG&E ¦ Marine | PG&E | All | Gas | Standard Central Boiler | Average Existing and Code |  | 2031 | 1 | Conventional | HVAC | Res - Single Family | Res | ROB and NEW | 0 | Residential Households | Cap-kBTUh | 20 | DEER:HVAC_Eff_HP | 0 | 0 | 0 | eTRM SWHC004-06 | 13.4 | 2022 | 7.68 | 2022 | 0 | 0 | eTRM SWHC004-06 | Res Boilers - Marine ¦ PG&E ¦ Marine | Res Boilers - Marine | 0 | 1 | 0 | RBSA 2016-2017 | 0 | 2012 | 0.55 | SWHC004-06
RES-HVAC-55.5 | Res ¦ Standard Central Boiler - Hot-Dry ¦ PG&E ¦ Hot-Dry | Res ¦ Standard Central Boiler - Hot-Dry | PG&E ¦ Hot-Dry | PG&E | All | Gas | Standard Central Boiler | Average Existing and Code |  | 2031 | 1 | Conventional | HVAC | Res - Single Family | Res | ROB and NEW | 0 | Residential Households | Cap-kBTUh | 20 | DEER:HVAC_Eff_HP | 0 | 0 | 0 | eTRM SWHC004-06 | 13.4 | 2022 | 7.68 | 2022 | 0 | 0 | eTRM SWHC004-06 | Res Boilers - Hot-Dry ¦ PG&E ¦ Hot-Dry | Res Boilers - Hot-Dry | 0 | 1 | 0 | RBSA 2016-2017 | 0 | 2012 | 0.55 | SWHC004-06
RES-HVAC-55.6 | Res ¦ Standard Central Boiler - Cold ¦ PG&E ¦ Cold | Res ¦ Standard Central Boiler - Cold | PG&E ¦ Cold | PG&E | All | Gas | Standard Central Boiler | Average Existing and Code |  | 2031 | 1 | Conventional | HVAC | Res - Single Family | Res | ROB and NEW | 0 | Residential Households | Cap-kBTUh | 20 | DEER:HVAC_Eff_HP | 0 | 0 | 0 | eTRM SWHC004-06 | 13.4 | 2022 | 7.68 | 2022 | 0 | 0 | eTRM SWHC004-06 | Res Boilers - Cold ¦ PG&E ¦ Cold | Res Boilers - Cold | 0 | 1 | 0 | RBSA 2016-2017 | 0 | 2012 | 0.55 | SWHC004-06
RES-HVAC-55.7 | Res ¦ Standard Central Boiler - Marine ¦ SCG ¦ Marine | Res ¦ Standard Central Boiler - Marine | SCG ¦ Marine | SCG | All | Gas | Standard Central Boiler | Average Existing and Code |  | 2031 | 1 | Conventional | HVAC | Res - Multi Family | Res | ROB and NEW | 0 | Residential Households | Cap-kBTUh | 20 | DEER:HVAC_Eff_HP | 0 | 0 | 0 | eTRM SWHC004-06 | 13.4 | 2022 | 7.68 | 2022 | 0 | 0 | eTRM SWHC004-06 | Res Boilers - Marine ¦ SCG ¦ Marine | Res Boilers - Marine | 0.065472 | 1 | 0.44 | RBSA 2016-2017 | 0 | 2012 | 0.55 | SWHC004-06
RES-HVAC-55.8 | Res ¦ Standard Central Boiler - Hot-Dry ¦ SCG ¦ Hot-Dry | Res ¦ Standard Central Boiler - Hot-Dry | SCG ¦ Hot-Dry | SCG | All | Gas | Standard Central Boiler | Average Existing and Code |  | 2031 | 1 | Conventional | HVAC | Res - Multi Family | Res | ROB and NEW | 0 | Residential Households | Cap-kBTUh | 20 | DEER:HVAC_Eff_HP | 0 | 0 | 0 | eTRM SWHC004-06 | 13.4 | 2022 | 7.68 | 2022 | 0 | 0 | eTRM SWHC004-06 | Res Boilers - Hot-Dry ¦ SCG ¦ Hot-Dry | Res Boilers - Hot-Dry | 0.065472 | 1 | 0.44 | RBSA 2016-2017 | 0 | 2012 | 0.55 | SWHC004-06
RES-HVAC-55.9 | Res ¦ Standard Central Boiler - Cold ¦ SCG ¦ Cold | Res ¦ Standard Central Boiler - Cold | SCG ¦ Cold | SCG | All | Gas | Standard Central Boiler | Average Existing and Code |  | 2031 | 1 | Conventional | HVAC | Res - Multi Family | Res | ROB and NEW | 0 | Residential Households | Cap-kBTUh | 20 | DEER:HVAC_Eff_HP | 0 | 0 | 0 | eTRM SWHC004-06 | 13.4 | 2022 | 7.68 | 2022 | 0 | 0 | eTRM SWHC004-06 | Res Boilers - Cold ¦ SCG ¦ Cold | Res Boilers - Cold | 0.065472 | 1 | 0.44 | RBSA 2016-2017 | 0 | 2012 | 0.55 | SWHC004-06
RES-HVAC-55.10 | Res ¦ Standard Central Boiler - Marine ¦ SCG ¦ Marine | Res ¦ Standard Central Boiler - Marine | SCG ¦ Marine | SCG | All | Gas | Standard Central Boiler | Average Existing and Code |  | 2031 | 1 | Conventional | HVAC | Res - Single Family | Res | ROB and NEW | 0 | Residential Households | Cap-kBTUh | 20 | DEER:HVAC_Eff_HP | 0 | 0 | 0 | eTRM SWHC004-06 | 13.4 | 2022 | 7.68 | 2022 | 0 | 0 | eTRM SWHC004-06 | Res Boilers - Marine ¦ SCG ¦ Marine | Res Boilers - Marine | 0 | 1 | 0 | RBSA 2016-2017 | 0 | 2012 | 0.55 | SWHC004-06
RES-HVAC-55.11 | Res ¦ Standard Central Boiler - Hot-Dry ¦ SCG ¦ Hot-Dry | Res ¦ Standard Central Boiler - Hot-Dry | SCG ¦ Hot-Dry | SCG | All | Gas | Standard Central Boiler | Average Existing and Code |  | 2031 | 1 | Conventional | HVAC | Res - Single Family | Res | ROB and NEW | 0 | Residential Households | Cap-kBTUh | 20 | DEER:HVAC_Eff_HP | 0 | 0 | 0 | eTRM SWHC004-06 | 13.4 | 2022 | 7.68 | 2022 | 0 | 0 | eTRM SWHC004-06 | Res Boilers - Hot-Dry ¦ SCG ¦ Hot-Dry | Res Boilers - Hot-Dry | 0 | 1 | 0 | RBSA 2016-2017 | 0 | 2012 | 0.55 | SWHC004-06
RES-HVAC-55.12 | Res ¦ Standard Central Boiler - Cold ¦ SCG ¦ Cold | Res ¦ Standard Central Boiler - Cold | SCG ¦ Cold | SCG | All | Gas | Standard Central Boiler | Average Existing and Code |  | 2031 | 1 | Conventional | HVAC | Res - Single Family | Res | ROB and NEW | 0 | Residential Households | Cap-kBTUh | 20 | DEER:HVAC_Eff_HP | 0 | 0 | 0 | eTRM SWHC004-06 | 13.4 | 2022 | 7.68 | 2022 | 0 | 0 | eTRM SWHC004-06 | Res Boilers - Cold ¦ SCG ¦ Cold | Res Boilers - Cold | 0 | 1 | 0 | RBSA 2016-2017 | 0 | 2012 | 0.55 | SWHC004-06
RES-HVAC-55.13 | Res ¦ Standard Central Boiler - Marine ¦ SDG&E ¦ Marine | Res ¦ Standard Central Boiler - Marine | SDG&E ¦ Marine | SDG&E | All | Gas | Standard Central Boiler | Average Existing and Code |  | 2031 | 1 | Conventional | HVAC | Res - Multi Family | Res | ROB and NEW | 0 | Residential Households | Cap-kBTUh | 20 | DEER:HVAC_Eff_HP | 0 | 0 | 0 | eTRM SWHC004-06 | 13.4 | 2022 | 7.68 | 2022 | 0 | 0 | eTRM SWHC004-06 | Res Boilers - Marine ¦ SDG&E ¦ Marine | Res Boilers - Marine | 0.065472 | 1 | 0.44 | RBSA 2016-2017 | 0 | 2012 | 0.55 | SWHC004-06
RES-HVAC-55.14 | Res ¦ Standard Central Boiler - Hot-Dry ¦ SDG&E ¦ Hot-Dry | Res ¦ Standard Central Boiler - Hot-Dry | SDG&E ¦ Hot-Dry | SDG&E | All | Gas | Standard Central Boiler | Average Existing and Code |  | 2031 | 1 | Conventional | HVAC | Res - Multi Family | Res | ROB and NEW | 0 | Residential Households | Cap-kBTUh | 20 | DEER:HVAC_Eff_HP | 0 | 0 | 0 | eTRM SWHC004-06 | 13.4 | 2022 | 7.68 | 2022 | 0 | 0 | eTRM SWHC004-06 | Res Boilers - Hot-Dry ¦ SDG&E ¦ Hot-Dry | Res Boilers - Hot-Dry | 0.065472 | 1 | 0.44 | RBSA 2016-2017 | 0 | 2012 | 0.55 | SWHC004-06
RES-HVAC-55.15 | Res ¦ Standard Central Boiler - Marine ¦ SDG&E ¦ Marine | Res ¦ Standard Central Boiler - Marine | SDG&E ¦ Marine | SDG&E | All | Gas | Standard Central Boiler | Average Existing and Code |  | 2031 | 1 | Conventional | HVAC | Res - Single Family | Res | ROB and NEW | 0 | Residential Households | Cap-kBTUh | 20 | DEER:HVAC_Eff_HP | 0 | 0 | 0 | eTRM SWHC004-06 | 13.4 | 2022 | 7.68 | 2022 | 0 | 0 | eTRM SWHC004-06 | Res Boilers - Marine ¦ SDG&E ¦ Marine | Res Boilers - Marine | 0 | 1 | 0 | RBSA 2016-2017 | 0 | 2012 | 0.55 | SWHC004-06
RES-HVAC-55.16 | Res ¦ Standard Central Boiler - Hot-Dry ¦ SDG&E ¦ Hot-Dry | Res ¦ Standard Central Boiler - Hot-Dry | SDG&E ¦ Hot-Dry | SDG&E | All | Gas | Standard Central Boiler | Average Existing and Code |  | 2031 | 1 | Conventional | HVAC | Res - Single Family | Res | ROB and NEW | 0 | Residential Households | Cap-kBTUh | 20 | DEER:HVAC_Eff_HP | 0 | 0 | 0 | eTRM SWHC004-06 | 13.4 | 2022 | 7.68 | 2022 | 0 | 0 | eTRM SWHC004-06 | Res Boilers - Hot-Dry ¦ SDG&E ¦ Hot-Dry | Res Boilers - Hot-Dry | 0 | 1 | 0 | RBSA 2016-2017 | 0 | 2012 | 0.55 | SWHC004-06
RES-HVAC-56.1 | Res ¦ Efficient Condensing Central Boiler - Marine ¦ PG&E ¦ Marine | Res ¦ Efficient Condensing Central Boiler - Marine | PG&E ¦ Marine | PG&E | All | Gas | Efficient Central Boiler | Efficient | 2031 |  | 1 | Conventional | HVAC | Res - Multi Family | Res | ROB and NEW | 0 | Residential Households | Cap-kBTUh | 20 | DEER:HVAC_Eff_HP | 7.6e-05 | 0.0007525 | -0.082925 | eTRM SWHC004-06 | 18.865 | 2022 | 7.94 | 2022 | 0 | 0 | eTRM SWHC004-06 | Res Boilers - Marine ¦ PG&E ¦ Marine | Res Boilers - Marine | 0.065472 | 1 | 0.56 | RBSA 2016-2017 | 0 | 2012 | 0.55 | SWHC004-06
RES-HVAC-56.2 | Res ¦ Efficient Condensing Central Boiler - Hot-Dry ¦ PG&E ¦ Hot-Dry | Res ¦ Efficient Condensing Central Boiler - Hot-Dry | PG&E ¦ Hot-Dry | PG&E | All | Gas | Efficient Central Boiler | Efficient | 2031 |  | 1 | Conventional | HVAC | Res - Multi Family | Res | ROB and NEW | 0 | Residential Households | Cap-kBTUh | 20 | DEER:HVAC_Eff_HP | 8.075e-05 | 0.0008125 | -0.13285 | eTRM SWHC004-06 | 18.865 | 2022 | 7.94 | 2022 | 0 | 0 | eTRM SWHC004-06 | Res Boilers - Hot-Dry ¦ PG&E ¦ Hot-Dry | Res Boilers - Hot-Dry | 0.065472 | 1 | 0.56 | RBSA 2016-2017 | 0 | 2012 | 0.55 | SWHC004-06
RES-HVAC-56.3 | Res ¦ Efficient Condensing Central Boiler - Cold ¦ PG&E ¦ Cold | Res ¦ Efficient Condensing Central Boiler - Cold | PG&E ¦ Cold | PG&E | All | Gas | Efficient Central Boiler | Efficient | 2031 |  | 1 | Conventional | HVAC | Res - Multi Family | Res | ROB and NEW | 0 | Residential Households | Cap-kBTUh | 20 | DEER:HVAC_Eff_HP | 0.00015425 | 0.001635 | -0.386 | eTRM SWHC004-06 | 18.865 | 2022 | 7.94 | 2022 | 0 | 0 | eTRM SWHC004-06 | Res Boilers - Cold ¦ PG&E ¦ Cold | Res Boilers - Cold | 0.065472 | 1 | 0.56 | RBSA 2016-2017 | 0 | 2012 | 0.55 | SWHC004-06
RES-HVAC-56.4 | Res ¦ Efficient Condensing Central Boiler - Marine ¦ PG&E ¦ Marine | Res ¦ Efficient Condensing Central Boiler - Marine | PG&E ¦ Marine | PG&E | All | Gas | Efficient Central Boiler | Efficient | 2031 |  | 1 | Conventional | HVAC | Res - Single Family | Res | ROB and NEW | 0 | Residential Households | Cap-kBTUh | 20 | DEER:HVAC_Eff_HP | 0 | 0 | 0 | eTRM SWHC004-06 | 18.865 | 2022 | 7.94 | 2022 | 0 | 0 | eTRM SWHC004-06 | Res Boilers - Marine ¦ PG&E ¦ Marine | Res Boilers - Marine | 0 | 1 | 0 | RBSA 2016-2017 | 0 | 2012 | 0.55 | SWHC004-06
RES-HVAC-56.5 | Res ¦ Efficient Condensing Central Boiler - Hot-Dry ¦ PG&E ¦ Hot-Dry | Res ¦ Efficient Condensing Central Boiler - Hot-Dry | PG&E ¦ Hot-Dry | PG&E | All | Gas | Efficient Central Boiler | Efficient | 2031 |  | 1 | Conventional | HVAC | Res - Single Family | Res | ROB and NEW | 0 | Residential Households | Cap-kBTUh | 20 | DEER:HVAC_Eff_HP | 0 | 0 | 0 | eTRM SWHC004-06 | 18.865 | 2022 | 7.94 | 2022 | 0 | 0 | eTRM SWHC004-06 | Res Boilers - Hot-Dry ¦ PG&E ¦ Hot-Dry | Res Boilers - Hot-Dry | 0 | 1 | 0 | RBSA 2016-2017 | 0 | 2012 | 0.55 | SWHC004-06
RES-HVAC-56.6 | Res ¦ Efficient Condensing Central Boiler - Cold ¦ PG&E ¦ Cold | Res ¦ Efficient Condensing Central Boiler - Cold | PG&E ¦ Cold | PG&E | All | Gas | Efficient Central Boiler | Efficient | 2031 |  | 1 | Conventional | HVAC | Res - Single Family | Res | ROB and NEW | 0 | Residential Households | Cap-kBTUh | 20 | DEER:HVAC_Eff_HP | 0 | 0 | 0 | eTRM SWHC004-06 | 18.865 | 2022 | 7.94 | 2022 | 0 | 0 | eTRM SWHC004-06 | Res Boilers - Cold ¦ PG&E ¦ Cold | Res Boilers - Cold | 0 | 1 | 0 | RBSA 2016-2017 | 0 | 2012 | 0.55 | SWHC004-06
RES-HVAC-56.7 | Res ¦ Efficient Condensing Central Boiler - Marine ¦ SCG ¦ Marine | Res ¦ Efficient Condensing Central Boiler - Marine | SCG ¦ Marine | SCG | All | Gas | Efficient Central Boiler | Efficient | 2031 |  | 1 | Conventional | HVAC | Res - Multi Family | Res | ROB and NEW | 0 | Residential Households | Cap-kBTUh | 20 | DEER:HVAC_Eff_HP | 7.05e-06 | 7.775e-05 | -0.012604 | eTRM SWHC004-06 | 18.865 | 2022 | 7.94 | 2022 | 0 | 0 | eTRM SWHC004-06 | Res Boilers - Marine ¦ SCG ¦ Marine | Res Boilers - Marine | 0.065472 | 1 | 0.56 | RBSA 2016-2017 | 0 | 2012 | 0.55 | SWHC004-06
RES-HVAC-56.8 | Res ¦ Efficient Condensing Central Boiler - Hot-Dry ¦ SCG ¦ Hot-Dry | Res ¦ Efficient Condensing Central Boiler - Hot-Dry | SCG ¦ Hot-Dry | SCG | All | Gas | Efficient Central Boiler | Efficient | 2031 |  | 1 | Conventional | HVAC | Res - Multi Family | Res | ROB and NEW | 0 | Residential Households | Cap-kBTUh | 20 | DEER:HVAC_Eff_HP | 6.5425e-05 | 0.0005945 | -0.01909 | eTRM SWHC004-06 | 18.865 | 2022 | 7.94 | 2022 | 0 | 0 | eTRM SWHC004-06 | Res Boilers - Hot-Dry ¦ SCG ¦ Hot-Dry | Res Boilers - Hot-Dry | 0.065472 | 1 | 0.56 | RBSA 2016-2017 | 0 | 2012 | 0.55 | SWHC004-06
RES-HVAC-56.9 | Res ¦ Efficient Condensing Central Boiler - Cold ¦ SCG ¦ Cold | Res ¦ Efficient Condensing Central Boiler - Cold | SCG ¦ Cold | SCG | All | Gas | Efficient Central Boiler | Efficient | 2031 |  | 1 | Conventional | HVAC | Res - Multi Family | Res | ROB and NEW | 0 | Residential Households | Cap-kBTUh | 20 | DEER:HVAC_Eff_HP | 0.00015425 | 0.001635 | -0.386 | eTRM SWHC004-06 | 18.865 | 2022 | 7.94 | 2022 | 0 | 0 | eTRM SWHC004-06 | Res Boilers - Cold ¦ SCG ¦ Cold | Res Boilers - Cold | 0.065472 | 1 | 0.56 | RBSA 2016-2017 | 0 | 2012 | 0.55 | SWHC004-06
RES-HVAC-56.10 | Res ¦ Efficient Condensing Central Boiler - Marine ¦ SCG ¦ Marine | Res ¦ Efficient Condensing Central Boiler - Marine | SCG ¦ Marine | SCG | All | Gas | Efficient Central Boiler | Efficient | 2031 |  | 1 | Conventional | HVAC | Res - Single Family | Res | ROB and NEW | 0 | Residential Households | Cap-kBTUh | 20 | DEER:HVAC_Eff_HP | 0 | 0 | 0 | eTRM SWHC004-06 | 18.865 | 2022 | 7.94 | 2022 | 0 | 0 | eTRM SWHC004-06 | Res Boilers - Marine ¦ SCG ¦ Marine | Res Boilers - Marine | 0 | 1 | 0 | RBSA 2016-2017 | 0 | 2012 | 0.55 | SWHC004-06
RES-HVAC-56.11 | Res ¦ Efficient Condensing Central Boiler - Hot-Dry ¦ SCG ¦ Hot-Dry | Res ¦ Efficient Condensing Central Boiler - Hot-Dry | SCG ¦ Hot-Dry | SCG | All | Gas | Efficient Central Boiler | Efficient | 2031 |  | 1 | Conventional | HVAC | Res - Single Family | Res | ROB and NEW | 0 | Residential Households | Cap-kBTUh | 20 | DEER:HVAC_Eff_HP | 0 | 0 | 0 | eTRM SWHC004-06 | 18.865 | 2022 | 7.94 | 2022 | 0 | 0 | eTRM SWHC004-06 | Res Boilers - Hot-Dry ¦ SCG ¦ Hot-Dry | Res Boilers - Hot-Dry | 0 | 1 | 0 | RBSA 2016-2017 | 0 | 2012 | 0.55 | SWHC004-06
RES-HVAC-56.12 | Res ¦ Efficient Condensing Central Boiler - Cold ¦ SCG ¦ Cold | Res ¦ Efficient Condensing Central Boiler - Cold | SCG ¦ Cold | SCG | All | Gas | Efficient Central Boiler | Efficient | 2031 |  | 1 | Conventional | HVAC | Res - Single Family | Res | ROB and NEW | 0 | Residential Households | Cap-kBTUh | 20 | DEER:HVAC_Eff_HP | 0 | 0 | 0 | eTRM SWHC004-06 | 18.865 | 2022 | 7.94 | 2022 | 0 | 0 | eTRM SWHC004-06 | Res Boilers - Cold ¦ SCG ¦ Cold | Res Boilers - Cold | 0 | 1 | 0 | RBSA 2016-2017 | 0 | 2012 | 0.55 | SWHC004-06
RES-HVAC-56.13 | Res ¦ Efficient Condensing Central Boiler - Marine ¦ SDG&E ¦ Marine | Res ¦ Efficient Condensing Central Boiler - Marine | SDG&E ¦ Marine | SDG&E | All | Gas | Efficient Central Boiler | Efficient | 2031 |  | 1 | Conventional | HVAC | Res - Multi Family | Res | ROB and NEW | 0 | Residential Households | Cap-kBTUh | 20 | DEER:HVAC_Eff_HP | 7.05e-06 | 7.775e-05 | -0.012604 | eTRM SWHC004-06 | 18.865 | 2022 | 7.94 | 2022 | 0 | 0 | eTRM SWHC004-06 | Res Boilers - Marine ¦ SDG&E ¦ Marine | Res Boilers - Marine | 0.065472 | 1 | 0.56 | RBSA 2016-2017 | 0 | 2012 | 0.55 | SWHC004-06
RES-HVAC-56.14 | Res ¦ Efficient Condensing Central Boiler - Hot-Dry ¦ SDG&E ¦ Hot-Dry | Res ¦ Efficient Condensing Central Boiler - Hot-Dry | SDG&E ¦ Hot-Dry | SDG&E | All | Gas | Efficient Central Boiler | Efficient | 2031 |  | 1 | Conventional | HVAC | Res - Multi Family | Res | ROB and NEW | 0 | Residential Households | Cap-kBTUh | 20 | DEER:HVAC_Eff_HP | 6.725e-05 | 0.00059525 | -0.006937 | eTRM SWHC004-06 | 18.865 | 2022 | 7.94 | 2022 | 0 | 0 | eTRM SWHC004-06 | Res Boilers - Hot-Dry ¦ SDG&E ¦ Hot-Dry | Res Boilers - Hot-Dry | 0.065472 | 1 | 0.56 | RBSA 2016-2017 | 0 | 2012 | 0.55 | SWHC004-06
RES-HVAC-56.15 | Res ¦ Efficient Condensing Central Boiler - Marine ¦ SDG&E ¦ Marine | Res ¦ Efficient Condensing Central Boiler - Marine | SDG&E ¦ Marine | SDG&E | All | Gas | Efficient Central Boiler | Efficient | 2031 |  | 1 | Conventional | HVAC | Res - Single Family | Res | ROB and NEW | 0 | Residential Households | Cap-kBTUh | 20 | DEER:HVAC_Eff_HP | 0 | 0 | 0 | eTRM SWHC004-06 | 18.865 | 2022 | 7.94 | 2022 | 0 | 0 | eTRM SWHC004-06 | Res Boilers - Marine ¦ SDG&E ¦ Marine | Res Boilers - Marine | 0 | 1 | 0 | RBSA 2016-2017 | 0 | 2012 | 0.55 | SWHC004-06
RES-HVAC-56.16 | Res ¦ Efficient Condensing Central Boiler - Hot-Dry ¦ SDG&E ¦ Hot-Dry | Res ¦ Efficient Condensing Central Boiler - Hot-Dry | SDG&E ¦ Hot-Dry | SDG&E | All | Gas | Efficient Central Boiler | Efficient | 2031 |  | 1 | Conventional | HVAC | Res - Single Family | Res | ROB and NEW | 0 | Residential Households | Cap-kBTUh | 20 | DEER:HVAC_Eff_HP | 0 | 0 | 0 | eTRM SWHC004-06 | 18.865 | 2022 | 7.94 | 2022 | 0 | 0 | eTRM SWHC004-06 | Res Boilers - Hot-Dry ¦ SDG&E ¦ Hot-Dry | Res Boilers - Hot-Dry | 0 | 1 | 0 | RBSA 2016-2017 | 0 | 2012 | 0.55 | SWHC004-06
RES-HVAC-60.1 | Res ¦ Res Programmable Thermostat (Elec SC and Gas SH) - Marine ¦ PG&E ¦ Marine | Res ¦ Res Programmable Thermostat (Elec SC and Gas SH) - Marine | PG&E ¦ Marine | PG&E | All | Electric & Gas | Res Programmable Thermostat (Elec SC and Gas SH) | Average Existing and Code |  |  | 0 | Conventional | HVAC | Res - Multi Family | Res | RET and NEW | 0 | Residential Households | Household | 9.1 | DEER:HVAC_Eff_HP | 0 | 0 | 0 | eTRM SWHC039-09 | 103.19 | 2024 | 35.31 | 2024 | 0 | 0 | eTRM SWHC039-09 | Res Thermostats (Elec/Gas) - Marine ¦ PG&E ¦ Marine | Res Thermostats (Elec/Gas) - Marine | 0.067204 | 1 | 0.71991 | RASS 2019 | 0 | 2012 | 0.5 | SWHC039-09
RES-HVAC-60.2 | Res ¦ Res Programmable Thermostat (Elec SC and Gas SH) - Hot-Dry ¦ PG&E ¦ Hot-Dry | Res ¦ Res Programmable Thermostat (Elec SC and Gas SH) - Hot-Dry | PG&E ¦ Hot-Dry | PG&E | All | Electric & Gas | Res Programmable Thermostat (Elec SC and Gas SH) | Average Existing and Code |  |  | 0 | Conventional | HVAC | Res - Multi Family | Res | RET and NEW | 0 | Residential Households | Household | 9.1 | DEER:HVAC_Eff_HP | 0 | 0 | 0 | eTRM SWHC039-09 | 103.19 | 2024 | 35.31 | 2024 | 0 | 0 | eTRM SWHC039-09 | Res Thermostats (Elec/Gas) - Hot-Dry ¦ PG&E ¦ Hot-Dry | Res Thermostats (Elec/Gas) - Hot-Dry | 0.32042 | 1 | 0.94395 | RASS 2019 | 0 | 2012 | 0.5 | SWHC039-09
RES-HVAC-60.3 | Res ¦ Res Programmable Thermostat (Elec SC and Gas SH) - Cold ¦ PG&E ¦ Cold | Res ¦ Res Programmable Thermostat (Elec SC and Gas SH) - Cold | PG&E ¦ Cold | PG&E | All | Electric & Gas | Res Programmable Thermostat (Elec SC and Gas SH) | Average Existing and Code |  |  | 0 | Conventional | HVAC | Res - Multi Family | Res | RET and NEW | 0 | Residential Households | Household | 9.1 | DEER:HVAC_Eff_HP | 0 | 0 | 0 | eTRM SWHC039-09 | 103.19 | 2024 | 35.31 | 2024 | 0 | 0 | eTRM SWHC039-09 | Res Thermostats (Elec/Gas) - Cold ¦ PG&E ¦ Cold | Res Thermostats (Elec/Gas) - Cold | 0.079841 | 1 | 0.92621 | RASS 2019 | 0 | 2012 | 0.5 | SWHC039-09
RES-HVAC-60.4 | Res ¦ Res Programmable Thermostat (Elec SC and Gas SH) - Marine ¦ PG&E ¦ Marine | Res ¦ Res Programmable Thermostat (Elec SC and Gas SH) - Marine | PG&E ¦ Marine | PG&E | All | Electric & Gas | Res Programmable Thermostat (Elec SC and Gas SH) | Average Existing and Code |  |  | 0 | Conventional | HVAC | Res - Single Family | Res | RET and NEW | 0 | Residential Households | Household | 9.1 | DEER:HVAC_Eff_HP | 0 | 0 | 0 | eTRM SWHC039-09 | 103.19 | 2024 | 35.31 | 2024 | 0 | 0 | eTRM SWHC039-09 | Res Thermostats (Elec/Gas) - Marine ¦ PG&E ¦ Marine | Res Thermostats (Elec/Gas) - Marine | 0.22595 | 1 | 0.73909 | RASS 2019 | 0 | 2012 | 0.5 | SWHC039-09
RES-HVAC-60.5 | Res ¦ Res Programmable Thermostat (Elec SC and Gas SH) - Hot-Dry ¦ PG&E ¦ Hot-Dry | Res ¦ Res Programmable Thermostat (Elec SC and Gas SH) - Hot-Dry | PG&E ¦ Hot-Dry | PG&E | All | Electric & Gas | Res Programmable Thermostat (Elec SC and Gas SH) | Average Existing and Code |  |  | 0 | Conventional | HVAC | Res - Single Family | Res | RET and NEW | 0 | Residential Households | Household | 9.1 | DEER:HVAC_Eff_HP | 0 | 0 | 0 | eTRM SWHC039-09 | 103.19 | 2024 | 35.31 | 2024 | 0 | 0 | eTRM SWHC039-09 | Res Thermostats (Elec/Gas) - Hot-Dry ¦ PG&E ¦ Hot-Dry | Res Thermostats (Elec/Gas) - Hot-Dry | 0.62083 | 1 | 0.79474 | RASS 2019 | 0 | 2012 | 0.5 | SWHC039-09
RES-HVAC-60.6 | Res ¦ Res Programmable Thermostat (Elec SC and Gas SH) - Cold ¦ PG&E ¦ Cold | Res ¦ Res Programmable Thermostat (Elec SC and Gas SH) - Cold | PG&E ¦ Cold | PG&E | All | Electric & Gas | Res Programmable Thermostat (Elec SC and Gas SH) | Average Existing and Code |  |  | 0 | Conventional | HVAC | Res - Single Family | Res | RET and NEW | 0 | Residential Households | Household | 9.1 | DEER:HVAC_Eff_HP | 0 | 0 | 0 | eTRM SWHC039-09 | 103.19 | 2024 | 35.31 | 2024 | 0 | 0 | eTRM SWHC039-09 | Res Thermostats (Elec/Gas) - Cold ¦ PG&E ¦ Cold | Res Thermostats (Elec/Gas) - Cold | 0.049451 | 1 | 0.85363 | RASS 2019 | 0 | 2012 | 0.5 | SWHC039-09
RES-HVAC-60.7 | Res ¦ Res Programmable Thermostat (Elec SC and Gas SH) - Marine ¦ SCE ¦ Marine | Res ¦ Res Programmable Thermostat (Elec SC and Gas SH) - Marine | SCE ¦ Marine | SCE | All | Electric & Gas | Res Programmable Thermostat (Elec SC and Gas SH) | Average Existing and Code |  |  | 0 | Conventional | HVAC | Res - Multi Family | Res | RET and NEW | 0 | Residential Households | Household | 9.1 | DEER:HVAC_Eff_HP | 0 | 0 | 0 | eTRM SWHC039-09 | 103.19 | 2024 | 35.31 | 2024 | 0 | 0 | eTRM SWHC039-09 | Res Thermostats (Elec/Gas) - Marine ¦ SCE ¦ Marine | Res Thermostats (Elec/Gas) - Marine | 0.16457 | 1 | 0.66247 | RASS 2019 | 0 | 2012 | 0.5 | SWHC039-09
RES-HVAC-60.8 | Res ¦ Res Programmable Thermostat (Elec SC and Gas SH) - Hot-Dry ¦ SCE ¦ Hot-Dry | Res ¦ Res Programmable Thermostat (Elec SC and Gas SH) - Hot-Dry | SCE ¦ Hot-Dry | SCE | All | Electric & Gas | Res Programmable Thermostat (Elec SC and Gas SH) | Average Existing and Code |  |  | 0 | Conventional | HVAC | Res - Multi Family | Res | RET and NEW | 0 | Residential Households | Household | 9.1 | DEER:HVAC_Eff_HP | 0 | 0 | 0 | eTRM SWHC039-09 | 103.19 | 2024 | 35.31 | 2024 | 0 | 0 | eTRM SWHC039-09 | Res Thermostats (Elec/Gas) - Hot-Dry ¦ SCE ¦ Hot-Dry | Res Thermostats (Elec/Gas) - Hot-Dry | 0.24372 | 1 | 0.80417 | RASS 2019 | 0 | 2012 | 0.5 | SWHC039-09
RES-HVAC-60.9 | Res ¦ Res Programmable Thermostat (Elec SC and Gas SH) - Cold ¦ SCE ¦ Cold | Res ¦ Res Programmable Thermostat (Elec SC and Gas SH) - Cold | SCE ¦ Cold | SCE | All | Electric & Gas | Res Programmable Thermostat (Elec SC and Gas SH) | Average Existing and Code |  |  | 0 | Conventional | HVAC | Res - Multi Family | Res | RET and NEW | 0 | Residential Households | Household | 9.1 | DEER:HVAC_Eff_HP | 0 | 0 | 0 | eTRM SWHC039-09 | 103.19 | 2024 | 35.31 | 2024 | 0 | 0 | eTRM SWHC039-09 | Res Thermostats (Elec/Gas) - Cold ¦ SCE ¦ Cold | Res Thermostats (Elec/Gas) - Cold | 0.11366 | 1 | 0.71661 | RASS 2019 | 0 | 2012 | 0.5 | SWHC039-09
RES-HVAC-60.10 | Res ¦ Res Programmable Thermostat (Elec SC and Gas SH) - Marine ¦ SCE ¦ Marine | Res ¦ Res Programmable Thermostat (Elec SC and Gas SH) - Marine | SCE ¦ Marine | SCE | All | Electric & Gas | Res Programmable Thermostat (Elec SC and Gas SH) | Average Existing and Code |  |  | 0 | Conventional | HVAC | Res - Single Family | Res | RET and NEW | 0 | Residential Households | Household | 9.1 | DEER:HVAC_Eff_HP | 0 | 0 | 0 | eTRM SWHC039-09 | 103.19 | 2024 | 35.31 | 2024 | 0 | 0 | eTRM SWHC039-09 | Res Thermostats (Elec/Gas) - Marine ¦ SCE ¦ Marine | Res Thermostats (Elec/Gas) - Marine | 0.3315 | 1 | 0.79052 | RASS 2019 | 0 | 2012 | 0.5 | SWHC039-09
RES-HVAC-60.11 | Res ¦ Res Programmable Thermostat (Elec SC and Gas SH) - Hot-Dry ¦ SCE ¦ Hot-Dry | Res ¦ Res Programmable Thermostat (Elec SC and Gas SH) - Hot-Dry | SCE ¦ Hot-Dry | SCE | All | Electric & Gas | Res Programmable Thermostat (Elec SC and Gas SH) | Average Existing and Code |  |  | 0 | Conventional | HVAC | Res - Single Family | Res | RET and NEW | 0 | Residential Households | Household | 9.1 | DEER:HVAC_Eff_HP | 0 | 0 | 0 | eTRM SWHC039-09 | 103.19 | 2024 | 35.31 | 2024 | 0 | 0 | eTRM SWHC039-09 | Res Thermostats (Elec/Gas) - Hot-Dry ¦ SCE ¦ Hot-Dry | Res Thermostats (Elec/Gas) - Hot-Dry | 0.62966 | 1 | 0.78635 | RASS 2019 | 0 | 2012 | 0.5 | SWHC039-09
RES-HVAC-60.12 | Res ¦ Res Programmable Thermostat (Elec SC and Gas SH) - Cold ¦ SCE ¦ Cold | Res ¦ Res Programmable Thermostat (Elec SC and Gas SH) - Cold | SCE ¦ Cold | SCE | All | Electric & Gas | Res Programmable Thermostat (Elec SC and Gas SH) | Average Existing and Code |  |  | 0 | Conventional | HVAC | Res - Single Family | Res | RET and NEW | 0 | Residential Households | Household | 9.1 | DEER:HVAC_Eff_HP | 0 | 0 | 0 | eTRM SWHC039-09 | 103.19 | 2024 | 35.31 | 2024 | 0 | 0 | eTRM SWHC039-09 | Res Thermostats (Elec/Gas) - Cold ¦ SCE ¦ Cold | Res Thermostats (Elec/Gas) - Cold | 0.35904 | 1 | 0.95942 | RASS 2019 | 0 | 2012 | 0.5 | SWHC039-09
RES-HVAC-60.13 | Res ¦ Res Programmable Thermostat (Elec SC and Gas SH) - Marine ¦ SCG ¦ Marine | Res ¦ Res Programmable Thermostat (Elec SC and Gas SH) - Marine | SCG ¦ Marine | SCG | All | Electric & Gas | Res Programmable Thermostat (Elec SC and Gas SH) | Average Existing and Code |  |  | 0 | Conventional | HVAC | Res - Multi Family | Res | RET and NEW | 0 | Residential Households | Household | 9.1 | DEER:HVAC_Eff_HP | 0 | 0 | 0 | eTRM SWHC039-09 | 103.19 | 2024 | 35.31 | 2024 | 0 | 0 | eTRM SWHC039-09 | Res Thermostats (Elec/Gas) - Marine ¦ SCG ¦ Marine | Res Thermostats (Elec/Gas) - Marine | 0.19716 | 1 | 0.68485 | RASS 2019 | 0 | 2012 | 0.5 | SWHC039-09
RES-HVAC-60.14 | Res ¦ Res Programmable Thermostat (Elec SC and Gas SH) - Hot-Dry ¦ SCG ¦ Hot-Dry | Res ¦ Res Programmable Thermostat (Elec SC and Gas SH) - Hot-Dry | SCG ¦ Hot-Dry | SCG | All | Electric & Gas | Res Programmable Thermostat (Elec SC and Gas SH) | Average Existing and Code |  |  | 0 | Conventional | HVAC | Res - Multi Family | Res | RET and NEW | 0 | Residential Households | Household | 9.1 | DEER:HVAC_Eff_HP | 0 | 0 | 0 | eTRM SWHC039-09 | 103.19 | 2024 | 35.31 | 2024 | 0 | 0 | eTRM SWHC039-09 | Res Thermostats (Elec/Gas) - Hot-Dry ¦ SCG ¦ Hot-Dry | Res Thermostats (Elec/Gas) - Hot-Dry | 0.29603 | 1 | 0.82847 | RASS 2019 | 0 | 2012 | 0.5 | SWHC039-09
RES-HVAC-60.15 | Res ¦ Res Programmable Thermostat (Elec SC and Gas SH) - Cold ¦ SCG ¦ Cold | Res ¦ Res Programmable Thermostat (Elec SC and Gas SH) - Cold | SCG ¦ Cold | SCG | All | Electric & Gas | Res Programmable Thermostat (Elec SC and Gas SH) | Average Existing and Code |  |  | 0 | Conventional | HVAC | Res - Multi Family | Res | RET and NEW | 0 | Residential Households | Household | 9.1 | DEER:HVAC_Eff_HP | 0 | 0 | 0 | eTRM SWHC039-09 | 103.19 | 2024 | 35.31 | 2024 | 0 | 0 | eTRM SWHC039-09 | Res Thermostats (Elec/Gas) - Cold ¦ SCG ¦ Cold | Res Thermostats (Elec/Gas) - Cold | 0.079841 | 1 | 0.92621 | RASS 2019 | 0 | 2012 | 0.5 | SWHC039-09
RES-HVAC-60.16 | Res ¦ Res Programmable Thermostat (Elec SC and Gas SH) - Marine ¦ SCG ¦ Marine | Res ¦ Res Programmable Thermostat (Elec SC and Gas SH) - Marine | SCG ¦ Marine | SCG | All | Electric & Gas | Res Programmable Thermostat (Elec SC and Gas SH) | Average Existing and Code |  |  | 0 | Conventional | HVAC | Res - Single Family | Res | RET and NEW | 0 | Residential Households | Household | 9.1 | DEER:HVAC_Eff_HP | 0 | 0 | 0 | eTRM SWHC039-09 | 103.19 | 2024 | 35.31 | 2024 | 0 | 0 | eTRM SWHC039-09 | Res Thermostats (Elec/Gas) - Marine ¦ SCG ¦ Marine | Res Thermostats (Elec/Gas) - Marine | 0.30618 | 1 | 0.73337 | RASS 2019 | 0 | 2012 | 0.5 | SWHC039-09
RES-HVAC-60.17 | Res ¦ Res Programmable Thermostat (Elec SC and Gas SH) - Hot-Dry ¦ SCG ¦ Hot-Dry | Res ¦ Res Programmable Thermostat (Elec SC and Gas SH) - Hot-Dry | SCG ¦ Hot-Dry | SCG | All | Electric & Gas | Res Programmable Thermostat (Elec SC and Gas SH) | Average Existing and Code |  |  | 0 | Conventional | HVAC | Res - Single Family | Res | RET and NEW | 0 | Residential Households | Household | 9.1 | DEER:HVAC_Eff_HP | 0 | 0 | 0 | eTRM SWHC039-09 | 103.19 | 2024 | 35.31 | 2024 | 0 | 0 | eTRM SWHC039-09 | Res Thermostats (Elec/Gas) - Hot-Dry ¦ SCG ¦ Hot-Dry | Res Thermostats (Elec/Gas) - Hot-Dry | 0.61062 | 1 | 0.75826 | RASS 2019 | 0 | 2012 | 0.5 | SWHC039-09
RES-HVAC-60.18 | Res ¦ Res Programmable Thermostat (Elec SC and Gas SH) - Cold ¦ SCG ¦ Cold | Res ¦ Res Programmable Thermostat (Elec SC and Gas SH) - Cold | SCG ¦ Cold | SCG | All | Electric & Gas | Res Programmable Thermostat (Elec SC and Gas SH) | Average Existing and Code |  |  | 0 | Conventional | HVAC | Res - Single Family | Res | RET and NEW | 0 | Residential Households | Household | 9.1 | DEER:HVAC_Eff_HP | 0 | 0 | 0 | eTRM SWHC039-09 | 103.19 | 2024 | 35.31 | 2024 | 0 | 0 | eTRM SWHC039-09 | Res Thermostats (Elec/Gas) - Cold ¦ SCG ¦ Cold | Res Thermostats (Elec/Gas) - Cold | 0.6607 | 1 | 0.89148 | RASS 2019 | 0 | 2012 | 0.5 | SWHC039-09
RES-HVAC-60.19 | Res ¦ Res Programmable Thermostat (Elec SC and Gas SH) - Marine ¦ SDG&E ¦ Marine | Res ¦ Res Programmable Thermostat (Elec SC and Gas SH) - Marine | SDG&E ¦ Marine | SDG&E | All | Electric & Gas | Res Programmable Thermostat (Elec SC and Gas SH) | Average Existing and Code |  |  | 0 | Conventional | HVAC | Res - Multi Family | Res | RET and NEW | 0 | Residential Households | Household | 9.1 | DEER:HVAC_Eff_HP | 0 | 0 | 0 | eTRM SWHC039-09 | 103.19 | 2024 | 35.31 | 2024 | 0 | 0 | eTRM SWHC039-09 | Res Thermostats (Elec/Gas) - Marine ¦ SDG&E ¦ Marine | Res Thermostats (Elec/Gas) - Marine | 0.40162 | 1 | 0.96352 | RASS 2019 | 0 | 2012 | 0.5 | SWHC039-09
RES-HVAC-60.20 | Res ¦ Res Programmable Thermostat (Elec SC and Gas SH) - Hot-Dry ¦ SDG&E ¦ Hot-Dry | Res ¦ Res Programmable Thermostat (Elec SC and Gas SH) - Hot-Dry | SDG&E ¦ Hot-Dry | SDG&E | All | Electric & Gas | Res Programmable Thermostat (Elec SC and Gas SH) | Average Existing and Code |  |  | 0 | Conventional | HVAC | Res - Multi Family | Res | RET and NEW | 0 | Residential Households | Household | 9.1 | DEER:HVAC_Eff_HP | 0 | 0 | 0 | eTRM SWHC039-09 | 103.19 | 2024 | 35.31 | 2024 | 0 | 0 | eTRM SWHC039-09 | Res Thermostats (Elec/Gas) - Hot-Dry ¦ SDG&E ¦ Hot-Dry | Res Thermostats (Elec/Gas) - Hot-Dry | 0.14808 | 1 | 0.76913 | RASS 2019 | 0 | 2012 | 0.5 | SWHC039-09
RES-HVAC-60.21 | Res ¦ Res Programmable Thermostat (Elec SC and Gas SH) - Marine ¦ SDG&E ¦ Marine | Res ¦ Res Programmable Thermostat (Elec SC and Gas SH) - Marine | SDG&E ¦ Marine | SDG&E | All | Electric & Gas | Res Programmable Thermostat (Elec SC and Gas SH) | Average Existing and Code |  |  | 0 | Conventional | HVAC | Res - Single Family | Res | RET and NEW | 0 | Residential Households | Household | 9.1 | DEER:HVAC_Eff_HP | 0 | 0 | 0 | eTRM SWHC039-09 | 103.19 | 2024 | 35.31 | 2024 | 0 | 0 | eTRM SWHC039-09 | Res Thermostats (Elec/Gas) - Marine ¦ SDG&E ¦ Marine | Res Thermostats (Elec/Gas) - Marine | 0.6265 | 1 | 0.41152 | RASS 2019 | 0 | 2012 | 0.5 | SWHC039-09
RES-HVAC-60.22 | Res ¦ Res Programmable Thermostat (Elec SC and Gas SH) - Hot-Dry ¦ SDG&E ¦ Hot-Dry | Res ¦ Res Programmable Thermostat (Elec SC and Gas SH) - Hot-Dry | SDG&E ¦ Hot-Dry | SDG&E | All | Electric & Gas | Res Programmable Thermostat (Elec SC and Gas SH) | Average Existing and Code |  |  | 0 | Conventional | HVAC | Res - Single Family | Res | RET and NEW | 0 | Residential Households | Household | 9.1 | DEER:HVAC_Eff_HP | 0 | 0 | 0 | eTRM SWHC039-09 | 103.19 | 2024 | 35.31 | 2024 | 0 | 0 | eTRM SWHC039-09 | Res Thermostats (Elec/Gas) - Hot-Dry ¦ SDG&E ¦ Hot-Dry | Res Thermostats (Elec/Gas) - Hot-Dry | 0.42208 | 1 | 0.7186 | RASS 2019 | 0 | 2012 | 0.5 | SWHC039-09
RES-HVAC-61.1 | Res ¦ Res Smart Thermostat (Elec SC and Gas SH) - Marine ¦ PG&E ¦ Marine | Res ¦ Res Smart Thermostat (Elec SC and Gas SH) - Marine | PG&E ¦ Marine | PG&E | All | Electric & Gas | Res Programmable Thermostat (Elec SC and Gas SH) | Efficient |  |  | 0 | Conventional | HVAC | Res - Multi Family | Res | RET and NEW | 0 | Residential Households | Household | 9.1 | DEER:HVAC_Eff_HP | -19.8559 | 0 | -9.72 | eTRM SWHC039-09 | 210.99 | 2024 | 35.31 | 2024 | 0 | 0 | eTRM SWHC039-09 | Res Thermostats (Elec/Gas) - Marine ¦ PG&E ¦ Marine | Res Thermostats (Elec/Gas) - Marine | 0.067204 | 1 | 0.28009 | RASS 2019 | 0 | 2012 | 0.5 | SWHC039-09
RES-HVAC-61.2 | Res ¦ Res Smart Thermostat (Elec SC and Gas SH) - Hot-Dry ¦ PG&E ¦ Hot-Dry | Res ¦ Res Smart Thermostat (Elec SC and Gas SH) - Hot-Dry | PG&E ¦ Hot-Dry | PG&E | All | Electric & Gas | Res Programmable Thermostat (Elec SC and Gas SH) | Efficient |  |  | 0 | Conventional | HVAC | Res - Multi Family | Res | RET and NEW | 0 | Residential Households | Household | 9.1 | DEER:HVAC_Eff_HP | -85.0908 | 0 | -12.9 | eTRM SWHC039-09 | 210.99 | 2024 | 35.31 | 2024 | 0 | 0 | eTRM SWHC039-09 | Res Thermostats (Elec/Gas) - Hot-Dry ¦ PG&E ¦ Hot-Dry | Res Thermostats (Elec/Gas) - Hot-Dry | 0.32042 | 1 | 0.056048 | RASS 2019 | 0 | 2012 | 0.5 | SWHC039-09
RES-HVAC-61.3 | Res ¦ Res Smart Thermostat (Elec SC and Gas SH) - Cold ¦ PG&E ¦ Cold | Res ¦ Res Smart Thermostat (Elec SC and Gas SH) - Cold | PG&E ¦ Cold | PG&E | All | Electric & Gas | Res Programmable Thermostat (Elec SC and Gas SH) | Efficient |  |  | 0 | Conventional | HVAC | Res - Multi Family | Res | RET and NEW | 0 | Residential Households | Household | 9.1 | DEER:HVAC_Eff_HP | -116.575 | 0 | -7.5 | eTRM SWHC039-09 | 210.99 | 2024 | 35.31 | 2024 | 0 | 0 | eTRM SWHC039-09 | Res Thermostats (Elec/Gas) - Cold ¦ PG&E ¦ Cold | Res Thermostats (Elec/Gas) - Cold | 0.079841 | 1 | 0.073789 | RASS 2019 | 0 | 2012 | 0.5 | SWHC039-09
RES-HVAC-61.4 | Res ¦ Res Smart Thermostat (Elec SC and Gas SH) - Marine ¦ PG&E ¦ Marine | Res ¦ Res Smart Thermostat (Elec SC and Gas SH) - Marine | PG&E ¦ Marine | PG&E | All | Electric & Gas | Res Programmable Thermostat (Elec SC and Gas SH) | Efficient |  |  | 0 | Conventional | HVAC | Res - Single Family | Res | RET and NEW | 0 | Residential Households | Household | 9.1 | DEER:HVAC_Eff_HP | -19.8041 | 0 | -9.72 | eTRM SWHC039-09 | 210.99 | 2024 | 35.31 | 2024 | 0 | 0 | eTRM SWHC039-09 | Res Thermostats (Elec/Gas) - Marine ¦ PG&E ¦ Marine | Res Thermostats (Elec/Gas) - Marine | 0.22595 | 1 | 0.26091 | RASS 2019 | 0 | 2012 | 0.5 | SWHC039-09
RES-HVAC-61.5 | Res ¦ Res Smart Thermostat (Elec SC and Gas SH) - Hot-Dry ¦ PG&E ¦ Hot-Dry | Res ¦ Res Smart Thermostat (Elec SC and Gas SH) - Hot-Dry | PG&E ¦ Hot-Dry | PG&E | All | Electric & Gas | Res Programmable Thermostat (Elec SC and Gas SH) | Efficient |  |  | 0 | Conventional | HVAC | Res - Single Family | Res | RET and NEW | 0 | Residential Households | Household | 9.1 | DEER:HVAC_Eff_HP | -101.1455 | 0 | -12.9 | eTRM SWHC039-09 | 210.99 | 2024 | 35.31 | 2024 | 0 | 0 | eTRM SWHC039-09 | Res Thermostats (Elec/Gas) - Hot-Dry ¦ PG&E ¦ Hot-Dry | Res Thermostats (Elec/Gas) - Hot-Dry | 0.62083 | 1 | 0.20526 | RASS 2019 | 0 | 2012 | 0.5 | SWHC039-09
RES-HVAC-61.6 | Res ¦ Res Smart Thermostat (Elec SC and Gas SH) - Cold ¦ PG&E ¦ Cold | Res ¦ Res Smart Thermostat (Elec SC and Gas SH) - Cold | PG&E ¦ Cold | PG&E | All | Electric & Gas | Res Programmable Thermostat (Elec SC and Gas SH) | Efficient |  |  | 0 | Conventional | HVAC | Res - Single Family | Res | RET and NEW | 0 | Residential Households | Household | 9.1 | DEER:HVAC_Eff_HP | -136.9268 | 0 | -7.5 | eTRM SWHC039-09 | 210.99 | 2024 | 35.31 | 2024 | 0 | 0 | eTRM SWHC039-09 | Res Thermostats (Elec/Gas) - Cold ¦ PG&E ¦ Cold | Res Thermostats (Elec/Gas) - Cold | 0.049451 | 1 | 0.14637 | RASS 2019 | 0 | 2012 | 0.5 | SWHC039-09
RES-HVAC-61.7 | Res ¦ Res Smart Thermostat (Elec SC and Gas SH) - Marine ¦ SCE ¦ Marine | Res ¦ Res Smart Thermostat (Elec SC and Gas SH) - Marine | SCE ¦ Marine | SCE | All | Electric & Gas | Res Programmable Thermostat (Elec SC and Gas SH) | Efficient |  |  | 0 | Conventional | HVAC | Res - Multi Family | Res | RET and NEW | 0 | Residential Households | Household | 9.1 | DEER:HVAC_Eff_HP | -50.3031 | 0 | -6.53 | eTRM SWHC039-09 | 210.99 | 2024 | 35.31 | 2024 | 0 | 0 | eTRM SWHC039-09 | Res Thermostats (Elec/Gas) - Marine ¦ SCE ¦ Marine | Res Thermostats (Elec/Gas) - Marine | 0.16457 | 1 | 0.33753 | RASS 2019 | 0 | 2012 | 0.5 | SWHC039-09
RES-HVAC-61.8 | Res ¦ Res Smart Thermostat (Elec SC and Gas SH) - Hot-Dry ¦ SCE ¦ Hot-Dry | Res ¦ Res Smart Thermostat (Elec SC and Gas SH) - Hot-Dry | SCE ¦ Hot-Dry | SCE | All | Electric & Gas | Res Programmable Thermostat (Elec SC and Gas SH) | Efficient |  |  | 0 | Conventional | HVAC | Res - Multi Family | Res | RET and NEW | 0 | Residential Households | Household | 9.1 | DEER:HVAC_Eff_HP | -86.5648 | 0 | -4.11 | eTRM SWHC039-09 | 210.99 | 2024 | 35.31 | 2024 | 0 | 0 | eTRM SWHC039-09 | Res Thermostats (Elec/Gas) - Hot-Dry ¦ SCE ¦ Hot-Dry | Res Thermostats (Elec/Gas) - Hot-Dry | 0.24372 | 1 | 0.19583 | RASS 2019 | 0 | 2012 | 0.5 | SWHC039-09
RES-HVAC-61.9 | Res ¦ Res Smart Thermostat (Elec SC and Gas SH) - Cold ¦ SCE ¦ Cold | Res ¦ Res Smart Thermostat (Elec SC and Gas SH) - Cold | SCE ¦ Cold | SCE | All | Electric & Gas | Res Programmable Thermostat (Elec SC and Gas SH) | Efficient |  |  | 0 | Conventional | HVAC | Res - Multi Family | Res | RET and NEW | 0 | Residential Households | Household | 9.1 | DEER:HVAC_Eff_HP | -116.575 | 0 | -7.5 | eTRM SWHC039-09 | 210.99 | 2024 | 35.31 | 2024 | 0 | 0 | eTRM SWHC039-09 | Res Thermostats (Elec/Gas) - Cold ¦ SCE ¦ Cold | Res Thermostats (Elec/Gas) - Cold | 0.11366 | 1 | 0.28339 | RASS 2019 | 0 | 2012 | 0.5 | SWHC039-09
RES-HVAC-61.10 | Res ¦ Res Smart Thermostat (Elec SC and Gas SH) - Marine ¦ SCE ¦ Marine | Res ¦ Res Smart Thermostat (Elec SC and Gas SH) - Marine | SCE ¦ Marine | SCE | All | Electric & Gas | Res Programmable Thermostat (Elec SC and Gas SH) | Efficient |  |  | 0 | Conventional | HVAC | Res - Single Family | Res | RET and NEW | 0 | Residential Households | Household | 9.1 | DEER:HVAC_Eff_HP | -50.454 | 0 | -6.53 | eTRM SWHC039-09 | 210.99 | 2024 | 35.31 | 2024 | 0 | 0 | eTRM SWHC039-09 | Res Thermostats (Elec/Gas) - Marine ¦ SCE ¦ Marine | Res Thermostats (Elec/Gas) - Marine | 0.3315 | 1 | 0.20948 | RASS 2019 | 0 | 2012 | 0.5 | SWHC039-09
RES-HVAC-61.11 | Res ¦ Res Smart Thermostat (Elec SC and Gas SH) - Hot-Dry ¦ SCE ¦ Hot-Dry | Res ¦ Res Smart Thermostat (Elec SC and Gas SH) - Hot-Dry | SCE ¦ Hot-Dry | SCE | All | Electric & Gas | Res Programmable Thermostat (Elec SC and Gas SH) | Efficient |  |  | 0 | Conventional | HVAC | Res - Single Family | Res | RET and NEW | 0 | Residential Households | Household | 9.1 | DEER:HVAC_Eff_HP | -90.2368 | 0 | -4.11 | eTRM SWHC039-09 | 210.99 | 2024 | 35.31 | 2024 | 0 | 0 | eTRM SWHC039-09 | Res Thermostats (Elec/Gas) - Hot-Dry ¦ SCE ¦ Hot-Dry | Res Thermostats (Elec/Gas) - Hot-Dry | 0.62966 | 1 | 0.21365 | RASS 2019 | 0 | 2012 | 0.5 | SWHC039-09
RES-HVAC-61.12 | Res ¦ Res Smart Thermostat (Elec SC and Gas SH) - Cold ¦ SCE ¦ Cold | Res ¦ Res Smart Thermostat (Elec SC and Gas SH) - Cold | SCE ¦ Cold | SCE | All | Electric & Gas | Res Programmable Thermostat (Elec SC and Gas SH) | Efficient |  |  | 0 | Conventional | HVAC | Res - Single Family | Res | RET and NEW | 0 | Residential Households | Household | 9.1 | DEER:HVAC_Eff_HP | -136.9268 | 0 | -7.5 | eTRM SWHC039-09 | 210.99 | 2024 | 35.31 | 2024 | 0 | 0 | eTRM SWHC039-09 | Res Thermostats (Elec/Gas) - Cold ¦ SCE ¦ Cold | Res Thermostats (Elec/Gas) - Cold | 0.35904 | 1 | 0.040582 | RASS 2019 | 0 | 2012 | 0.5 | SWHC039-09
RES-HVAC-61.13 | Res ¦ Res Smart Thermostat (Elec SC and Gas SH) - Marine ¦ SCG ¦ Marine | Res ¦ Res Smart Thermostat (Elec SC and Gas SH) - Marine | SCG ¦ Marine | SCG | All | Electric & Gas | Res Programmable Thermostat (Elec SC and Gas SH) | Efficient |  |  | 0 | Conventional | HVAC | Res - Multi Family | Res | RET and NEW | 0 | Residential Households | Household | 9.1 | DEER:HVAC_Eff_HP | -50.3031 | 0 | -6.53 | eTRM SWHC039-09 | 210.99 | 2024 | 35.31 | 2024 | 0 | 0 | eTRM SWHC039-09 | Res Thermostats (Elec/Gas) - Marine ¦ SCG ¦ Marine | Res Thermostats (Elec/Gas) - Marine | 0.19716 | 1 | 0.31515 | RASS 2019 | 0 | 2012 | 0.5 | SWHC039-09
RES-HVAC-61.14 | Res ¦ Res Smart Thermostat (Elec SC and Gas SH) - Hot-Dry ¦ SCG ¦ Hot-Dry | Res ¦ Res Smart Thermostat (Elec SC and Gas SH) - Hot-Dry | SCG ¦ Hot-Dry | SCG | All | Electric & Gas | Res Programmable Thermostat (Elec SC and Gas SH) | Efficient |  |  | 0 | Conventional | HVAC | Res - Multi Family | Res | RET and NEW | 0 | Residential Households | Household | 9.1 | DEER:HVAC_Eff_HP | -86.5648 | 0 | -4.11 | eTRM SWHC039-09 | 210.99 | 2024 | 35.31 | 2024 | 0 | 0 | eTRM SWHC039-09 | Res Thermostats (Elec/Gas) - Hot-Dry ¦ SCG ¦ Hot-Dry | Res Thermostats (Elec/Gas) - Hot-Dry | 0.29603 | 1 | 0.17153 | RASS 2019 | 0 | 2012 | 0.5 | SWHC039-09
RES-HVAC-61.15 | Res ¦ Res Smart Thermostat (Elec SC and Gas SH) - Cold ¦ SCG ¦ Cold | Res ¦ Res Smart Thermostat (Elec SC and Gas SH) - Cold | SCG ¦ Cold | SCG | All | Electric & Gas | Res Programmable Thermostat (Elec SC and Gas SH) | Efficient |  |  | 0 | Conventional | HVAC | Res - Multi Family | Res | RET and NEW | 0 | Residential Households | Household | 9.1 | DEER:HVAC_Eff_HP | -116.575 | 0 | -7.5 | eTRM SWHC039-09 | 210.99 | 2024 | 35.31 | 2024 | 0 | 0 | eTRM SWHC039-09 | Res Thermostats (Elec/Gas) - Cold ¦ SCG ¦ Cold | Res Thermostats (Elec/Gas) - Cold | 0.079841 | 1 | 0.073789 | RASS 2019 | 0 | 2012 | 0.5 | SWHC039-09
RES-HVAC-61.16 | Res ¦ Res Smart Thermostat (Elec SC and Gas SH) - Marine ¦ SCG ¦ Marine | Res ¦ Res Smart Thermostat (Elec SC and Gas SH) - Marine | SCG ¦ Marine | SCG | All | Electric & Gas | Res Programmable Thermostat (Elec SC and Gas SH) | Efficient |  |  | 0 | Conventional | HVAC | Res - Single Family | Res | RET and NEW | 0 | Residential Households | Household | 9.1 | DEER:HVAC_Eff_HP | -50.454 | 0 | -6.53 | eTRM SWHC039-09 | 210.99 | 2024 | 35.31 | 2024 | 0 | 0 | eTRM SWHC039-09 | Res Thermostats (Elec/Gas) - Marine ¦ SCG ¦ Marine | Res Thermostats (Elec/Gas) - Marine | 0.30618 | 1 | 0.26663 | RASS 2019 | 0 | 2012 | 0.5 | SWHC039-09
RES-HVAC-61.17 | Res ¦ Res Smart Thermostat (Elec SC and Gas SH) - Hot-Dry ¦ SCG ¦ Hot-Dry | Res ¦ Res Smart Thermostat (Elec SC and Gas SH) - Hot-Dry | SCG ¦ Hot-Dry | SCG | All | Electric & Gas | Res Programmable Thermostat (Elec SC and Gas SH) | Efficient |  |  | 0 | Conventional | HVAC | Res - Single Family | Res | RET and NEW | 0 | Residential Households | Household | 9.1 | DEER:HVAC_Eff_HP | -90.2368 | 0 | -4.11 | eTRM SWHC039-09 | 210.99 | 2024 | 35.31 | 2024 | 0 | 0 | eTRM SWHC039-09 | Res Thermostats (Elec/Gas) - Hot-Dry ¦ SCG ¦ Hot-Dry | Res Thermostats (Elec/Gas) - Hot-Dry | 0.61062 | 1 | 0.24174 | RASS 2019 | 0 | 2012 | 0.5 | SWHC039-09
RES-HVAC-61.18 | Res ¦ Res Smart Thermostat (Elec SC and Gas SH) - Cold ¦ SCG ¦ Cold | Res ¦ Res Smart Thermostat (Elec SC and Gas SH) - Cold | SCG ¦ Cold | SCG | All | Electric & Gas | Res Programmable Thermostat (Elec SC and Gas SH) | Efficient |  |  | 0 | Conventional | HVAC | Res - Single Family | Res | RET and NEW | 0 | Residential Households | Household | 9.1 | DEER:HVAC_Eff_HP | -136.9268 | 0 | -7.5 | eTRM SWHC039-09 | 210.99 | 2024 | 35.31 | 2024 | 0 | 0 | eTRM SWHC039-09 | Res Thermostats (Elec/Gas) - Cold ¦ SCG ¦ Cold | Res Thermostats (Elec/Gas) - Cold | 0.6607 | 1 | 0.10852 | RASS 2019 | 0 | 2012 | 0.5 | SWHC039-09
RES-HVAC-61.19 | Res ¦ Res Smart Thermostat (Elec SC and Gas SH) - Marine ¦ SDG&E ¦ Marine | Res ¦ Res Smart Thermostat (Elec SC and Gas SH) - Marine | SDG&E ¦ Marine | SDG&E | All | Electric & Gas | Res Programmable Thermostat (Elec SC and Gas SH) | Efficient |  |  | 0 | Conventional | HVAC | Res - Multi Family | Res | RET and NEW | 0 | Residential Households | Household | 9.1 | DEER:HVAC_Eff_HP | -50.3031 | 0 | -6.53 | eTRM SWHC039-09 | 210.99 | 2024 | 35.31 | 2024 | 0 | 0 | eTRM SWHC039-09 | Res Thermostats (Elec/Gas) - Marine ¦ SDG&E ¦ Marine | Res Thermostats (Elec/Gas) - Marine | 0.40162 | 1 | 0.036483 | RASS 2019 | 0 | 2012 | 0.5 | SWHC039-09
RES-HVAC-61.20 | Res ¦ Res Smart Thermostat (Elec SC and Gas SH) - Hot-Dry ¦ SDG&E ¦ Hot-Dry | Res ¦ Res Smart Thermostat (Elec SC and Gas SH) - Hot-Dry | SDG&E ¦ Hot-Dry | SDG&E | All | Electric & Gas | Res Programmable Thermostat (Elec SC and Gas SH) | Efficient |  |  | 0 | Conventional | HVAC | Res - Multi Family | Res | RET and NEW | 0 | Residential Households | Household | 9.1 | DEER:HVAC_Eff_HP | -36.1198 | 0 | -4.06 | eTRM SWHC039-09 | 210.99 | 2024 | 35.31 | 2024 | 0 | 0 | eTRM SWHC039-09 | Res Thermostats (Elec/Gas) - Hot-Dry ¦ SDG&E ¦ Hot-Dry | Res Thermostats (Elec/Gas) - Hot-Dry | 0.14808 | 1 | 0.23087 | RASS 2019 | 0 | 2012 | 0.5 | SWHC039-09
RES-HVAC-61.21 | Res ¦ Res Smart Thermostat (Elec SC and Gas SH) - Marine ¦ SDG&E ¦ Marine | Res ¦ Res Smart Thermostat (Elec SC and Gas SH) - Marine | SDG&E ¦ Marine | SDG&E | All | Electric & Gas | Res Programmable Thermostat (Elec SC and Gas SH) | Efficient |  |  | 0 | Conventional | HVAC | Res - Single Family | Res | RET and NEW | 0 | Residential Households | Household | 9.1 | DEER:HVAC_Eff_HP | -50.454 | 0 | -6.53 | eTRM SWHC039-09 | 210.99 | 2024 | 35.31 | 2024 | 0 | 0 | eTRM SWHC039-09 | Res Thermostats (Elec/Gas) - Marine ¦ SDG&E ¦ Marine | Res Thermostats (Elec/Gas) - Marine | 0.6265 | 1 | 0.58848 | RASS 2019 | 0 | 2012 | 0.5 | SWHC039-09
RES-HVAC-61.22 | Res ¦ Res Smart Thermostat (Elec SC and Gas SH) - Hot-Dry ¦ SDG&E ¦ Hot-Dry | Res ¦ Res Smart Thermostat (Elec SC and Gas SH) - Hot-Dry | SDG&E ¦ Hot-Dry | SDG&E | All | Electric & Gas | Res Programmable Thermostat (Elec SC and Gas SH) | Efficient |  |  | 0 | Conventional | HVAC | Res - Single Family | Res | RET and NEW | 0 | Residential Households | Household | 9.1 | DEER:HVAC_Eff_HP | -31.1084 | 0 | -4.06 | eTRM SWHC039-09 | 210.99 | 2024 | 35.31 | 2024 | 0 | 0 | eTRM SWHC039-09 | Res Thermostats (Elec/Gas) - Hot-Dry ¦ SDG&E ¦ Hot-Dry | Res Thermostats (Elec/Gas) - Hot-Dry | 0.42208 | 1 | 0.2814 | RASS 2019 | 0 | 2012 | 0.5 | SWHC039-09
RES-HVAC-65.1 | Res ¦ Res Programmable Thermostat (Elec SC and Elec SH) - Marine ¦ PG&E ¦ Marine | Res ¦ Res Programmable Thermostat (Elec SC and Elec SH) - Marine | PG&E ¦ Marine | PG&E | All | Electric | Res Smart Thermostat (Elec SC and Elec SH) | Average Existing and Code |  |  | 0 | Conventional | HVAC | Res - Multi Family | Res | RET and NEW | 0 | Residential Households | Household | 9.1 | DEER:HVAC_Eff_HP | 0 | 0 | 0 | eTRM SWHC039-09 | 103.19 | 2024 | 35.31 | 2024 | 0 | 0 | eTRM SWHC039-09 | Res Thermostats (Elec/Elec) - Marine ¦ PG&E ¦ Marine | Res Thermostats (Elec/Elec) - Marine | 0.085615 | 1 | 0.7641 | RASS 2019 | 0 | 2012 | 0.5 | SWHC039-09
RES-HVAC-65.2 | Res ¦ Res Programmable Thermostat (Elec SC and Elec SH) - Hot-Dry ¦ PG&E ¦ Hot-Dry | Res ¦ Res Programmable Thermostat (Elec SC and Elec SH) - Hot-Dry | PG&E ¦ Hot-Dry | PG&E | All | Electric | Res Smart Thermostat (Elec SC and Elec SH) | Average Existing and Code |  |  | 0 | Conventional | HVAC | Res - Multi Family | Res | RET and NEW | 0 | Residential Households | Household | 9.1 | DEER:HVAC_Eff_HP | 0 | 0 | 0 | eTRM SWHC039-09 | 103.19 | 2024 | 35.31 | 2024 | 0 | 0 | eTRM SWHC039-09 | Res Thermostats (Elec/Elec) - Hot-Dry ¦ PG&E ¦ Hot-Dry | Res Thermostats (Elec/Elec) - Hot-Dry | 0.26573 | 1 | 0.91475 | RASS 2019 | 0 | 2012 | 0.5 | SWHC039-09
RES-HVAC-65.3 | Res ¦ Res Programmable Thermostat (Elec SC and Elec SH) - Cold ¦ PG&E ¦ Cold | Res ¦ Res Programmable Thermostat (Elec SC and Elec SH) - Cold | PG&E ¦ Cold | PG&E | All | Electric | Res Smart Thermostat (Elec SC and Elec SH) | Average Existing and Code |  |  | 0 | Conventional | HVAC | Res - Multi Family | Res | RET and NEW | 0 | Residential Households | Household | 9.1 | DEER:HVAC_Eff_HP | 0 | 0 | 0 | eTRM SWHC039-09 | 103.19 | 2024 | 35.31 | 2024 | 0 | 0 | eTRM SWHC039-09 | Res Thermostats (Elec/Elec) - Cold ¦ PG&E ¦ Cold | Res Thermostats (Elec/Elec) - Cold | 0.33694 | 1 | 1 | RASS 2019 | 0 | 2012 | 0.5 | SWHC039-09
RES-HVAC-65.4 | Res ¦ Res Programmable Thermostat (Elec SC and Elec SH) - Marine ¦ PG&E ¦ Marine | Res ¦ Res Programmable Thermostat (Elec SC and Elec SH) - Marine | PG&E ¦ Marine | PG&E | All | Electric | Res Smart Thermostat (Elec SC and Elec SH) | Average Existing and Code |  |  | 0 | Conventional | HVAC | Res - Single Family | Res | RET and NEW | 0 | Residential Households | Household | 9.1 | DEER:HVAC_Eff_HP | 0 | 0 | 0 | eTRM SWHC039-09 | 103.19 | 2024 | 35.31 | 2024 | 0 | 0 | eTRM SWHC039-09 | Res Thermostats (Elec/Elec) - Marine ¦ PG&E ¦ Marine | Res Thermostats (Elec/Elec) - Marine | 0.056312 | 1 | 0.73089 | RASS 2019 | 0 | 2012 | 0.5 | SWHC039-09
RES-HVAC-65.5 | Res ¦ Res Programmable Thermostat (Elec SC and Elec SH) - Hot-Dry ¦ PG&E ¦ Hot-Dry | Res ¦ Res Programmable Thermostat (Elec SC and Elec SH) - Hot-Dry | PG&E ¦ Hot-Dry | PG&E | All | Electric | Res Smart Thermostat (Elec SC and Elec SH) | Average Existing and Code |  |  | 0 | Conventional | HVAC | Res - Single Family | Res | RET and NEW | 0 | Residential Households | Household | 9.1 | DEER:HVAC_Eff_HP | 0 | 0 | 0 | eTRM SWHC039-09 | 103.19 | 2024 | 35.31 | 2024 | 0 | 0 | eTRM SWHC039-09 | Res Thermostats (Elec/Elec) - Hot-Dry ¦ PG&E ¦ Hot-Dry | Res Thermostats (Elec/Elec) - Hot-Dry | 0.12303 | 1 | 0.86911 | RASS 2019 | 0 | 2012 | 0.5 | SWHC039-09
RES-HVAC-65.6 | Res ¦ Res Programmable Thermostat (Elec SC and Elec SH) - Cold ¦ PG&E ¦ Cold | Res ¦ Res Programmable Thermostat (Elec SC and Elec SH) - Cold | PG&E ¦ Cold | PG&E | All | Electric | Res Smart Thermostat (Elec SC and Elec SH) | Average Existing and Code |  |  | 0 | Conventional | HVAC | Res - Single Family | Res | RET and NEW | 0 | Residential Households | Household | 9.1 | DEER:HVAC_Eff_HP | 0 | 0 | 0 | eTRM SWHC039-09 | 103.19 | 2024 | 35.31 | 2024 | 0 | 0 | eTRM SWHC039-09 | Res Thermostats (Elec/Elec) - Cold ¦ PG&E ¦ Cold | Res Thermostats (Elec/Elec) - Cold | 0.0422 | 1 | 1 | RASS 2019 | 0 | 2012 | 0.5 | SWHC039-09
RES-HVAC-65.7 | Res ¦ Res Programmable Thermostat (Elec SC and Elec SH) - Marine ¦ SCE ¦ Marine | Res ¦ Res Programmable Thermostat (Elec SC and Elec SH) - Marine | SCE ¦ Marine | SCE | All | Electric | Res Smart Thermostat (Elec SC and Elec SH) | Average Existing and Code |  |  | 0 | Conventional | HVAC | Res - Multi Family | Res | RET and NEW | 0 | Residential Households | Household | 9.1 | DEER:HVAC_Eff_HP | 0 | 0 | 0 | eTRM SWHC039-09 | 103.19 | 2024 | 35.31 | 2024 | 0 | 0 | eTRM SWHC039-09 | Res Thermostats (Elec/Elec) - Marine ¦ SCE ¦ Marine | Res Thermostats (Elec/Elec) - Marine | 0.079549 | 1 | 0.73411 | RASS 2019 | 0 | 2012 | 0.5 | SWHC039-09
RES-HVAC-65.8 | Res ¦ Res Programmable Thermostat (Elec SC and Elec SH) - Hot-Dry ¦ SCE ¦ Hot-Dry | Res ¦ Res Programmable Thermostat (Elec SC and Elec SH) - Hot-Dry | SCE ¦ Hot-Dry | SCE | All | Electric | Res Smart Thermostat (Elec SC and Elec SH) | Average Existing and Code |  |  | 0 | Conventional | HVAC | Res - Multi Family | Res | RET and NEW | 0 | Residential Households | Household | 9.1 | DEER:HVAC_Eff_HP | 0 | 0 | 0 | eTRM SWHC039-09 | 103.19 | 2024 | 35.31 | 2024 | 0 | 0 | eTRM SWHC039-09 | Res Thermostats (Elec/Elec) - Hot-Dry ¦ SCE ¦ Hot-Dry | Res Thermostats (Elec/Elec) - Hot-Dry | 0.18492 | 1 | 0.89033 | RASS 2019 | 0 | 2012 | 0.5 | SWHC039-09
RES-HVAC-65.9 | Res ¦ Res Programmable Thermostat (Elec SC and Elec SH) - Cold ¦ SCE ¦ Cold | Res ¦ Res Programmable Thermostat (Elec SC and Elec SH) - Cold | SCE ¦ Cold | SCE | All | Electric | Res Smart Thermostat (Elec SC and Elec SH) | Average Existing and Code |  |  | 0 | Conventional | HVAC | Res - Multi Family | Res | RET and NEW | 0 | Residential Households | Household | 9.1 | DEER:HVAC_Eff_HP | 0 | 0 | 0 | eTRM SWHC039-09 | 103.19 | 2024 | 35.31 | 2024 | 0 | 0 | eTRM SWHC039-09 | Res Thermostats (Elec/Elec) - Cold ¦ SCE ¦ Cold | Res Thermostats (Elec/Elec) - Cold | 0.33694 | 1 | 1 | RASS 2019 | 0 | 2012 | 0.5 | SWHC039-09
RES-HVAC-65.10 | Res ¦ Res Programmable Thermostat (Elec SC and Elec SH) - Marine ¦ SCE ¦ Marine | Res ¦ Res Programmable Thermostat (Elec SC and Elec SH) - Marine | SCE ¦ Marine | SCE | All | Electric | Res Smart Thermostat (Elec SC and Elec SH) | Average Existing and Code |  |  | 0 | Conventional | HVAC | Res - Single Family | Res | RET and NEW | 0 | Residential Households | Household | 9.1 | DEER:HVAC_Eff_HP | 0 | 0 | 0 | eTRM SWHC039-09 | 103.19 | 2024 | 35.31 | 2024 | 0 | 0 | eTRM SWHC039-09 | Res Thermostats (Elec/Elec) - Marine ¦ SCE ¦ Marine | Res Thermostats (Elec/Elec) - Marine | 0.043148 | 1 | 0.63803 | RASS 2019 | 0 | 2012 | 0.5 | SWHC039-09
RES-HVAC-65.11 | Res ¦ Res Programmable Thermostat (Elec SC and Elec SH) - Hot-Dry ¦ SCE ¦ Hot-Dry | Res ¦ Res Programmable Thermostat (Elec SC and Elec SH) - Hot-Dry | SCE ¦ Hot-Dry | SCE | All | Electric | Res Smart Thermostat (Elec SC and Elec SH) | Average Existing and Code |  |  | 0 | Conventional | HVAC | Res - Single Family | Res | RET and NEW | 0 | Residential Households | Household | 9.1 | DEER:HVAC_Eff_HP | 0 | 0 | 0 | eTRM SWHC039-09 | 103.19 | 2024 | 35.31 | 2024 | 0 | 0 | eTRM SWHC039-09 | Res Thermostats (Elec/Elec) - Hot-Dry ¦ SCE ¦ Hot-Dry | Res Thermostats (Elec/Elec) - Hot-Dry | 0.081504 | 1 | 0.81527 | RASS 2019 | 0 | 2012 | 0.5 | SWHC039-09
RES-HVAC-65.12 | Res ¦ Res Programmable Thermostat (Elec SC and Elec SH) - Cold ¦ SCE ¦ Cold | Res ¦ Res Programmable Thermostat (Elec SC and Elec SH) - Cold | SCE ¦ Cold | SCE | All | Electric | Res Smart Thermostat (Elec SC and Elec SH) | Average Existing and Code |  |  | 0 | Conventional | HVAC | Res - Single Family | Res | RET and NEW | 0 | Residential Households | Household | 9.1 | DEER:HVAC_Eff_HP | 0 | 0 | 0 | eTRM SWHC039-09 | 103.19 | 2024 | 35.31 | 2024 | 0 | 0 | eTRM SWHC039-09 | Res Thermostats (Elec/Elec) - Cold ¦ SCE ¦ Cold | Res Thermostats (Elec/Elec) - Cold | 0.0092325 | 1 | 1 | RASS 2019 | 0 | 2012 | 0.5 | SWHC039-09
RES-HVAC-65.13 | Res ¦ Res Programmable Thermostat (Elec SC and Elec SH) - Marine ¦ SDG&E ¦ Marine | Res ¦ Res Programmable Thermostat (Elec SC and Elec SH) - Marine | SDG&E ¦ Marine | SDG&E | All | Electric | Res Smart Thermostat (Elec SC and Elec SH) | Average Existing and Code |  |  | 0 | Conventional | HVAC | Res - Multi Family | Res | RET and NEW | 0 | Residential Households | Household | 9.1 | DEER:HVAC_Eff_HP | 0 | 0 | 0 | eTRM SWHC039-09 | 103.19 | 2024 | 35.31 | 2024 | 0 | 0 | eTRM SWHC039-09 | Res Thermostats (Elec/Elec) - Marine ¦ SDG&E ¦ Marine | Res Thermostats (Elec/Elec) - Marine | 0.055318 | 1 | 0.89564 | RASS 2019 | 0 | 2012 | 0.5 | SWHC039-09
RES-HVAC-65.14 | Res ¦ Res Programmable Thermostat (Elec SC and Elec SH) - Hot-Dry ¦ SDG&E ¦ Hot-Dry | Res ¦ Res Programmable Thermostat (Elec SC and Elec SH) - Hot-Dry | SDG&E ¦ Hot-Dry | SDG&E | All | Electric | Res Smart Thermostat (Elec SC and Elec SH) | Average Existing and Code |  |  | 0 | Conventional | HVAC | Res - Multi Family | Res | RET and NEW | 0 | Residential Households | Household | 9.1 | DEER:HVAC_Eff_HP | 0 | 0 | 0 | eTRM SWHC039-09 | 103.19 | 2024 | 35.31 | 2024 | 0 | 0 | eTRM SWHC039-09 | Res Thermostats (Elec/Elec) - Hot-Dry ¦ SDG&E ¦ Hot-Dry | Res Thermostats (Elec/Elec) - Hot-Dry | 0.19101 | 1 | 0.83559 | RASS 2019 | 0 | 2012 | 0.5 | SWHC039-09
RES-HVAC-65.15 | Res ¦ Res Programmable Thermostat (Elec SC and Elec SH) - Marine ¦ SDG&E ¦ Marine | Res ¦ Res Programmable Thermostat (Elec SC and Elec SH) - Marine | SDG&E ¦ Marine | SDG&E | All | Electric | Res Smart Thermostat (Elec SC and Elec SH) | Average Existing and Code |  |  | 0 | Conventional | HVAC | Res - Single Family | Res | RET and NEW | 0 | Residential Households | Household | 9.1 | DEER:HVAC_Eff_HP | 0 | 0 | 0 | eTRM SWHC039-09 | 103.19 | 2024 | 35.31 | 2024 | 0 | 0 | eTRM SWHC039-09 | Res Thermostats (Elec/Elec) - Marine ¦ SDG&E ¦ Marine | Res Thermostats (Elec/Elec) - Marine | 0.007984 | 1 | 1 | RASS 2019 | 0 | 2012 | 0.5 | SWHC039-09
RES-HVAC-65.16 | Res ¦ Res Programmable Thermostat (Elec SC and Elec SH) - Hot-Dry ¦ SDG&E ¦ Hot-Dry | Res ¦ Res Programmable Thermostat (Elec SC and Elec SH) - Hot-Dry | SDG&E ¦ Hot-Dry | SDG&E | All | Electric | Res Smart Thermostat (Elec SC and Elec SH) | Average Existing and Code |  |  | 0 | Conventional | HVAC | Res - Single Family | Res | RET and NEW | 0 | Residential Households | Household | 9.1 | DEER:HVAC_Eff_HP | 0 | 0 | 0 | eTRM SWHC039-09 | 103.19 | 2024 | 35.31 | 2024 | 0 | 0 | eTRM SWHC039-09 | Res Thermostats (Elec/Elec) - Hot-Dry ¦ SDG&E ¦ Hot-Dry | Res Thermostats (Elec/Elec) - Hot-Dry | 0.070451 | 1 | 0.70469 | RASS 2019 | 0 | 2012 | 0.5 | SWHC039-09
RES-HVAC-66.1 | Res ¦ Res Smart Thermostat (Elec SC and Elec SH) - Marine ¦ PG&E ¦ Marine | Res ¦ Res Smart Thermostat (Elec SC and Elec SH) - Marine | PG&E ¦ Marine | PG&E | All | Electric | Res Smart Thermostat (Elec SC and Elec SH) | Efficient |  |  | 0 | Conventional | HVAC | Res - Multi Family | Res | RET and NEW | 0 | Residential Households | Household | 9.1 | DEER:HVAC_Eff_HP | -25.6 | 0 | 0 | eTRM SWHC039-09 | 210.99 | 2024 | 35.31 | 2024 | 0 | 0 | eTRM SWHC039-09 | Res Thermostats (Elec/Elec) - Marine ¦ PG&E ¦ Marine | Res Thermostats (Elec/Elec) - Marine | 0.085615 | 1 | 0.2359 | RASS 2019 | 0 | 2012 | 0.5 | SWHC039-09
RES-HVAC-66.2 | Res ¦ Res Smart Thermostat (Elec SC and Elec SH) - Hot-Dry ¦ PG&E ¦ Hot-Dry | Res ¦ Res Smart Thermostat (Elec SC and Elec SH) - Hot-Dry | PG&E ¦ Hot-Dry | PG&E | All | Electric | Res Smart Thermostat (Elec SC and Elec SH) | Efficient |  |  | 0 | Conventional | HVAC | Res - Multi Family | Res | RET and NEW | 0 | Residential Households | Household | 9.1 | DEER:HVAC_Eff_HP | -105 | 0 | 0 | eTRM SWHC039-09 | 210.99 | 2024 | 35.31 | 2024 | 0 | 0 | eTRM SWHC039-09 | Res Thermostats (Elec/Elec) - Hot-Dry ¦ PG&E ¦ Hot-Dry | Res Thermostats (Elec/Elec) - Hot-Dry | 0.26573 | 1 | 0.085253 | RASS 2019 | 0 | 2012 | 0.5 | SWHC039-09
RES-HVAC-66.3 | Res ¦ Res Smart Thermostat (Elec SC and Elec SH) - Cold ¦ PG&E ¦ Cold | Res ¦ Res Smart Thermostat (Elec SC and Elec SH) - Cold | PG&E ¦ Cold | PG&E | All | Electric | Res Smart Thermostat (Elec SC and Elec SH) | Efficient |  |  | 0 | Conventional | HVAC | Res - Multi Family | Res | RET and NEW | 0 | Residential Households | Household | 9.1 | DEER:HVAC_Eff_HP | -149 | 0 | 0 | eTRM SWHC039-09 | 210.99 | 2024 | 35.31 | 2024 | 0 | 0 | eTRM SWHC039-09 | Res Thermostats (Elec/Elec) - Cold ¦ PG&E ¦ Cold | Res Thermostats (Elec/Elec) - Cold | 0.33694 | 1 | 0 | RASS 2019 | 0 | 2012 | 0.5 | SWHC039-09
RES-HVAC-66.4 | Res ¦ Res Smart Thermostat (Elec SC and Elec SH) - Marine ¦ PG&E ¦ Marine | Res ¦ Res Smart Thermostat (Elec SC and Elec SH) - Marine | PG&E ¦ Marine | PG&E | All | Electric | Res Smart Thermostat (Elec SC and Elec SH) | Efficient |  |  | 0 | Conventional | HVAC | Res - Single Family | Res | RET and NEW | 0 | Residential Households | Household | 9.1 | DEER:HVAC_Eff_HP | -25.6 | 0 | 0 | eTRM SWHC039-09 | 210.99 | 2024 | 35.31 | 2024 | 0 | 0 | eTRM SWHC039-09 | Res Thermostats (Elec/Elec) - Marine ¦ PG&E ¦ Marine | Res Thermostats (Elec/Elec) - Marine | 0.056312 | 1 | 0.26911 | RASS 2019 | 0 | 2012 | 0.5 | SWHC039-09
RES-HVAC-66.5 | Res ¦ Res Smart Thermostat (Elec SC and Elec SH) - Hot-Dry ¦ PG&E ¦ Hot-Dry | Res ¦ Res Smart Thermostat (Elec SC and Elec SH) - Hot-Dry | PG&E ¦ Hot-Dry | PG&E | All | Electric | Res Smart Thermostat (Elec SC and Elec SH) | Efficient |  |  | 0 | Conventional | HVAC | Res - Single Family | Res | RET and NEW | 0 | Residential Households | Household | 9.1 | DEER:HVAC_Eff_HP | -105 | 0 | 0 | eTRM SWHC039-09 | 210.99 | 2024 | 35.31 | 2024 | 0 | 0 | eTRM SWHC039-09 | Res Thermostats (Elec/Elec) - Hot-Dry ¦ PG&E ¦ Hot-Dry | Res Thermostats (Elec/Elec) - Hot-Dry | 0.12303 | 1 | 0.13089 | RASS 2019 | 0 | 2012 | 0.5 | SWHC039-09
RES-HVAC-66.6 | Res ¦ Res Smart Thermostat (Elec SC and Elec SH) - Cold ¦ PG&E ¦ Cold | Res ¦ Res Smart Thermostat (Elec SC and Elec SH) - Cold | PG&E ¦ Cold | PG&E | All | Electric | Res Smart Thermostat (Elec SC and Elec SH) | Efficient |  |  | 0 | Conventional | HVAC | Res - Single Family | Res | RET and NEW | 0 | Residential Households | Household | 9.1 | DEER:HVAC_Eff_HP | -149 | 0 | 0 | eTRM SWHC039-09 | 210.99 | 2024 | 35.31 | 2024 | 0 | 0 | eTRM SWHC039-09 | Res Thermostats (Elec/Elec) - Cold ¦ PG&E ¦ Cold | Res Thermostats (Elec/Elec) - Cold | 0.0422 | 1 | 0 | RASS 2019 | 0 | 2012 | 0.5 | SWHC039-09
RES-HVAC-66.7 | Res ¦ Res Smart Thermostat (Elec SC and Elec SH) - Marine ¦ SCE ¦ Marine | Res ¦ Res Smart Thermostat (Elec SC and Elec SH) - Marine | SCE ¦ Marine | SCE | All | Electric | Res Smart Thermostat (Elec SC and Elec SH) | Efficient |  |  | 0 | Conventional | HVAC | Res - Multi Family | Res | RET and NEW | 0 | Residential Households | Household | 9.1 | DEER:HVAC_Eff_HP | -57.8 | 0 | 0 | eTRM SWHC039-09 | 210.99 | 2024 | 35.31 | 2024 | 0 | 0 | eTRM SWHC039-09 | Res Thermostats (Elec/Elec) - Marine ¦ SCE ¦ Marine | Res Thermostats (Elec/Elec) - Marine | 0.079549 | 1 | 0.26589 | RASS 2019 | 0 | 2012 | 0.5 | SWHC039-09
RES-HVAC-66.8 | Res ¦ Res Smart Thermostat (Elec SC and Elec SH) - Hot-Dry ¦ SCE ¦ Hot-Dry | Res ¦ Res Smart Thermostat (Elec SC and Elec SH) - Hot-Dry | SCE ¦ Hot-Dry | SCE | All | Electric | Res Smart Thermostat (Elec SC and Elec SH) | Efficient |  |  | 0 | Conventional | HVAC | Res - Multi Family | Res | RET and NEW | 0 | Residential Households | Household | 9.1 | DEER:HVAC_Eff_HP | -92.8 | 0 | 0 | eTRM SWHC039-09 | 210.99 | 2024 | 35.31 | 2024 | 0 | 0 | eTRM SWHC039-09 | Res Thermostats (Elec/Elec) - Hot-Dry ¦ SCE ¦ Hot-Dry | Res Thermostats (Elec/Elec) - Hot-Dry | 0.18492 | 1 | 0.10967 | RASS 2019 | 0 | 2012 | 0.5 | SWHC039-09
RES-HVAC-66.9 | Res ¦ Res Smart Thermostat (Elec SC and Elec SH) - Cold ¦ SCE ¦ Cold | Res ¦ Res Smart Thermostat (Elec SC and Elec SH) - Cold | SCE ¦ Cold | SCE | All | Electric | Res Smart Thermostat (Elec SC and Elec SH) | Efficient |  |  | 0 | Conventional | HVAC | Res - Multi Family | Res | RET and NEW | 0 | Residential Households | Household | 9.1 | DEER:HVAC_Eff_HP | -149 | 0 | 0 | eTRM SWHC039-09 | 210.99 | 2024 | 35.31 | 2024 | 0 | 0 | eTRM SWHC039-09 | Res Thermostats (Elec/Elec) - Cold ¦ SCE ¦ Cold | Res Thermostats (Elec/Elec) - Cold | 0.33694 | 1 | 0 | RASS 2019 | 0 | 2012 | 0.5 | SWHC039-09
RES-HVAC-66.10 | Res ¦ Res Smart Thermostat (Elec SC and Elec SH) - Marine ¦ SCE ¦ Marine | Res ¦ Res Smart Thermostat (Elec SC and Elec SH) - Marine | SCE ¦ Marine | SCE | All | Electric | Res Smart Thermostat (Elec SC and Elec SH) | Efficient |  |  | 0 | Conventional | HVAC | Res - Single Family | Res | RET and NEW | 0 | Residential Households | Household | 9.1 | DEER:HVAC_Eff_HP | -57.8 | 0 | 0 | eTRM SWHC039-09 | 210.99 | 2024 | 35.31 | 2024 | 0 | 0 | eTRM SWHC039-09 | Res Thermostats (Elec/Elec) - Marine ¦ SCE ¦ Marine | Res Thermostats (Elec/Elec) - Marine | 0.043148 | 1 | 0.36197 | RASS 2019 | 0 | 2012 | 0.5 | SWHC039-09
RES-HVAC-66.11 | Res ¦ Res Smart Thermostat (Elec SC and Elec SH) - Hot-Dry ¦ SCE ¦ Hot-Dry | Res ¦ Res Smart Thermostat (Elec SC and Elec SH) - Hot-Dry | SCE ¦ Hot-Dry | SCE | All | Electric | Res Smart Thermostat (Elec SC and Elec SH) | Efficient |  |  | 0 | Conventional | HVAC | Res - Single Family | Res | RET and NEW | 0 | Residential Households | Household | 9.1 | DEER:HVAC_Eff_HP | -92.8 | 0 | 0 | eTRM SWHC039-09 | 210.99 | 2024 | 35.31 | 2024 | 0 | 0 | eTRM SWHC039-09 | Res Thermostats (Elec/Elec) - Hot-Dry ¦ SCE ¦ Hot-Dry | Res Thermostats (Elec/Elec) - Hot-Dry | 0.081504 | 1 | 0.18473 | RASS 2019 | 0 | 2012 | 0.5 | SWHC039-09
RES-HVAC-66.12 | Res ¦ Res Smart Thermostat (Elec SC and Elec SH) - Cold ¦ SCE ¦ Cold | Res ¦ Res Smart Thermostat (Elec SC and Elec SH) - Cold | SCE ¦ Cold | SCE | All | Electric | Res Smart Thermostat (Elec SC and Elec SH) | Efficient |  |  | 0 | Conventional | HVAC | Res - Single Family | Res | RET and NEW | 0 | Residential Households | Household | 9.1 | DEER:HVAC_Eff_HP | -149 | 0 | 0 | eTRM SWHC039-09 | 210.99 | 2024 | 35.31 | 2024 | 0 | 0 | eTRM SWHC039-09 | Res Thermostats (Elec/Elec) - Cold ¦ SCE ¦ Cold | Res Thermostats (Elec/Elec) - Cold | 0.0092325 | 1 | 0 | RASS 2019 | 0 | 2012 | 0.5 | SWHC039-09
RES-HVAC-66.13 | Res ¦ Res Smart Thermostat (Elec SC and Elec SH) - Marine ¦ SDG&E ¦ Marine | Res ¦ Res Smart Thermostat (Elec SC and Elec SH) - Marine | SDG&E ¦ Marine | SDG&E | All | Electric | Res Smart Thermostat (Elec SC and Elec SH) | Efficient |  |  | 0 | Conventional | HVAC | Res - Multi Family | Res | RET and NEW | 0 | Residential Households | Household | 9.1 | DEER:HVAC_Eff_HP | -57.8 | 0 | 0 | eTRM SWHC039-09 | 210.99 | 2024 | 35.31 | 2024 | 0 | 0 | eTRM SWHC039-09 | Res Thermostats (Elec/Elec) - Marine ¦ SDG&E ¦ Marine | Res Thermostats (Elec/Elec) - Marine | 0.055318 | 1 | 0.10436 | RASS 2019 | 0 | 2012 | 0.5 | SWHC039-09
RES-HVAC-66.14 | Res ¦ Res Smart Thermostat (Elec SC and Elec SH) - Hot-Dry ¦ SDG&E ¦ Hot-Dry | Res ¦ Res Smart Thermostat (Elec SC and Elec SH) - Hot-Dry | SDG&E ¦ Hot-Dry | SDG&E | All | Electric | Res Smart Thermostat (Elec SC and Elec SH) | Efficient |  |  | 0 | Conventional | HVAC | Res - Multi Family | Res | RET and NEW | 0 | Residential Households | Household | 9.1 | DEER:HVAC_Eff_HP | -37.4 | 0 | 0 | eTRM SWHC039-09 | 210.99 | 2024 | 35.31 | 2024 | 0 | 0 | eTRM SWHC039-09 | Res Thermostats (Elec/Elec) - Hot-Dry ¦ SDG&E ¦ Hot-Dry | Res Thermostats (Elec/Elec) - Hot-Dry | 0.19101 | 1 | 0.16441 | RASS 2019 | 0 | 2012 | 0.5 | SWHC039-09
RES-HVAC-66.15 | Res ¦ Res Smart Thermostat (Elec SC and Elec SH) - Marine ¦ SDG&E ¦ Marine | Res ¦ Res Smart Thermostat (Elec SC and Elec SH) - Marine | SDG&E ¦ Marine | SDG&E | All | Electric | Res Smart Thermostat (Elec SC and Elec SH) | Efficient |  |  | 0 | Conventional | HVAC | Res - Single Family | Res | RET and NEW | 0 | Residential Households | Household | 9.1 | DEER:HVAC_Eff_HP | -57.8 | 0 | 0 | eTRM SWHC039-09 | 210.99 | 2024 | 35.31 | 2024 | 0 | 0 | eTRM SWHC039-09 | Res Thermostats (Elec/Elec) - Marine ¦ SDG&E ¦ Marine | Res Thermostats (Elec/Elec) - Marine | 0.007984 | 1 | 0 | RASS 2019 | 0 | 2012 | 0.5 | SWHC039-09
RES-HVAC-66.16 | Res ¦ Res Smart Thermostat (Elec SC and Elec SH) - Hot-Dry ¦ SDG&E ¦ Hot-Dry | Res ¦ Res Smart Thermostat (Elec SC and Elec SH) - Hot-Dry | SDG&E ¦ Hot-Dry | SDG&E | All | Electric | Res Smart Thermostat (Elec SC and Elec SH) | Efficient |  |  | 0 | Conventional | HVAC | Res - Single Family | Res | RET and NEW | 0 | Residential Households | Household | 9.1 | DEER:HVAC_Eff_HP | -37.4 | 0 | 0 | eTRM SWHC039-09 | 210.99 | 2024 | 35.31 | 2024 | 0 | 0 | eTRM SWHC039-09 | Res Thermostats (Elec/Elec) - Hot-Dry ¦ SDG&E ¦ Hot-Dry | Res Thermostats (Elec/Elec) - Hot-Dry | 0.070451 | 1 | 0.29531 | RASS 2019 | 0 | 2012 | 0.5 | SWHC039-09
RES-HVAC-85.1 | Res ¦ No Whole House Fan - Marine ¦ PG&E ¦ Marine | Res ¦ No Whole House Fan - Marine | PG&E ¦ Marine | PG&E | All | Electric | No Whole House Fan | Average Existing and Code |  |  | 0 | Conventional | HVAC | Res - Multi Family | Res | RET Only | 0 | Residential Households | Household | 20 | DEER:HVAC_Eff_AC | 0 | 0 | 0 | eTRM SWHC030-04 | 0 | 2022 | 0 | 2022 | 0 | 0 | eTRM SWHC030-04 | Res Whole House Fan - Marine ¦ PG&E ¦ Marine | Res Whole House Fan - Marine | 0.89796 | 1 | 0.96871 | RASS 2019 | 0 | 2012 | 0.55 | SWHC030-04
RES-HVAC-85.2 | Res ¦ No Whole House Fan - Hot-Dry ¦ PG&E ¦ Hot-Dry | Res ¦ No Whole House Fan - Hot-Dry | PG&E ¦ Hot-Dry | PG&E | All | Electric | No Whole House Fan | Average Existing and Code |  |  | 0 | Conventional | HVAC | Res - Multi Family | Res | RET Only | 0 | Residential Households | Household | 20 | DEER:HVAC_Eff_AC | 0 | 0 | 0 | eTRM SWHC030-04 | 0 | 2022 | 0 | 2022 | 0 | 0 | eTRM SWHC030-04 | Res Whole House Fan - Hot-Dry ¦ PG&E ¦ Hot-Dry | Res Whole House Fan - Hot-Dry | 0.9182 | 1 | 0.94058 | RASS 2019 | 0 | 2012 | 0.55 | SWHC030-04
RES-HVAC-85.3 | Res ¦ No Whole House Fan - Cold ¦ PG&E ¦ Cold | Res ¦ No Whole House Fan - Cold | PG&E ¦ Cold | PG&E | All | Electric | No Whole House Fan | Average Existing and Code |  |  | 0 | Conventional | HVAC | Res - Multi Family | Res | RET Only | 0 | Residential Households | Household | 20 | DEER:HVAC_Eff_AC | 0 | 0 | 0 | eTRM SWHC030-04 | 0 | 2022 | 0 | 2022 | 0 | 0 | eTRM SWHC030-04 | Res Whole House Fan - Cold ¦ PG&E ¦ Cold | Res Whole House Fan - Cold | 0.96705 | 1 | 1 | RASS 2019 | 0 | 2012 | 0.55 | SWHC030-04
RES-HVAC-85.4 | Res ¦ No Whole House Fan - Marine ¦ PG&E ¦ Marine | Res ¦ No Whole House Fan - Marine | PG&E ¦ Marine | PG&E | All | Electric | No Whole House Fan | Average Existing and Code |  |  | 0 | Conventional | HVAC | Res - Single Family | Res | RET Only | 0 | Residential Households | Household | 20 | DEER:HVAC_Eff_AC | 0 | 0 | 0 | eTRM SWHC030-04 | 0 | 2022 | 0 | 2022 | 0 | 0 | eTRM SWHC030-04 | Res Whole House Fan - Marine ¦ PG&E ¦ Marine | Res Whole House Fan - Marine | 0.91209 | 1 | 0.93146 | RASS 2019 | 0 | 2012 | 0.55 | SWHC030-04
RES-HVAC-85.5 | Res ¦ No Whole House Fan - Hot-Dry ¦ PG&E ¦ Hot-Dry | Res ¦ No Whole House Fan - Hot-Dry | PG&E ¦ Hot-Dry | PG&E | All | Electric | No Whole House Fan | Average Existing and Code |  |  | 0 | Conventional | HVAC | Res - Single Family | Res | RET Only | 0 | Residential Households | Household | 20 | DEER:HVAC_Eff_AC | 0 | 0 | 0 | eTRM SWHC030-04 | 0 | 2022 | 0 | 2022 | 0 | 0 | eTRM SWHC030-04 | Res Whole House Fan - Hot-Dry ¦ PG&E ¦ Hot-Dry | Res Whole House Fan - Hot-Dry | 0.93672 | 1 | 0.82038 | RASS 2019 | 0 | 2012 | 0.55 | SWHC030-04
RES-HVAC-85.6 | Res ¦ No Whole House Fan - Cold ¦ PG&E ¦ Cold | Res ¦ No Whole House Fan - Cold | PG&E ¦ Cold | PG&E | All | Electric | No Whole House Fan | Average Existing and Code |  |  | 0 | Conventional | HVAC | Res - Single Family | Res | RET Only | 0 | Residential Households | Household | 20 | DEER:HVAC_Eff_AC | 0 | 0 | 0 | eTRM SWHC030-04 | 0 | 2022 | 0 | 2022 | 0 | 0 | eTRM SWHC030-04 | Res Whole House Fan - Cold ¦ PG&E ¦ Cold | Res Whole House Fan - Cold | 0.93341 | 1 | 0.95433 | RASS 2019 | 0 | 2012 | 0.55 | SWHC030-04
RES-HVAC-85.7 | Res ¦ No Whole House Fan - Marine ¦ SCE ¦ Marine | Res ¦ No Whole House Fan - Marine | SCE ¦ Marine | SCE | All | Electric | No Whole House Fan | Average Existing and Code |  |  | 0 | Conventional | HVAC | Res - Multi Family | Res | RET Only | 0 | Residential Households | Household | 20 | DEER:HVAC_Eff_AC | 0 | 0 | 0 | eTRM SWHC030-04 | 0 | 2022 | 0 | 2022 | 0 | 0 | eTRM SWHC030-04 | Res Whole House Fan - Marine ¦ SCE ¦ Marine | Res Whole House Fan - Marine | 0.9448 | 1 | 0.97397 | RASS 2019 | 0 | 2012 | 0.55 | SWHC030-04
RES-HVAC-85.8 | Res ¦ No Whole House Fan - Hot-Dry ¦ SCE ¦ Hot-Dry | Res ¦ No Whole House Fan - Hot-Dry | SCE ¦ Hot-Dry | SCE | All | Electric | No Whole House Fan | Average Existing and Code |  |  | 0 | Conventional | HVAC | Res - Multi Family | Res | RET Only | 0 | Residential Households | Household | 20 | DEER:HVAC_Eff_AC | 0 | 0 | 0 | eTRM SWHC030-04 | 0 | 2022 | 0 | 2022 | 0 | 0 | eTRM SWHC030-04 | Res Whole House Fan - Hot-Dry ¦ SCE ¦ Hot-Dry | Res Whole House Fan - Hot-Dry | 0.92638 | 1 | 0.93493 | RASS 2019 | 0 | 2012 | 0.55 | SWHC030-04
RES-HVAC-85.9 | Res ¦ No Whole House Fan - Cold ¦ SCE ¦ Cold | Res ¦ No Whole House Fan - Cold | SCE ¦ Cold | SCE | All | Electric | No Whole House Fan | Average Existing and Code |  |  | 0 | Conventional | HVAC | Res - Multi Family | Res | RET Only | 0 | Residential Households | Household | 20 | DEER:HVAC_Eff_AC | 0 | 0 | 0 | eTRM SWHC030-04 | 0 | 2022 | 0 | 2022 | 0 | 0 | eTRM SWHC030-04 | Res Whole House Fan - Cold ¦ SCE ¦ Cold | Res Whole House Fan - Cold | 0.95113 | 1 | 1 | RASS 2019 | 0 | 2012 | 0.55 | SWHC030-04
RES-HVAC-85.10 | Res ¦ No Whole House Fan - Marine ¦ SCE ¦ Marine | Res ¦ No Whole House Fan - Marine | SCE ¦ Marine | SCE | All | Electric | No Whole House Fan | Average Existing and Code |  |  | 0 | Conventional | HVAC | Res - Single Family | Res | RET Only | 0 | Residential Households | Household | 20 | DEER:HVAC_Eff_AC | 0 | 0 | 0 | eTRM SWHC030-04 | 0 | 2022 | 0 | 2022 | 0 | 0 | eTRM SWHC030-04 | Res Whole House Fan - Marine ¦ SCE ¦ Marine | Res Whole House Fan - Marine | 0.94329 | 1 | 0.92833 | RASS 2019 | 0 | 2012 | 0.55 | SWHC030-04
RES-HVAC-85.11 | Res ¦ No Whole House Fan - Hot-Dry ¦ SCE ¦ Hot-Dry | Res ¦ No Whole House Fan - Hot-Dry | SCE ¦ Hot-Dry | SCE | All | Electric | No Whole House Fan | Average Existing and Code |  |  | 0 | Conventional | HVAC | Res - Single Family | Res | RET Only | 0 | Residential Households | Household | 20 | DEER:HVAC_Eff_AC | 0 | 0 | 0 | eTRM SWHC030-04 | 0 | 2022 | 0 | 2022 | 0 | 0 | eTRM SWHC030-04 | Res Whole House Fan - Hot-Dry ¦ SCE ¦ Hot-Dry | Res Whole House Fan - Hot-Dry | 0.95802 | 1 | 0.89198 | RASS 2019 | 0 | 2012 | 0.55 | SWHC030-04
RES-HVAC-85.12 | Res ¦ No Whole House Fan - Cold ¦ SCE ¦ Cold | Res ¦ No Whole House Fan - Cold | SCE ¦ Cold | SCE | All | Electric | No Whole House Fan | Average Existing and Code |  |  | 0 | Conventional | HVAC | Res - Single Family | Res | RET Only | 0 | Residential Households | Household | 20 | DEER:HVAC_Eff_AC | 0 | 0 | 0 | eTRM SWHC030-04 | 0 | 2022 | 0 | 2022 | 0 | 0 | eTRM SWHC030-04 | Res Whole House Fan - Cold ¦ SCE ¦ Cold | Res Whole House Fan - Cold | 0.98593 | 1 | 0.84868 | RASS 2019 | 0 | 2012 | 0.55 | SWHC030-04
RES-HVAC-85.13 | Res ¦ No Whole House Fan - Marine ¦ SDG&E ¦ Marine | Res ¦ No Whole House Fan - Marine | SDG&E ¦ Marine | SDG&E | All | Electric | No Whole House Fan | Average Existing and Code |  |  | 0 | Conventional | HVAC | Res - Multi Family | Res | RET Only | 0 | Residential Households | Household | 20 | DEER:HVAC_Eff_AC | 0 | 0 | 0 | eTRM SWHC030-04 | 0 | 2022 | 0 | 2022 | 0 | 0 | eTRM SWHC030-04 | Res Whole House Fan - Marine ¦ SDG&E ¦ Marine | Res Whole House Fan - Marine | 0.94669 | 1 | 0.97855 | RASS 2019 | 0 | 2012 | 0.55 | SWHC030-04
RES-HVAC-85.14 | Res ¦ No Whole House Fan - Hot-Dry ¦ SDG&E ¦ Hot-Dry | Res ¦ No Whole House Fan - Hot-Dry | SDG&E ¦ Hot-Dry | SDG&E | All | Electric | No Whole House Fan | Average Existing and Code |  |  | 0 | Conventional | HVAC | Res - Multi Family | Res | RET Only | 0 | Residential Households | Household | 20 | DEER:HVAC_Eff_AC | 0 | 0 | 0 | eTRM SWHC030-04 | 0 | 2022 | 0 | 2022 | 0 | 0 | eTRM SWHC030-04 | Res Whole House Fan - Hot-Dry ¦ SDG&E ¦ Hot-Dry | Res Whole House Fan - Hot-Dry | 0.93082 | 1 | 0.9406 | RASS 2019 | 0 | 2012 | 0.55 | SWHC030-04
RES-HVAC-85.15 | Res ¦ No Whole House Fan - Marine ¦ SDG&E ¦ Marine | Res ¦ No Whole House Fan - Marine | SDG&E ¦ Marine | SDG&E | All | Electric | No Whole House Fan | Average Existing and Code |  |  | 0 | Conventional | HVAC | Res - Single Family | Res | RET Only | 0 | Residential Households | Household | 20 | DEER:HVAC_Eff_AC | 0 | 0 | 0 | eTRM SWHC030-04 | 0 | 2022 | 0 | 2022 | 0 | 0 | eTRM SWHC030-04 | Res Whole House Fan - Marine ¦ SDG&E ¦ Marine | Res Whole House Fan - Marine | 0.92554 | 1 | 0.76954 | RASS 2019 | 0 | 2012 | 0.55 | SWHC030-04
RES-HVAC-85.16 | Res ¦ No Whole House Fan - Hot-Dry ¦ SDG&E ¦ Hot-Dry | Res ¦ No Whole House Fan - Hot-Dry | SDG&E ¦ Hot-Dry | SDG&E | All | Electric | No Whole House Fan | Average Existing and Code |  |  | 0 | Conventional | HVAC | Res - Single Family | Res | RET Only | 0 | Residential Households | Household | 20 | DEER:HVAC_Eff_AC | 0 | 0 | 0 | eTRM SWHC030-04 | 0 | 2022 | 0 | 2022 | 0 | 0 | eTRM SWHC030-04 | Res Whole House Fan - Hot-Dry ¦ SDG&E ¦ Hot-Dry | Res Whole House Fan - Hot-Dry | 0.95157 | 1 | 0.86901 | RASS 2019 | 0 | 2012 | 0.55 | SWHC030-04
RES-HVAC-86.1 | Res ¦ Whole House Fan - Marine ¦ PG&E ¦ Marine | Res ¦ Whole House Fan - Marine | PG&E ¦ Marine | PG&E | All | Electric | Whole House Fan | Efficient |  |  | 0 | Conventional | HVAC | Res - Multi Family | Res | RET Only | 0 | Residential Households | Household | 20 | DEER:HVAC_Eff_AC | 0 | 0 | 0 | eTRM SWHC030-04 | 915.4833 | 2022 | 323.0467 | 2022 | 0 | 0 | eTRM SWHC030-04 | Res Whole House Fan - Marine ¦ PG&E ¦ Marine | Res Whole House Fan - Marine | 0.89796 | 1 | 0.031288 | RASS 2019 | 0 | 2012 | 0.55 | SWHC030-04
RES-HVAC-86.2 | Res ¦ Whole House Fan - Hot-Dry ¦ PG&E ¦ Hot-Dry | Res ¦ Whole House Fan - Hot-Dry | PG&E ¦ Hot-Dry | PG&E | All | Electric | Whole House Fan | Efficient |  |  | 0 | Conventional | HVAC | Res - Multi Family | Res | RET Only | 0 | Residential Households | Household | 20 | DEER:HVAC_Eff_AC | 0 | 0 | 0 | eTRM SWHC030-04 | 915.4833 | 2022 | 323.0467 | 2022 | 0 | 0 | eTRM SWHC030-04 | Res Whole House Fan - Hot-Dry ¦ PG&E ¦ Hot-Dry | Res Whole House Fan - Hot-Dry | 0.9182 | 1 | 0.059423 | RASS 2019 | 0 | 2012 | 0.55 | SWHC030-04
RES-HVAC-86.3 | Res ¦ Whole House Fan - Cold ¦ PG&E ¦ Cold | Res ¦ Whole House Fan - Cold | PG&E ¦ Cold | PG&E | All | Electric | Whole House Fan | Efficient |  |  | 0 | Conventional | HVAC | Res - Multi Family | Res | RET Only | 0 | Residential Households | Household | 20 | DEER:HVAC_Eff_AC | 0 | 0 | 0 | eTRM SWHC030-04 | 915.4833 | 2022 | 323.0467 | 2022 | 0 | 0 | eTRM SWHC030-04 | Res Whole House Fan - Cold ¦ PG&E ¦ Cold | Res Whole House Fan - Cold | 0.96705 | 1 | 0 | RASS 2019 | 0 | 2012 | 0.55 | SWHC030-04
RES-HVAC-86.4 | Res ¦ Whole House Fan - Marine ¦ PG&E ¦ Marine | Res ¦ Whole House Fan - Marine | PG&E ¦ Marine | PG&E | All | Electric | Whole House Fan | Efficient |  |  | 0 | Conventional | HVAC | Res - Single Family | Res | RET Only | 0 | Residential Households | Household | 20 | DEER:HVAC_Eff_AC | -2.7667 | -0.0515 | 1.13 | eTRM SWHC030-04 | 915.4833 | 2022 | 323.0467 | 2022 | 0 | 0 | eTRM SWHC030-04 | Res Whole House Fan - Marine ¦ PG&E ¦ Marine | Res Whole House Fan - Marine | 0.91209 | 1 | 0.068537 | RASS 2019 | 0 | 2012 | 0.55 | SWHC030-04
RES-HVAC-86.5 | Res ¦ Whole House Fan - Hot-Dry ¦ PG&E ¦ Hot-Dry | Res ¦ Whole House Fan - Hot-Dry | PG&E ¦ Hot-Dry | PG&E | All | Electric | Whole House Fan | Efficient |  |  | 0 | Conventional | HVAC | Res - Single Family | Res | RET Only | 0 | Residential Households | Household | 20 | DEER:HVAC_Eff_AC | -30.525 | -0.030333 | 0.35467 | eTRM SWHC030-04 | 915.4833 | 2022 | 323.0467 | 2022 | 0 | 0 | eTRM SWHC030-04 | Res Whole House Fan - Hot-Dry ¦ PG&E ¦ Hot-Dry | Res Whole House Fan - Hot-Dry | 0.93672 | 1 | 0.17962 | RASS 2019 | 0 | 2012 | 0.55 | SWHC030-04
RES-HVAC-86.6 | Res ¦ Whole House Fan - Cold ¦ PG&E ¦ Cold | Res ¦ Whole House Fan - Cold | PG&E ¦ Cold | PG&E | All | Electric | Whole House Fan | Efficient |  |  | 0 | Conventional | HVAC | Res - Single Family | Res | RET Only | 0 | Residential Households | Household | 20 | DEER:HVAC_Eff_AC | -102.4333 | -0.053667 | 2.8033 | eTRM SWHC030-04 | 915.4833 | 2022 | 323.0467 | 2022 | 0 | 0 | eTRM SWHC030-04 | Res Whole House Fan - Cold ¦ PG&E ¦ Cold | Res Whole House Fan - Cold | 0.93341 | 1 | 0.045669 | RASS 2019 | 0 | 2012 | 0.55 | SWHC030-04
RES-HVAC-86.7 | Res ¦ Whole House Fan - Marine ¦ SCE ¦ Marine | Res ¦ Whole House Fan - Marine | SCE ¦ Marine | SCE | All | Electric | Whole House Fan | Efficient |  |  | 0 | Conventional | HVAC | Res - Multi Family | Res | RET Only | 0 | Residential Households | Household | 20 | DEER:HVAC_Eff_AC | 0 | 0 | 0 | eTRM SWHC030-04 | 915.4833 | 2022 | 323.0467 | 2022 | 0 | 0 | eTRM SWHC030-04 | Res Whole House Fan - Marine ¦ SCE ¦ Marine | Res Whole House Fan - Marine | 0.9448 | 1 | 0.026025 | RASS 2019 | 0 | 2012 | 0.55 | SWHC030-04
RES-HVAC-86.8 | Res ¦ Whole House Fan - Hot-Dry ¦ SCE ¦ Hot-Dry | Res ¦ Whole House Fan - Hot-Dry | SCE ¦ Hot-Dry | SCE | All | Electric | Whole House Fan | Efficient |  |  | 0 | Conventional | HVAC | Res - Multi Family | Res | RET Only | 0 | Residential Households | Household | 20 | DEER:HVAC_Eff_AC | 0 | 0 | 0 | eTRM SWHC030-04 | 915.4833 | 2022 | 323.0467 | 2022 | 0 | 0 | eTRM SWHC030-04 | Res Whole House Fan - Hot-Dry ¦ SCE ¦ Hot-Dry | Res Whole House Fan - Hot-Dry | 0.92638 | 1 | 0.065072 | RASS 2019 | 0 | 2012 | 0.55 | SWHC030-04
RES-HVAC-86.9 | Res ¦ Whole House Fan - Cold ¦ SCE ¦ Cold | Res ¦ Whole House Fan - Cold | SCE ¦ Cold | SCE | All | Electric | Whole House Fan | Efficient |  |  | 0 | Conventional | HVAC | Res - Multi Family | Res | RET Only | 0 | Residential Households | Household | 20 | DEER:HVAC_Eff_AC | 0 | 0 | 0 | eTRM SWHC030-04 | 915.4833 | 2022 | 323.0467 | 2022 | 0 | 0 | eTRM SWHC030-04 | Res Whole House Fan - Cold ¦ SCE ¦ Cold | Res Whole House Fan - Cold | 0.95113 | 1 | 0 | RASS 2019 | 0 | 2012 | 0.55 | SWHC030-04
RES-HVAC-86.10 | Res ¦ Whole House Fan - Marine ¦ SCE ¦ Marine | Res ¦ Whole House Fan - Marine | SCE ¦ Marine | SCE | All | Electric | Whole House Fan | Efficient |  |  | 0 | Conventional | HVAC | Res - Single Family | Res | RET Only | 0 | Residential Households | Household | 20 | DEER:HVAC_Eff_AC | 99.2 | -0.14933 | 0.071033 | eTRM SWHC030-04 | 915.4833 | 2022 | 323.0467 | 2022 | 0 | 0 | eTRM SWHC030-04 | Res Whole House Fan - Marine ¦ SCE ¦ Marine | Res Whole House Fan - Marine | 0.94329 | 1 | 0.071674 | RASS 2019 | 0 | 2012 | 0.55 | SWHC030-04
RES-HVAC-86.11 | Res ¦ Whole House Fan - Hot-Dry ¦ SCE ¦ Hot-Dry | Res ¦ Whole House Fan - Hot-Dry | SCE ¦ Hot-Dry | SCE | All | Electric | Whole House Fan | Efficient |  |  | 0 | Conventional | HVAC | Res - Single Family | Res | RET Only | 0 | Residential Households | Household | 20 | DEER:HVAC_Eff_AC | -114.2833 | -0.010333 | 0.123 | eTRM SWHC030-04 | 915.4833 | 2022 | 323.0467 | 2022 | 0 | 0 | eTRM SWHC030-04 | Res Whole House Fan - Hot-Dry ¦ SCE ¦ Hot-Dry | Res Whole House Fan - Hot-Dry | 0.95802 | 1 | 0.10802 | RASS 2019 | 0 | 2012 | 0.55 | SWHC030-04
RES-HVAC-86.12 | Res ¦ Whole House Fan - Cold ¦ SCE ¦ Cold | Res ¦ Whole House Fan - Cold | SCE ¦ Cold | SCE | All | Electric | Whole House Fan | Efficient |  |  | 0 | Conventional | HVAC | Res - Single Family | Res | RET Only | 0 | Residential Households | Household | 20 | DEER:HVAC_Eff_AC | -102.4333 | -0.053667 | 2.8033 | eTRM SWHC030-04 | 915.4833 | 2022 | 323.0467 | 2022 | 0 | 0 | eTRM SWHC030-04 | Res Whole House Fan - Cold ¦ SCE ¦ Cold | Res Whole House Fan - Cold | 0.98593 | 1 | 0.15132 | RASS 2019 | 0 | 2012 | 0.55 | SWHC030-04
RES-HVAC-86.13 | Res ¦ Whole House Fan - Marine ¦ SDG&E ¦ Marine | Res ¦ Whole House Fan - Marine | SDG&E ¦ Marine | SDG&E | All | Electric | Whole House Fan | Efficient |  |  | 0 | Conventional | HVAC | Res - Multi Family | Res | RET Only | 0 | Residential Households | Household | 20 | DEER:HVAC_Eff_AC | 0 | 0 | 0 | eTRM SWHC030-04 | 915.4833 | 2022 | 323.0467 | 2022 | 0 | 0 | eTRM SWHC030-04 | Res Whole House Fan - Marine ¦ SDG&E ¦ Marine | Res Whole House Fan - Marine | 0.94669 | 1 | 0.02145 | RASS 2019 | 0 | 2012 | 0.55 | SWHC030-04
RES-HVAC-86.14 | Res ¦ Whole House Fan - Hot-Dry ¦ SDG&E ¦ Hot-Dry | Res ¦ Whole House Fan - Hot-Dry | SDG&E ¦ Hot-Dry | SDG&E | All | Electric | Whole House Fan | Efficient |  |  | 0 | Conventional | HVAC | Res - Multi Family | Res | RET Only | 0 | Residential Households | Household | 20 | DEER:HVAC_Eff_AC | 0 | 0 | 0 | eTRM SWHC030-04 | 915.4833 | 2022 | 323.0467 | 2022 | 0 | 0 | eTRM SWHC030-04 | Res Whole House Fan - Hot-Dry ¦ SDG&E ¦ Hot-Dry | Res Whole House Fan - Hot-Dry | 0.93082 | 1 | 0.059405 | RASS 2019 | 0 | 2012 | 0.55 | SWHC030-04
RES-HVAC-86.15 | Res ¦ Whole House Fan - Marine ¦ SDG&E ¦ Marine | Res ¦ Whole House Fan - Marine | SDG&E ¦ Marine | SDG&E | All | Electric | Whole House Fan | Efficient |  |  | 0 | Conventional | HVAC | Res - Single Family | Res | RET Only | 0 | Residential Households | Household | 20 | DEER:HVAC_Eff_AC | 99.2 | -0.14933 | 0.071033 | eTRM SWHC030-04 | 915.4833 | 2022 | 323.0467 | 2022 | 0 | 0 | eTRM SWHC030-04 | Res Whole House Fan - Marine ¦ SDG&E ¦ Marine | Res Whole House Fan - Marine | 0.92554 | 1 | 0.23046 | RASS 2019 | 0 | 2012 | 0.55 | SWHC030-04
RES-HVAC-86.16 | Res ¦ Whole House Fan - Hot-Dry ¦ SDG&E ¦ Hot-Dry | Res ¦ Whole House Fan - Hot-Dry | SDG&E ¦ Hot-Dry | SDG&E | All | Electric | Whole House Fan | Efficient |  |  | 0 | Conventional | HVAC | Res - Single Family | Res | RET Only | 0 | Residential Households | Household | 20 | DEER:HVAC_Eff_AC | 39.4752 | -0.065 | 0.040933 | eTRM SWHC030-04 | 915.4833 | 2022 | 323.0467 | 2022 | 0 | 0 | eTRM SWHC030-04 | Res Whole House Fan - Hot-Dry ¦ SDG&E ¦ Hot-Dry | Res Whole House Fan - Hot-Dry | 0.95157 | 1 | 0.13099 | RASS 2019 | 0 | 2012 | 0.55 | SWHC030-04
RES-HVAC-90.1 | Res ¦ Res Standard PSC HVAC Motor - Marine ¦ PG&E ¦ Marine | Res ¦ Res Standard PSC HVAC Motor - Marine | PG&E ¦ Marine | PG&E | All | Electric | Res standard permanent split capacity (PSC) HVAC motors | Average Existing and Code |  |  | 0 | Conventional | HVAC | Res - Single Family | Res | RET Only | 0 | Residential Households | Area-ft2-BA | 5 | DEER:HVAC_Eff_AC | 0 | 0 | 0 | eTRM (SWHC038-05) | 0.0817 | 2024 | 0.0331 | 2024 | 0 | 0 | eTRM (SWHC038-05) | Res HVAC Motors - Marine ¦ PG&E ¦ Marine | Res HVAC Motors - Marine | 395.25 | 1 | 0.91063 | SME Input, RASS 2019 for % central AC or primary gas heat saturation | 0 | 2012 | 0.55 | SWHC038-05
RES-HVAC-90.2 | Res ¦ Res Standard PSC HVAC Motor - Hot-Dry ¦ PG&E ¦ Hot-Dry | Res ¦ Res Standard PSC HVAC Motor - Hot-Dry | PG&E ¦ Hot-Dry | PG&E | All | Electric | Res standard permanent split capacity (PSC) HVAC motors | Average Existing and Code |  |  | 0 | Conventional | HVAC | Res - Single Family | Res | RET Only | 0 | Residential Households | Area-ft2-BA | 5 | DEER:HVAC_Eff_AC | 0 | 0 | 0 | eTRM (SWHC038-05) | 0.0986 | 2024 | 0.0399 | 2024 | 0 | 0 | eTRM (SWHC038-05) | Res HVAC Motors - Hot-Dry ¦ PG&E ¦ Hot-Dry | Res HVAC Motors - Hot-Dry | 395.25 | 1 | 0.91063 | SME Input, RASS 2019 for % central AC or primary gas heat saturation | 0 | 2012 | 0.55 | SWHC038-05
RES-HVAC-90.3 | Res ¦ Res Standard PSC HVAC Motor - Cold ¦ PG&E ¦ Cold | Res ¦ Res Standard PSC HVAC Motor - Cold | PG&E ¦ Cold | PG&E | All | Electric | Res standard permanent split capacity (PSC) HVAC motors | Average Existing and Code |  |  | 0 | Conventional | HVAC | Res - Single Family | Res | RET Only | 0 | Residential Households | Area-ft2-BA | 5 | DEER:HVAC_Eff_AC | 0 | 0 | 0 | eTRM (SWHC038-05) | 0.0929 | 2024 | 0.0376 | 2024 | 0 | 0 | eTRM (SWHC038-05) | Res HVAC Motors - Cold ¦ PG&E ¦ Cold | Res HVAC Motors - Cold | 395.25 | 1 | 0.91063 | SME Input, RASS 2019 for % central AC or primary gas heat saturation | 0 | 2012 | 0.55 | SWHC038-05
RES-HVAC-90.4 | Res ¦ Res Standard PSC HVAC Motor - Marine ¦ PG&E ¦ Marine | Res ¦ Res Standard PSC HVAC Motor - Marine | PG&E ¦ Marine | PG&E | All | Electric | Res standard permanent split capacity (PSC) HVAC motors | Average Existing and Code |  |  | 0 | Conventional | HVAC | Res - Multi Family | Res | RET Only | 0 | Residential Households | Area-ft2-BA | 5 | DEER:HVAC_Eff_AC | 0 | 0 | 0 | eTRM (SWHC038-05) | 0.173 | 2024 | 0.07 | 2024 | 0 | 0 | eTRM (SWHC038-05) | Res HVAC Motors - Marine ¦ PG&E ¦ Marine | Res HVAC Motors - Marine | 218.178 | 1 | 0.91063 | SME Input, RASS 2019 for % central AC or primary gas heat saturation | 0 | 2012 | 0.55 | SWHC038-05
RES-HVAC-90.5 | Res ¦ Res Standard PSC HVAC Motor - Hot-Dry ¦ PG&E ¦ Hot-Dry | Res ¦ Res Standard PSC HVAC Motor - Hot-Dry | PG&E ¦ Hot-Dry | PG&E | All | Electric | Res standard permanent split capacity (PSC) HVAC motors | Average Existing and Code |  |  | 0 | Conventional | HVAC | Res - Multi Family | Res | RET Only | 0 | Residential Households | Area-ft2-BA | 5 | DEER:HVAC_Eff_AC | 0 | 0 | 0 | eTRM (SWHC038-05) | 0.173 | 2024 | 0.07 | 2024 | 0 | 0 | eTRM (SWHC038-05) | Res HVAC Motors - Hot-Dry ¦ PG&E ¦ Hot-Dry | Res HVAC Motors - Hot-Dry | 218.178 | 1 | 0.91063 | SME Input, RASS 2019 for % central AC or primary gas heat saturation | 0 | 2012 | 0.55 | SWHC038-05
RES-HVAC-90.6 | Res ¦ Res Standard PSC HVAC Motor - Cold ¦ PG&E ¦ Cold | Res ¦ Res Standard PSC HVAC Motor - Cold | PG&E ¦ Cold | PG&E | All | Electric | Res standard permanent split capacity (PSC) HVAC motors | Average Existing and Code |  |  | 0 | Conventional | HVAC | Res - Multi Family | Res | RET Only | 0 | Residential Households | Area-ft2-BA | 5 | DEER:HVAC_Eff_AC | 0 | 0 | 0 | eTRM (SWHC038-05) | 0.173 | 2024 | 0.07 | 2024 | 0 | 0 | eTRM (SWHC038-05) | Res HVAC Motors - Cold ¦ PG&E ¦ Cold | Res HVAC Motors - Cold | 218.178 | 1 | 0.91063 | SME Input, RASS 2019 for % central AC or primary gas heat saturation | 0 | 2012 | 0.55 | SWHC038-05
RES-HVAC-90.7 | Res ¦ Res Standard PSC HVAC Motor - Marine ¦ SCE ¦ Marine | Res ¦ Res Standard PSC HVAC Motor - Marine | SCE ¦ Marine | SCE | All | Electric | Res standard permanent split capacity (PSC) HVAC motors | Average Existing and Code |  |  | 0 | Conventional | HVAC | Res - Single Family | Res | RET Only | 0 | Residential Households | Area-ft2-BA | 5 | DEER:HVAC_Eff_AC | 0 | 0 | 0 | eTRM (SWHC038-05) | 0.0784 | 2024 | 0.0317 | 2024 | 0 | 0 | eTRM (SWHC038-05) | Res HVAC Motors - Marine ¦ SCE ¦ Marine | Res HVAC Motors - Marine | 527 | 1 | 0.91063 | SME Input, RASS 2019 for % central AC or primary gas heat saturation | 0 | 2012 | 0.55 | SWHC038-05
RES-HVAC-90.8 | Res ¦ Res Standard PSC HVAC Motor - Hot-Dry ¦ SCE ¦ Hot-Dry | Res ¦ Res Standard PSC HVAC Motor - Hot-Dry | SCE ¦ Hot-Dry | SCE | All | Electric | Res standard permanent split capacity (PSC) HVAC motors | Average Existing and Code |  |  | 0 | Conventional | HVAC | Res - Single Family | Res | RET Only | 0 | Residential Households | Area-ft2-BA | 5 | DEER:HVAC_Eff_AC | 0 | 0 | 0 | eTRM (SWHC038-05) | 0.0914 | 2024 | 0.037 | 2024 | 0 | 0 | eTRM (SWHC038-05) | Res HVAC Motors - Hot-Dry ¦ SCE ¦ Hot-Dry | Res HVAC Motors - Hot-Dry | 527 | 1 | 0.91063 | SME Input, RASS 2019 for % central AC or primary gas heat saturation | 0 | 2012 | 0.55 | SWHC038-05
RES-HVAC-90.9 | Res ¦ Res Standard PSC HVAC Motor - Cold ¦ SCE ¦ Cold | Res ¦ Res Standard PSC HVAC Motor - Cold | SCE ¦ Cold | SCE | All | Electric | Res standard permanent split capacity (PSC) HVAC motors | Average Existing and Code |  |  | 0 | Conventional | HVAC | Res - Single Family | Res | RET Only | 0 | Residential Households | Area-ft2-BA | 5 | DEER:HVAC_Eff_AC | 0 | 0 | 0 | eTRM (SWHC038-05) | 0.0929 | 2024 | 0.0376 | 2024 | 0 | 0 | eTRM (SWHC038-05) | Res HVAC Motors - Cold ¦ SCE ¦ Cold | Res HVAC Motors - Cold | 527 | 1 | 0.91063 | SME Input, RASS 2019 for % central AC or primary gas heat saturation | 0 | 2012 | 0.55 | SWHC038-05
RES-HVAC-90.10 | Res ¦ Res Standard PSC HVAC Motor - Marine ¦ SCE ¦ Marine | Res ¦ Res Standard PSC HVAC Motor - Marine | SCE ¦ Marine | SCE | All | Electric | Res standard permanent split capacity (PSC) HVAC motors | Average Existing and Code |  |  | 0 | Conventional | HVAC | Res - Multi Family | Res | RET Only | 0 | Residential Households | Area-ft2-BA | 5 | DEER:HVAC_Eff_AC | 0 | 0 | 0 | eTRM (SWHC038-05) | 0.173 | 2024 | 0.07 | 2024 | 0 | 0 | eTRM (SWHC038-05) | Res HVAC Motors - Marine ¦ SCE ¦ Marine | Res HVAC Motors - Marine | 290.904 | 1 | 0.91063 | SME Input, RASS 2019 for % central AC or primary gas heat saturation | 0 | 2012 | 0.55 | SWHC038-05
RES-HVAC-90.11 | Res ¦ Res Standard PSC HVAC Motor - Hot-Dry ¦ SCE ¦ Hot-Dry | Res ¦ Res Standard PSC HVAC Motor - Hot-Dry | SCE ¦ Hot-Dry | SCE | All | Electric | Res standard permanent split capacity (PSC) HVAC motors | Average Existing and Code |  |  | 0 | Conventional | HVAC | Res - Multi Family | Res | RET Only | 0 | Residential Households | Area-ft2-BA | 5 | DEER:HVAC_Eff_AC | 0 | 0 | 0 | eTRM (SWHC038-05) | 0.173 | 2024 | 0.07 | 2024 | 0 | 0 | eTRM (SWHC038-05) | Res HVAC Motors - Hot-Dry ¦ SCE ¦ Hot-Dry | Res HVAC Motors - Hot-Dry | 290.904 | 1 | 0.91063 | SME Input, RASS 2019 for % central AC or primary gas heat saturation | 0 | 2012 | 0.55 | SWHC038-05
RES-HVAC-90.12 | Res ¦ Res Standard PSC HVAC Motor - Cold ¦ SCE ¦ Cold | Res ¦ Res Standard PSC HVAC Motor - Cold | SCE ¦ Cold | SCE | All | Electric | Res standard permanent split capacity (PSC) HVAC motors | Average Existing and Code |  |  | 0 | Conventional | HVAC | Res - Multi Family | Res | RET Only | 0 | Residential Households | Area-ft2-BA | 5 | DEER:HVAC_Eff_AC | 0 | 0 | 0 | eTRM (SWHC038-05) | 0.173 | 2024 | 0.07 | 2024 | 0 | 0 | eTRM (SWHC038-05) | Res HVAC Motors - Cold ¦ SCE ¦ Cold | Res HVAC Motors - Cold | 290.904 | 1 | 0.91063 | SME Input, RASS 2019 for % central AC or primary gas heat saturation | 0 | 2012 | 0.55 | SWHC038-05
RES-HVAC-90.13 | Res ¦ Res Standard PSC HVAC Motor - Marine ¦ SDG&E ¦ Marine | Res ¦ Res Standard PSC HVAC Motor - Marine | SDG&E ¦ Marine | SDG&E | All | Electric | Res standard permanent split capacity (PSC) HVAC motors | Average Existing and Code |  |  | 0 | Conventional | HVAC | Res - Single Family | Res | RET Only | 0 | Residential Households | Area-ft2-BA | 5 | DEER:HVAC_Eff_AC | 0 | 0 | 0 | eTRM (SWHC038-05) | 0.0784 | 2024 | 0.0317 | 2024 | 0 | 0 | eTRM (SWHC038-05) | Res HVAC Motors - Marine ¦ SDG&E ¦ Marine | Res HVAC Motors - Marine | 418.5 | 1 | 0.91063 | SME Input, RASS 2019 for % central AC or primary gas heat saturation | 0 | 2012 | 0.55 | SWHC038-05
RES-HVAC-90.14 | Res ¦ Res Standard PSC HVAC Motor - Hot-Dry ¦ SDG&E ¦ Hot-Dry | Res ¦ Res Standard PSC HVAC Motor - Hot-Dry | SDG&E ¦ Hot-Dry | SDG&E | All | Electric | Res standard permanent split capacity (PSC) HVAC motors | Average Existing and Code |  |  | 0 | Conventional | HVAC | Res - Single Family | Res | RET Only | 0 | Residential Households | Area-ft2-BA | 5 | DEER:HVAC_Eff_AC | 0 | 0 | 0 | eTRM (SWHC038-05) | 0.0784 | 2024 | 0.0317 | 2024 | 0 | 0 | eTRM (SWHC038-05) | Res HVAC Motors - Hot-Dry ¦ SDG&E ¦ Hot-Dry | Res HVAC Motors - Hot-Dry | 418.5 | 1 | 0.91063 | SME Input, RASS 2019 for % central AC or primary gas heat saturation | 0 | 2012 | 0.55 | SWHC038-05
RES-HVAC-90.15 | Res ¦ Res Standard PSC HVAC Motor - Marine ¦ SDG&E ¦ Marine | Res ¦ Res Standard PSC HVAC Motor - Marine | SDG&E ¦ Marine | SDG&E | All | Electric | Res standard permanent split capacity (PSC) HVAC motors | Average Existing and Code |  |  | 0 | Conventional | HVAC | Res - Multi Family | Res | RET Only | 0 | Residential Households | Area-ft2-BA | 5 | DEER:HVAC_Eff_AC | 0 | 0 | 0 | eTRM (SWHC038-05) | 0.173 | 2024 | 0.07 | 2024 | 0 | 0 | eTRM (SWHC038-05) | Res HVAC Motors - Marine ¦ SDG&E ¦ Marine | Res HVAC Motors - Marine | 231.012 | 1 | 0.91063 | SME Input, RASS 2019 for % central AC or primary gas heat saturation | 0 | 2012 | 0.55 | SWHC038-05
RES-HVAC-90.16 | Res ¦ Res Standard PSC HVAC Motor - Hot-Dry ¦ SDG&E ¦ Hot-Dry | Res ¦ Res Standard PSC HVAC Motor - Hot-Dry | SDG&E ¦ Hot-Dry | SDG&E | All | Electric | Res standard permanent split capacity (PSC) HVAC motors | Average Existing and Code |  |  | 0 | Conventional | HVAC | Res - Multi Family | Res | RET Only | 0 | Residential Households | Area-ft2-BA | 5 | DEER:HVAC_Eff_AC | 0 | 0 | 0 | eTRM (SWHC038-05) | 0.173 | 2024 | 0.07 | 2024 | 0 | 0 | eTRM (SWHC038-05) | Res HVAC Motors - Hot-Dry ¦ SDG&E ¦ Hot-Dry | Res HVAC Motors - Hot-Dry | 231.012 | 1 | 0.91063 | SME Input, RASS 2019 for % central AC or primary gas heat saturation | 0 | 2012 | 0.55 | SWHC038-05
RES-HVAC-91.1 | Res ¦ Res Brushless HVAC Motor - Marine ¦ PG&E ¦ Marine | Res ¦ Res Brushless HVAC Motor - Marine | PG&E ¦ Marine | PG&E | All | Electric | Res Brushless HVAC Motor | Efficient |  |  | 0 | Conventional | HVAC | Res - Single Family | Res | RET Only | 0 | Residential Households | Area-ft2-BA | 5 | DEER:HVAC_Eff_AC | -0.223 | -7.31e-05 | 0.001755 | eTRM (SWHC038-05) | 0.168 | 2024 | 0.0331 | 2024 | 0 | 0 | eTRM (SWHC038-05) | Res HVAC Motors - Marine ¦ PG&E ¦ Marine | Res HVAC Motors - Marine | 395.25 | 1 | 0.089374 | SME Input, RASS 2019 for % central AC or primary gas heat saturation | 0 | 2012 | 0.55 | SWHC038-05
RES-HVAC-91.2 | Res ¦ Res Brushless HVAC Motor - Hot-Dry ¦ PG&E ¦ Hot-Dry | Res ¦ Res Brushless HVAC Motor - Hot-Dry | PG&E ¦ Hot-Dry | PG&E | All | Electric | Res Brushless HVAC Motor | Efficient |  |  | 0 | Conventional | HVAC | Res - Single Family | Res | RET Only | 0 | Residential Households | Area-ft2-BA | 5 | DEER:HVAC_Eff_AC | -0.5245 | -0.0002145 | 0.0028902 | eTRM (SWHC038-05) | 0.2027 | 2024 | 0.0399 | 2024 | 0 | 0 | eTRM (SWHC038-05) | Res HVAC Motors - Hot-Dry ¦ PG&E ¦ Hot-Dry | Res HVAC Motors - Hot-Dry | 395.25 | 1 | 0.089374 | SME Input, RASS 2019 for % central AC or primary gas heat saturation | 0 | 2012 | 0.55 | SWHC038-05
RES-HVAC-91.3 | Res ¦ Res Brushless HVAC Motor - Cold ¦ PG&E ¦ Cold | Res ¦ Res Brushless HVAC Motor - Cold | PG&E ¦ Cold | PG&E | All | Electric | Res Brushless HVAC Motor | Efficient |  |  | 0 | Conventional | HVAC | Res - Single Family | Res | RET Only | 0 | Residential Households | Area-ft2-BA | 5 | DEER:HVAC_Eff_AC | -0.545 | -0.0005715 | 0.0017853 | eTRM (SWHC038-05) | 0.191 | 2024 | 0.0376 | 2024 | 0 | 0 | eTRM (SWHC038-05) | Res HVAC Motors - Cold ¦ PG&E ¦ Cold | Res HVAC Motors - Cold | 395.25 | 1 | 0.089374 | SME Input, RASS 2019 for % central AC or primary gas heat saturation | 0 | 2012 | 0.55 | SWHC038-05
RES-HVAC-91.4 | Res ¦ Res Brushless HVAC Motor - Marine ¦ PG&E ¦ Marine | Res ¦ Res Brushless HVAC Motor - Marine | PG&E ¦ Marine | PG&E | All | Electric | Res Brushless HVAC Motor | Efficient |  |  | 0 | Conventional | HVAC | Res - Multi Family | Res | RET Only | 0 | Residential Households | Area-ft2-BA | 5 | DEER:HVAC_Eff_AC | -0.10965 | -0.000123 | 0.00055541 | eTRM (SWHC038-05) | 0.3557 | 2024 | 0.07 | 2024 | 0 | 0 | eTRM (SWHC038-05) | Res HVAC Motors - Marine ¦ PG&E ¦ Marine | Res HVAC Motors - Marine | 218.178 | 1 | 0.089374 | SME Input, RASS 2019 for % central AC or primary gas heat saturation | 0 | 2012 | 0.55 | SWHC038-05
RES-HVAC-91.5 | Res ¦ Res Brushless HVAC Motor - Hot-Dry ¦ PG&E ¦ Hot-Dry | Res ¦ Res Brushless HVAC Motor - Hot-Dry | PG&E ¦ Hot-Dry | PG&E | All | Electric | Res Brushless HVAC Motor | Efficient |  |  | 0 | Conventional | HVAC | Res - Multi Family | Res | RET Only | 0 | Residential Households | Area-ft2-BA | 5 | DEER:HVAC_Eff_AC | -0.1305 | -0.0001385 | 0.00044552 | eTRM (SWHC038-05) | 0.3557 | 2024 | 0.07 | 2024 | 0 | 0 | eTRM (SWHC038-05) | Res HVAC Motors - Hot-Dry ¦ PG&E ¦ Hot-Dry | Res HVAC Motors - Hot-Dry | 218.178 | 1 | 0.089374 | SME Input, RASS 2019 for % central AC or primary gas heat saturation | 0 | 2012 | 0.55 | SWHC038-05
RES-HVAC-91.6 | Res ¦ Res Brushless HVAC Motor - Cold ¦ PG&E ¦ Cold | Res ¦ Res Brushless HVAC Motor - Cold | PG&E ¦ Cold | PG&E | All | Electric | Res Brushless HVAC Motor | Efficient |  |  | 0 | Conventional | HVAC | Res - Multi Family | Res | RET Only | 0 | Residential Households | Area-ft2-BA | 5 | DEER:HVAC_Eff_AC | -0.2325 | -0.0002015 | 0.00082494 | eTRM (SWHC038-05) | 0.3557 | 2024 | 0.07 | 2024 | 0 | 0 | eTRM (SWHC038-05) | Res HVAC Motors - Cold ¦ PG&E ¦ Cold | Res HVAC Motors - Cold | 218.178 | 1 | 0.089374 | SME Input, RASS 2019 for % central AC or primary gas heat saturation | 0 | 2012 | 0.55 | SWHC038-05
RES-HVAC-91.7 | Res ¦ Res Brushless HVAC Motor - Marine ¦ SCE ¦ Marine | Res ¦ Res Brushless HVAC Motor - Marine | SCE ¦ Marine | SCE | All | Electric | Res Brushless HVAC Motor | Efficient |  |  | 0 | Conventional | HVAC | Res - Single Family | Res | RET Only | 0 | Residential Households | Area-ft2-BA | 5 | DEER:HVAC_Eff_AC | -0.233 | 0 | 0.00089 | eTRM (SWHC038-05) | 0.1612 | 2024 | 0.0317 | 2024 | 0 | 0 | eTRM (SWHC038-05) | Res HVAC Motors - Marine ¦ SCE ¦ Marine | Res HVAC Motors - Marine | 527 | 1 | 0.089374 | SME Input, RASS 2019 for % central AC or primary gas heat saturation | 0 | 2012 | 0.55 | SWHC038-05
RES-HVAC-91.8 | Res ¦ Res Brushless HVAC Motor - Hot-Dry ¦ SCE ¦ Hot-Dry | Res ¦ Res Brushless HVAC Motor - Hot-Dry | SCE ¦ Hot-Dry | SCE | All | Electric | Res Brushless HVAC Motor | Efficient |  |  | 0 | Conventional | HVAC | Res - Single Family | Res | RET Only | 0 | Residential Households | Area-ft2-BA | 5 | DEER:HVAC_Eff_AC | -0.494 | -9.685e-06 | 0.001285 | eTRM (SWHC038-05) | 0.188 | 2024 | 0.037 | 2024 | 0 | 0 | eTRM (SWHC038-05) | Res HVAC Motors - Hot-Dry ¦ SCE ¦ Hot-Dry | Res HVAC Motors - Hot-Dry | 527 | 1 | 0.089374 | SME Input, RASS 2019 for % central AC or primary gas heat saturation | 0 | 2012 | 0.55 | SWHC038-05
RES-HVAC-91.9 | Res ¦ Res Brushless HVAC Motor - Cold ¦ SCE ¦ Cold | Res ¦ Res Brushless HVAC Motor - Cold | SCE ¦ Cold | SCE | All | Electric | Res Brushless HVAC Motor | Efficient |  |  | 0 | Conventional | HVAC | Res - Single Family | Res | RET Only | 0 | Residential Households | Area-ft2-BA | 5 | DEER:HVAC_Eff_AC | -0.545 | -0.0005715 | 0.0017853 | eTRM (SWHC038-05) | 0.191 | 2024 | 0.0376 | 2024 | 0 | 0 | eTRM (SWHC038-05) | Res HVAC Motors - Cold ¦ SCE ¦ Cold | Res HVAC Motors - Cold | 527 | 1 | 0.089374 | SME Input, RASS 2019 for % central AC or primary gas heat saturation | 0 | 2012 | 0.55 | SWHC038-05
RES-HVAC-91.10 | Res ¦ Res Brushless HVAC Motor - Marine ¦ SCE ¦ Marine | Res ¦ Res Brushless HVAC Motor - Marine | SCE ¦ Marine | SCE | All | Electric | Res Brushless HVAC Motor | Efficient |  |  | 0 | Conventional | HVAC | Res - Multi Family | Res | RET Only | 0 | Residential Households | Area-ft2-BA | 5 | DEER:HVAC_Eff_AC | -0.1077 | -7.95e-05 | 0.00031251 | eTRM (SWHC038-05) | 0.3557 | 2024 | 0.07 | 2024 | 0 | 0 | eTRM (SWHC038-05) | Res HVAC Motors - Marine ¦ SCE ¦ Marine | Res HVAC Motors - Marine | 290.904 | 1 | 0.089374 | SME Input, RASS 2019 for % central AC or primary gas heat saturation | 0 | 2012 | 0.55 | SWHC038-05
RES-HVAC-91.11 | Res ¦ Res Brushless HVAC Motor - Hot-Dry ¦ SCE ¦ Hot-Dry | Res ¦ Res Brushless HVAC Motor - Hot-Dry | SCE ¦ Hot-Dry | SCE | All | Electric | Res Brushless HVAC Motor | Efficient |  |  | 0 | Conventional | HVAC | Res - Multi Family | Res | RET Only | 0 | Residential Households | Area-ft2-BA | 5 | DEER:HVAC_Eff_AC | -0.1905 | -0.000132 | 0.00038629 | eTRM (SWHC038-05) | 0.3557 | 2024 | 0.07 | 2024 | 0 | 0 | eTRM (SWHC038-05) | Res HVAC Motors - Hot-Dry ¦ SCE ¦ Hot-Dry | Res HVAC Motors - Hot-Dry | 290.904 | 1 | 0.089374 | SME Input, RASS 2019 for % central AC or primary gas heat saturation | 0 | 2012 | 0.55 | SWHC038-05
RES-HVAC-91.12 | Res ¦ Res Brushless HVAC Motor - Cold ¦ SCE ¦ Cold | Res ¦ Res Brushless HVAC Motor - Cold | SCE ¦ Cold | SCE | All | Electric | Res Brushless HVAC Motor | Efficient |  |  | 0 | Conventional | HVAC | Res - Multi Family | Res | RET Only | 0 | Residential Households | Area-ft2-BA | 5 | DEER:HVAC_Eff_AC | -0.2325 | -0.0002015 | 0.00082494 | eTRM (SWHC038-05) | 0.3557 | 2024 | 0.07 | 2024 | 0 | 0 | eTRM (SWHC038-05) | Res HVAC Motors - Cold ¦ SCE ¦ Cold | Res HVAC Motors - Cold | 290.904 | 1 | 0.089374 | SME Input, RASS 2019 for % central AC or primary gas heat saturation | 0 | 2012 | 0.55 | SWHC038-05
RES-HVAC-91.13 | Res ¦ Res Brushless HVAC Motor - Marine ¦ SDG&E ¦ Marine | Res ¦ Res Brushless HVAC Motor - Marine | SDG&E ¦ Marine | SDG&E | All | Electric | Res Brushless HVAC Motor | Efficient |  |  | 0 | Conventional | HVAC | Res - Single Family | Res | RET Only | 0 | Residential Households | Area-ft2-BA | 5 | DEER:HVAC_Eff_AC | -0.233 | 0 | 0.00089 | eTRM (SWHC038-05) | 0.1612 | 2024 | 0.0317 | 2024 | 0 | 0 | eTRM (SWHC038-05) | Res HVAC Motors - Marine ¦ SDG&E ¦ Marine | Res HVAC Motors - Marine | 418.5 | 1 | 0.089374 | SME Input, RASS 2019 for % central AC or primary gas heat saturation | 0 | 2012 | 0.55 | SWHC038-05
RES-HVAC-91.14 | Res ¦ Res Brushless HVAC Motor - Hot-Dry ¦ SDG&E ¦ Hot-Dry | Res ¦ Res Brushless HVAC Motor - Hot-Dry | SDG&E ¦ Hot-Dry | SDG&E | All | Electric | Res Brushless HVAC Motor | Efficient |  |  | 0 | Conventional | HVAC | Res - Single Family | Res | RET Only | 0 | Residential Households | Area-ft2-BA | 5 | DEER:HVAC_Eff_AC | -0.176 | -9.095e-07 | 0.00081996 | eTRM (SWHC038-05) | 0.1612 | 2024 | 0.0317 | 2024 | 0 | 0 | eTRM (SWHC038-05) | Res HVAC Motors - Hot-Dry ¦ SDG&E ¦ Hot-Dry | Res HVAC Motors - Hot-Dry | 418.5 | 1 | 0.089374 | SME Input, RASS 2019 for % central AC or primary gas heat saturation | 0 | 2012 | 0.55 | SWHC038-05
RES-HVAC-91.15 | Res ¦ Res Brushless HVAC Motor - Marine ¦ SDG&E ¦ Marine | Res ¦ Res Brushless HVAC Motor - Marine | SDG&E ¦ Marine | SDG&E | All | Electric | Res Brushless HVAC Motor | Efficient |  |  | 0 | Conventional | HVAC | Res - Multi Family | Res | RET Only | 0 | Residential Households | Area-ft2-BA | 5 | DEER:HVAC_Eff_AC | -0.1077 | -7.95e-05 | 0.00031251 | eTRM (SWHC038-05) | 0.3557 | 2024 | 0.07 | 2024 | 0 | 0 | eTRM (SWHC038-05) | Res HVAC Motors - Marine ¦ SDG&E ¦ Marine | Res HVAC Motors - Marine | 231.012 | 1 | 0.089374 | SME Input, RASS 2019 for % central AC or primary gas heat saturation | 0 | 2012 | 0.55 | SWHC038-05
RES-HVAC-91.16 | Res ¦ Res Brushless HVAC Motor - Hot-Dry ¦ SDG&E ¦ Hot-Dry | Res ¦ Res Brushless HVAC Motor - Hot-Dry | SDG&E ¦ Hot-Dry | SDG&E | All | Electric | Res Brushless HVAC Motor | Efficient |  |  | 0 | Conventional | HVAC | Res - Multi Family | Res | RET Only | 0 | Residential Households | Area-ft2-BA | 5 | DEER:HVAC_Eff_AC | -0.08205 | -9.19e-05 | 0.00022666 | eTRM (SWHC038-05) | 0.3557 | 2024 | 0.07 | 2024 | 0 | 0 | eTRM (SWHC038-05) | Res HVAC Motors - Hot-Dry ¦ SDG&E ¦ Hot-Dry | Res HVAC Motors - Hot-Dry | 231.012 | 1 | 0.089374 | SME Input, RASS 2019 for % central AC or primary gas heat saturation | 0 | 2012 | 0.55 | SWHC038-05
RES-HVAC-92.1 | Res ¦ Standard HVAC Controls - Marine ¦ PG&E ¦ Marine | Res ¦ Standard HVAC Controls - Marine | PG&E ¦ Marine | PG&E | All | Electric | Standard HVAC Controls | Average Existing and Code |  |  | 0 | Conventional | HVAC | Res - Single Family | Res | RET Only | 0 | Residential Households | Area-ft2-BA | 5 | DEER:HVAC_Eff_AC | 0 | 0 | 0 | eTRM SWHC029-04 | 0 | 2022 | 0 | 2022 | 0 | 0 | eTRM SWHC029-04 | Res HVAC Controls Upgrade - Marine ¦ PG&E ¦ Marine | Res HVAC Controls Upgrade - Marine | 395.25 | 1 | 0.98 | SME Input, RASS 2019 for % central AC or primary gas heat saturation | 0 | 2012 | 0.88 | SWHC029-04
RES-HVAC-92.2 | Res ¦ Standard HVAC Controls - Hot-Dry ¦ PG&E ¦ Hot-Dry | Res ¦ Standard HVAC Controls - Hot-Dry | PG&E ¦ Hot-Dry | PG&E | All | Electric | Standard HVAC Controls | Average Existing and Code |  |  | 0 | Conventional | HVAC | Res - Single Family | Res | RET Only | 0 | Residential Households | Area-ft2-BA | 5 | DEER:HVAC_Eff_AC | 0 | 0 | 0 | eTRM SWHC029-04 | 0 | 2022 | 0 | 2022 | 0 | 0 | eTRM SWHC029-04 | Res HVAC Controls Upgrade - Hot-Dry ¦ PG&E ¦ Hot-Dry | Res HVAC Controls Upgrade - Hot-Dry | 395.25 | 1 | 0.98 | SME Input, RASS 2019 for % central AC or primary gas heat saturation | 0 | 2012 | 0.88 | SWHC029-04
RES-HVAC-92.3 | Res ¦ Standard HVAC Controls - Cold ¦ PG&E ¦ Cold | Res ¦ Standard HVAC Controls - Cold | PG&E ¦ Cold | PG&E | All | Electric | Standard HVAC Controls | Average Existing and Code |  |  | 0 | Conventional | HVAC | Res - Single Family | Res | RET Only | 0 | Residential Households | Area-ft2-BA | 5 | DEER:HVAC_Eff_AC | 0 | 0 | 0 | eTRM SWHC029-04 | 0 | 2022 | 0 | 2022 | 0 | 0 | eTRM SWHC029-04 | Res HVAC Controls Upgrade - Cold ¦ PG&E ¦ Cold | Res HVAC Controls Upgrade - Cold | 395.25 | 1 | 0.98 | SME Input, RASS 2019 for % central AC or primary gas heat saturation | 0 | 2012 | 0.88 | SWHC029-04
RES-HVAC-92.4 | Res ¦ Standard HVAC Controls - Marine ¦ PG&E ¦ Marine | Res ¦ Standard HVAC Controls - Marine | PG&E ¦ Marine | PG&E | All | Electric | Standard HVAC Controls | Average Existing and Code |  |  | 0 | Conventional | HVAC | Res - Multi Family | Res | RET Only | 0 | Residential Households | Area-ft2-BA | 5 | DEER:HVAC_Eff_AC | 0 | 0 | 0 | eTRM SWHC029-04 | 0 | 2022 | 0 | 2022 | 0 | 0 | eTRM SWHC029-04 | Res HVAC Controls Upgrade - Marine ¦ PG&E ¦ Marine | Res HVAC Controls Upgrade - Marine | 218.178 | 1 | 0.98 | SME Input, RASS 2019 for % central AC or primary gas heat saturation | 0 | 2012 | 0.88 | SWHC029-04
RES-HVAC-92.5 | Res ¦ Standard HVAC Controls - Hot-Dry ¦ PG&E ¦ Hot-Dry | Res ¦ Standard HVAC Controls - Hot-Dry | PG&E ¦ Hot-Dry | PG&E | All | Electric | Standard HVAC Controls | Average Existing and Code |  |  | 0 | Conventional | HVAC | Res - Multi Family | Res | RET Only | 0 | Residential Households | Area-ft2-BA | 5 | DEER:HVAC_Eff_AC | 0 | 0 | 0 | eTRM SWHC029-04 | 0 | 2022 | 0 | 2022 | 0 | 0 | eTRM SWHC029-04 | Res HVAC Controls Upgrade - Hot-Dry ¦ PG&E ¦ Hot-Dry | Res HVAC Controls Upgrade - Hot-Dry | 218.178 | 1 | 0.98 | SME Input, RASS 2019 for % central AC or primary gas heat saturation | 0 | 2012 | 0.88 | SWHC029-04
RES-HVAC-92.6 | Res ¦ Standard HVAC Controls - Cold ¦ PG&E ¦ Cold | Res ¦ Standard HVAC Controls - Cold | PG&E ¦ Cold | PG&E | All | Electric | Standard HVAC Controls | Average Existing and Code |  |  | 0 | Conventional | HVAC | Res - Multi Family | Res | RET Only | 0 | Residential Households | Area-ft2-BA | 5 | DEER:HVAC_Eff_AC | 0 | 0 | 0 | eTRM SWHC029-04 | 0 | 2022 | 0 | 2022 | 0 | 0 | eTRM SWHC029-04 | Res HVAC Controls Upgrade - Cold ¦ PG&E ¦ Cold | Res HVAC Controls Upgrade - Cold | 218.178 | 1 | 0.98 | SME Input, RASS 2019 for % central AC or primary gas heat saturation | 0 | 2012 | 0.88 | SWHC029-04
RES-HVAC-92.7 | Res ¦ Standard HVAC Controls - Marine ¦ SCE ¦ Marine | Res ¦ Standard HVAC Controls - Marine | SCE ¦ Marine | SCE | All | Electric | Standard HVAC Controls | Average Existing and Code |  |  | 0 | Conventional | HVAC | Res - Single Family | Res | RET Only | 0 | Residential Households | Area-ft2-BA | 5 | DEER:HVAC_Eff_AC | 0 | 0 | 0 | eTRM SWHC029-04 | 0 | 2022 | 0 | 2022 | 0 | 0 | eTRM SWHC029-04 | Res HVAC Controls Upgrade - Marine ¦ SCE ¦ Marine | Res HVAC Controls Upgrade - Marine | 527 | 1 | 0.98 | SME Input, RASS 2019 for % central AC or primary gas heat saturation | 0 | 2012 | 0.88 | SWHC029-04
RES-HVAC-92.8 | Res ¦ Standard HVAC Controls - Hot-Dry ¦ SCE ¦ Hot-Dry | Res ¦ Standard HVAC Controls - Hot-Dry | SCE ¦ Hot-Dry | SCE | All | Electric | Standard HVAC Controls | Average Existing and Code |  |  | 0 | Conventional | HVAC | Res - Single Family | Res | RET Only | 0 | Residential Households | Area-ft2-BA | 5 | DEER:HVAC_Eff_AC | 0 | 0 | 0 | eTRM SWHC029-04 | 0 | 2022 | 0 | 2022 | 0 | 0 | eTRM SWHC029-04 | Res HVAC Controls Upgrade - Hot-Dry ¦ SCE ¦ Hot-Dry | Res HVAC Controls Upgrade - Hot-Dry | 527 | 1 | 0.98 | SME Input, RASS 2019 for % central AC or primary gas heat saturation | 0 | 2012 | 0.88 | SWHC029-04
RES-HVAC-92.9 | Res ¦ Standard HVAC Controls - Cold ¦ SCE ¦ Cold | Res ¦ Standard HVAC Controls - Cold | SCE ¦ Cold | SCE | All | Electric | Standard HVAC Controls | Average Existing and Code |  |  | 0 | Conventional | HVAC | Res - Single Family | Res | RET Only | 0 | Residential Households | Area-ft2-BA | 5 | DEER:HVAC_Eff_AC | 0 | 0 | 0 | eTRM SWHC029-04 | 0 | 2022 | 0 | 2022 | 0 | 0 | eTRM SWHC029-04 | Res HVAC Controls Upgrade - Cold ¦ SCE ¦ Cold | Res HVAC Controls Upgrade - Cold | 527 | 1 | 0.98 | SME Input, RASS 2019 for % central AC or primary gas heat saturation | 0 | 2012 | 0.88 | SWHC029-04
RES-HVAC-92.10 | Res ¦ Standard HVAC Controls - Marine ¦ SCE ¦ Marine | Res ¦ Standard HVAC Controls - Marine | SCE ¦ Marine | SCE | All | Electric | Standard HVAC Controls | Average Existing and Code |  |  | 0 | Conventional | HVAC | Res - Multi Family | Res | RET Only | 0 | Residential Households | Area-ft2-BA | 5 | DEER:HVAC_Eff_AC | 0 | 0 | 0 | eTRM SWHC029-04 | 0 | 2022 | 0 | 2022 | 0 | 0 | eTRM SWHC029-04 | Res HVAC Controls Upgrade - Marine ¦ SCE ¦ Marine | Res HVAC Controls Upgrade - Marine | 290.904 | 1 | 0.98 | SME Input, RASS 2019 for % central AC or primary gas heat saturation | 0 | 2012 | 0.88 | SWHC029-04
RES-HVAC-92.11 | Res ¦ Standard HVAC Controls - Hot-Dry ¦ SCE ¦ Hot-Dry | Res ¦ Standard HVAC Controls - Hot-Dry | SCE ¦ Hot-Dry | SCE | All | Electric | Standard HVAC Controls | Average Existing and Code |  |  | 0 | Conventional | HVAC | Res - Multi Family | Res | RET Only | 0 | Residential Households | Area-ft2-BA | 5 | DEER:HVAC_Eff_AC | 0 | 0 | 0 | eTRM SWHC029-04 | 0 | 2022 | 0 | 2022 | 0 | 0 | eTRM SWHC029-04 | Res HVAC Controls Upgrade - Hot-Dry ¦ SCE ¦ Hot-Dry | Res HVAC Controls Upgrade - Hot-Dry | 290.904 | 1 | 0.98 | SME Input, RASS 2019 for % central AC or primary gas heat saturation | 0 | 2012 | 0.88 | SWHC029-04
RES-HVAC-92.12 | Res ¦ Standard HVAC Controls - Cold ¦ SCE ¦ Cold | Res ¦ Standard HVAC Controls - Cold | SCE ¦ Cold | SCE | All | Electric | Standard HVAC Controls | Average Existing and Code |  |  | 0 | Conventional | HVAC | Res - Multi Family | Res | RET Only | 0 | Residential Households | Area-ft2-BA | 5 | DEER:HVAC_Eff_AC | 0 | 0 | 0 | eTRM SWHC029-04 | 0 | 2022 | 0 | 2022 | 0 | 0 | eTRM SWHC029-04 | Res HVAC Controls Upgrade - Cold ¦ SCE ¦ Cold | Res HVAC Controls Upgrade - Cold | 290.904 | 1 | 0.98 | SME Input, RASS 2019 for % central AC or primary gas heat saturation | 0 | 2012 | 0.88 | SWHC029-04
RES-HVAC-92.13 | Res ¦ Standard HVAC Controls - Marine ¦ SDG&E ¦ Marine | Res ¦ Standard HVAC Controls - Marine | SDG&E ¦ Marine | SDG&E | All | Electric | Standard HVAC Controls | Average Existing and Code |  |  | 0 | Conventional | HVAC | Res - Single Family | Res | RET Only | 0 | Residential Households | Area-ft2-BA | 5 | DEER:HVAC_Eff_AC | 0 | 0 | 0 | eTRM SWHC029-04 | 0 | 2022 | 0 | 2022 | 0 | 0 | eTRM SWHC029-04 | Res HVAC Controls Upgrade - Marine ¦ SDG&E ¦ Marine | Res HVAC Controls Upgrade - Marine | 418.5 | 1 | 0.98 | SME Input, RASS 2019 for % central AC or primary gas heat saturation | 0 | 2012 | 0.88 | SWHC029-04
RES-HVAC-92.14 | Res ¦ Standard HVAC Controls - Hot-Dry ¦ SDG&E ¦ Hot-Dry | Res ¦ Standard HVAC Controls - Hot-Dry | SDG&E ¦ Hot-Dry | SDG&E | All | Electric | Standard HVAC Controls | Average Existing and Code |  |  | 0 | Conventional | HVAC | Res - Single Family | Res | RET Only | 0 | Residential Households | Area-ft2-BA | 5 | DEER:HVAC_Eff_AC | 0 | 0 | 0 | eTRM SWHC029-04 | 0 | 2022 | 0 | 2022 | 0 | 0 | eTRM SWHC029-04 | Res HVAC Controls Upgrade - Hot-Dry ¦ SDG&E ¦ Hot-Dry | Res HVAC Controls Upgrade - Hot-Dry | 418.5 | 1 | 0.98 | SME Input, RASS 2019 for % central AC or primary gas heat saturation | 0 | 2012 | 0.88 | SWHC029-04
RES-HVAC-92.15 | Res ¦ Standard HVAC Controls - Marine ¦ SDG&E ¦ Marine | Res ¦ Standard HVAC Controls - Marine | SDG&E ¦ Marine | SDG&E | All | Electric | Standard HVAC Controls | Average Existing and Code |  |  | 0 | Conventional | HVAC | Res - Multi Family | Res | RET Only | 0 | Residential Households | Area-ft2-BA | 5 | DEER:HVAC_Eff_AC | 0 | 0 | 0 | eTRM SWHC029-04 | 0 | 2022 | 0 | 2022 | 0 | 0 | eTRM SWHC029-04 | Res HVAC Controls Upgrade - Marine ¦ SDG&E ¦ Marine | Res HVAC Controls Upgrade - Marine | 231.012 | 1 | 0.98 | SME Input, RASS 2019 for % central AC or primary gas heat saturation | 0 | 2012 | 0.88 | SWHC029-04
RES-HVAC-92.16 | Res ¦ Standard HVAC Controls - Hot-Dry ¦ SDG&E ¦ Hot-Dry | Res ¦ Standard HVAC Controls - Hot-Dry | SDG&E ¦ Hot-Dry | SDG&E | All | Electric | Standard HVAC Controls | Average Existing and Code |  |  | 0 | Conventional | HVAC | Res - Multi Family | Res | RET Only | 0 | Residential Households | Area-ft2-BA | 5 | DEER:HVAC_Eff_AC | 0 | 0 | 0 | eTRM SWHC029-04 | 0 | 2022 | 0 | 2022 | 0 | 0 | eTRM SWHC029-04 | Res HVAC Controls Upgrade - Hot-Dry ¦ SDG&E ¦ Hot-Dry | Res HVAC Controls Upgrade - Hot-Dry | 231.012 | 1 | 0.98 | SME Input, RASS 2019 for % central AC or primary gas heat saturation | 0 | 2012 | 0.88 | SWHC029-04
RES-HVAC-93.1 | Res ¦ HVAC Time Delay Relay - Marine ¦ PG&E ¦ Marine | Res ¦ HVAC Time Delay Relay - Marine | PG&E ¦ Marine | PG&E | All | Electric | HVAC Time Delay Relay | Efficient |  |  | 0 | Conventional | HVAC | Res - Single Family | Res | RET Only | 0 | Residential Households | Area-ft2-BA | 5 | DEER:HVAC_Eff_AC | -0.12 | -0.0004 | 0 | eTRM SWHC029-04 | 0 | 2022 | 0 | 2022 | 0 | 0 | eTRM SWHC029-04 | Res HVAC Controls Upgrade - Marine ¦ PG&E ¦ Marine | Res HVAC Controls Upgrade - Marine | 395.25 | 1 | 0.02 | SME Input, RASS 2019 for % central AC or primary gas heat saturation | 0 | 2012 | 0.88 | SWHC029-04
RES-HVAC-93.2 | Res ¦ HVAC Time Delay Relay - Hot-Dry ¦ PG&E ¦ Hot-Dry | Res ¦ HVAC Time Delay Relay - Hot-Dry | PG&E ¦ Hot-Dry | PG&E | All | Electric | HVAC Time Delay Relay | Efficient |  |  | 0 | Conventional | HVAC | Res - Single Family | Res | RET Only | 0 | Residential Households | Area-ft2-BA | 5 | DEER:HVAC_Eff_AC | -0.23 | -0.00035 | 0 | eTRM SWHC029-04 | 0 | 2022 | 0 | 2022 | 0 | 0 | eTRM SWHC029-04 | Res HVAC Controls Upgrade - Hot-Dry ¦ PG&E ¦ Hot-Dry | Res HVAC Controls Upgrade - Hot-Dry | 395.25 | 1 | 0.02 | SME Input, RASS 2019 for % central AC or primary gas heat saturation | 0 | 2012 | 0.88 | SWHC029-04
RES-HVAC-93.3 | Res ¦ HVAC Time Delay Relay - Cold ¦ PG&E ¦ Cold | Res ¦ HVAC Time Delay Relay - Cold | PG&E ¦ Cold | PG&E | All | Electric | HVAC Time Delay Relay | Efficient |  |  | 0 | Conventional | HVAC | Res - Single Family | Res | RET Only | 0 | Residential Households | Area-ft2-BA | 5 | DEER:HVAC_Eff_AC | -0.24 | -0.00027 | 0 | eTRM SWHC029-04 | 0 | 2022 | 0 | 2022 | 0 | 0 | eTRM SWHC029-04 | Res HVAC Controls Upgrade - Cold ¦ PG&E ¦ Cold | Res HVAC Controls Upgrade - Cold | 395.25 | 1 | 0.02 | SME Input, RASS 2019 for % central AC or primary gas heat saturation | 0 | 2012 | 0.88 | SWHC029-04
RES-HVAC-93.4 | Res ¦ HVAC Time Delay Relay - Marine ¦ PG&E ¦ Marine | Res ¦ HVAC Time Delay Relay - Marine | PG&E ¦ Marine | PG&E | All | Electric | HVAC Time Delay Relay | Efficient |  |  | 0 | Conventional | HVAC | Res - Multi Family | Res | RET Only | 0 | Residential Households | Area-ft2-BA | 5 | DEER:HVAC_Eff_AC | -0.14 | -0.0002 | 0 | eTRM SWHC029-04 | 0 | 2022 | 0 | 2022 | 0 | 0 | eTRM SWHC029-04 | Res HVAC Controls Upgrade - Marine ¦ PG&E ¦ Marine | Res HVAC Controls Upgrade - Marine | 218.178 | 1 | 0.02 | SME Input, RASS 2019 for % central AC or primary gas heat saturation | 0 | 2012 | 0.88 | SWHC029-04
RES-HVAC-93.5 | Res ¦ HVAC Time Delay Relay - Hot-Dry ¦ PG&E ¦ Hot-Dry | Res ¦ HVAC Time Delay Relay - Hot-Dry | PG&E ¦ Hot-Dry | PG&E | All | Electric | HVAC Time Delay Relay | Efficient |  |  | 0 | Conventional | HVAC | Res - Multi Family | Res | RET Only | 0 | Residential Households | Area-ft2-BA | 5 | DEER:HVAC_Eff_AC | -0.25 | -0.00032 | 0 | eTRM SWHC029-04 | 0 | 2022 | 0 | 2022 | 0 | 0 | eTRM SWHC029-04 | Res HVAC Controls Upgrade - Hot-Dry ¦ PG&E ¦ Hot-Dry | Res HVAC Controls Upgrade - Hot-Dry | 218.178 | 1 | 0.02 | SME Input, RASS 2019 for % central AC or primary gas heat saturation | 0 | 2012 | 0.88 | SWHC029-04
RES-HVAC-93.6 | Res ¦ HVAC Time Delay Relay - Cold ¦ PG&E ¦ Cold | Res ¦ HVAC Time Delay Relay - Cold | PG&E ¦ Cold | PG&E | All | Electric | HVAC Time Delay Relay | Efficient |  |  | 0 | Conventional | HVAC | Res - Multi Family | Res | RET Only | 0 | Residential Households | Area-ft2-BA | 5 | DEER:HVAC_Eff_AC | -0.36 | -0.00036 | 0 | eTRM SWHC029-04 | 0 | 2022 | 0 | 2022 | 0 | 0 | eTRM SWHC029-04 | Res HVAC Controls Upgrade - Cold ¦ PG&E ¦ Cold | Res HVAC Controls Upgrade - Cold | 218.178 | 1 | 0.02 | SME Input, RASS 2019 for % central AC or primary gas heat saturation | 0 | 2012 | 0.88 | SWHC029-04
RES-HVAC-93.7 | Res ¦ HVAC Time Delay Relay - Marine ¦ SCE ¦ Marine | Res ¦ HVAC Time Delay Relay - Marine | SCE ¦ Marine | SCE | All | Electric | HVAC Time Delay Relay | Efficient |  |  | 0 | Conventional | HVAC | Res - Single Family | Res | RET Only | 0 | Residential Households | Area-ft2-BA | 5 | DEER:HVAC_Eff_AC | -0.15 | -0.00027 | 0 | eTRM SWHC029-04 | 0 | 2022 | 0 | 2022 | 0 | 0 | eTRM SWHC029-04 | Res HVAC Controls Upgrade - Marine ¦ SCE ¦ Marine | Res HVAC Controls Upgrade - Marine | 527 | 1 | 0.02 | SME Input, RASS 2019 for % central AC or primary gas heat saturation | 0 | 2012 | 0.88 | SWHC029-04
RES-HVAC-93.8 | Res ¦ HVAC Time Delay Relay - Hot-Dry ¦ SCE ¦ Hot-Dry | Res ¦ HVAC Time Delay Relay - Hot-Dry | SCE ¦ Hot-Dry | SCE | All | Electric | HVAC Time Delay Relay | Efficient |  |  | 0 | Conventional | HVAC | Res - Single Family | Res | RET Only | 0 | Residential Households | Area-ft2-BA | 5 | DEER:HVAC_Eff_AC | -0.31 | -0.00053 | 0 | eTRM SWHC029-04 | 0 | 2022 | 0 | 2022 | 0 | 0 | eTRM SWHC029-04 | Res HVAC Controls Upgrade - Hot-Dry ¦ SCE ¦ Hot-Dry | Res HVAC Controls Upgrade - Hot-Dry | 527 | 1 | 0.02 | SME Input, RASS 2019 for % central AC or primary gas heat saturation | 0 | 2012 | 0.88 | SWHC029-04
RES-HVAC-93.9 | Res ¦ HVAC Time Delay Relay - Cold ¦ SCE ¦ Cold | Res ¦ HVAC Time Delay Relay - Cold | SCE ¦ Cold | SCE | All | Electric | HVAC Time Delay Relay | Efficient |  |  | 0 | Conventional | HVAC | Res - Single Family | Res | RET Only | 0 | Residential Households | Area-ft2-BA | 5 | DEER:HVAC_Eff_AC | -0.24 | -0.00027 | 0 | eTRM SWHC029-04 | 0 | 2022 | 0 | 2022 | 0 | 0 | eTRM SWHC029-04 | Res HVAC Controls Upgrade - Cold ¦ SCE ¦ Cold | Res HVAC Controls Upgrade - Cold | 527 | 1 | 0.02 | SME Input, RASS 2019 for % central AC or primary gas heat saturation | 0 | 2012 | 0.88 | SWHC029-04
RES-HVAC-93.10 | Res ¦ HVAC Time Delay Relay - Marine ¦ SCE ¦ Marine | Res ¦ HVAC Time Delay Relay - Marine | SCE ¦ Marine | SCE | All | Electric | HVAC Time Delay Relay | Efficient |  |  | 0 | Conventional | HVAC | Res - Multi Family | Res | RET Only | 0 | Residential Households | Area-ft2-BA | 5 | DEER:HVAC_Eff_AC | -0.18 | -0.00019 | 0 | eTRM SWHC029-04 | 0 | 2022 | 0 | 2022 | 0 | 0 | eTRM SWHC029-04 | Res HVAC Controls Upgrade - Marine ¦ SCE ¦ Marine | Res HVAC Controls Upgrade - Marine | 290.904 | 1 | 0.02 | SME Input, RASS 2019 for % central AC or primary gas heat saturation | 0 | 2012 | 0.88 | SWHC029-04
RES-HVAC-93.11 | Res ¦ HVAC Time Delay Relay - Hot-Dry ¦ SCE ¦ Hot-Dry | Res ¦ HVAC Time Delay Relay - Hot-Dry | SCE ¦ Hot-Dry | SCE | All | Electric | HVAC Time Delay Relay | Efficient |  |  | 0 | Conventional | HVAC | Res - Multi Family | Res | RET Only | 0 | Residential Households | Area-ft2-BA | 5 | DEER:HVAC_Eff_AC | -0.38 | -0.00034 | 0 | eTRM SWHC029-04 | 0 | 2022 | 0 | 2022 | 0 | 0 | eTRM SWHC029-04 | Res HVAC Controls Upgrade - Hot-Dry ¦ SCE ¦ Hot-Dry | Res HVAC Controls Upgrade - Hot-Dry | 290.904 | 1 | 0.02 | SME Input, RASS 2019 for % central AC or primary gas heat saturation | 0 | 2012 | 0.88 | SWHC029-04
RES-HVAC-93.12 | Res ¦ HVAC Time Delay Relay - Cold ¦ SCE ¦ Cold | Res ¦ HVAC Time Delay Relay - Cold | SCE ¦ Cold | SCE | All | Electric | HVAC Time Delay Relay | Efficient |  |  | 0 | Conventional | HVAC | Res - Multi Family | Res | RET Only | 0 | Residential Households | Area-ft2-BA | 5 | DEER:HVAC_Eff_AC | -0.36 | -0.00036 | 0 | eTRM SWHC029-04 | 0 | 2022 | 0 | 2022 | 0 | 0 | eTRM SWHC029-04 | Res HVAC Controls Upgrade - Cold ¦ SCE ¦ Cold | Res HVAC Controls Upgrade - Cold | 290.904 | 1 | 0.02 | SME Input, RASS 2019 for % central AC or primary gas heat saturation | 0 | 2012 | 0.88 | SWHC029-04
RES-HVAC-93.13 | Res ¦ HVAC Time Delay Relay - Marine ¦ SDG&E ¦ Marine | Res ¦ HVAC Time Delay Relay - Marine | SDG&E ¦ Marine | SDG&E | All | Electric | HVAC Time Delay Relay | Efficient |  |  | 0 | Conventional | HVAC | Res - Single Family | Res | RET Only | 0 | Residential Households | Area-ft2-BA | 5 | DEER:HVAC_Eff_AC | -0.15 | -0.00027 | 0 | eTRM SWHC029-04 | 0 | 2022 | 0 | 2022 | 0 | 0 | eTRM SWHC029-04 | Res HVAC Controls Upgrade - Marine ¦ SDG&E ¦ Marine | Res HVAC Controls Upgrade - Marine | 418.5 | 1 | 0.02 | SME Input, RASS 2019 for % central AC or primary gas heat saturation | 0 | 2012 | 0.88 | SWHC029-04
RES-HVAC-93.14 | Res ¦ HVAC Time Delay Relay - Hot-Dry ¦ SDG&E ¦ Hot-Dry | Res ¦ HVAC Time Delay Relay - Hot-Dry | SDG&E ¦ Hot-Dry | SDG&E | All | Electric | HVAC Time Delay Relay | Efficient |  |  | 0 | Conventional | HVAC | Res - Single Family | Res | RET Only | 0 | Residential Households | Area-ft2-BA | 5 | DEER:HVAC_Eff_AC | -0.12 | -0.00034 | 0 | eTRM SWHC029-04 | 0 | 2022 | 0 | 2022 | 0 | 0 | eTRM SWHC029-04 | Res HVAC Controls Upgrade - Hot-Dry ¦ SDG&E ¦ Hot-Dry | Res HVAC Controls Upgrade - Hot-Dry | 418.5 | 1 | 0.02 | SME Input, RASS 2019 for % central AC or primary gas heat saturation | 0 | 2012 | 0.88 | SWHC029-04
RES-HVAC-93.15 | Res ¦ HVAC Time Delay Relay - Marine ¦ SDG&E ¦ Marine | Res ¦ HVAC Time Delay Relay - Marine | SDG&E ¦ Marine | SDG&E | All | Electric | HVAC Time Delay Relay | Efficient |  |  | 0 | Conventional | HVAC | Res - Multi Family | Res | RET Only | 0 | Residential Households | Area-ft2-BA | 5 | DEER:HVAC_Eff_AC | -0.18 | -0.00019 | 0 | eTRM SWHC029-04 | 0 | 2022 | 0 | 2022 | 0 | 0 | eTRM SWHC029-04 | Res HVAC Controls Upgrade - Marine ¦ SDG&E ¦ Marine | Res HVAC Controls Upgrade - Marine | 231.012 | 1 | 0.02 | SME Input, RASS 2019 for % central AC or primary gas heat saturation | 0 | 2012 | 0.88 | SWHC029-04
RES-HVAC-93.16 | Res ¦ HVAC Time Delay Relay - Hot-Dry ¦ SDG&E ¦ Hot-Dry | Res ¦ HVAC Time Delay Relay - Hot-Dry | SDG&E ¦ Hot-Dry | SDG&E | All | Electric | HVAC Time Delay Relay | Efficient |  |  | 0 | Conventional | HVAC | Res - Multi Family | Res | RET Only | 0 | Residential Households | Area-ft2-BA | 5 | DEER:HVAC_Eff_AC | -0.14 | -0.00019 | 0 | eTRM SWHC029-04 | 0 | 2022 | 0 | 2022 | 0 | 0 | eTRM SWHC029-04 | Res HVAC Controls Upgrade - Hot-Dry ¦ SDG&E ¦ Hot-Dry | Res HVAC Controls Upgrade - Hot-Dry | 231.012 | 1 | 0.02 | SME Input, RASS 2019 for % central AC or primary gas heat saturation | 0 | 2012 | 0.88 | SWHC029-04
RES-HVAC-97.1 | Res ¦ Existing HVAC System (Elec SC and Gas SH) - Marine ¦ PG&E ¦ Marine | Res ¦ Existing HVAC System (Elec SC and Gas SH) - Marine | PG&E ¦ Marine | PG&E | All | Electric & Gas | Existing HVAC System (Elec SC and Gas SH) | Average Existing and Code |  |  | 0 | Conventional | HVAC | Res - Single Family | Res | RET Only | 0 | Residential Households | Cap-Tons | 3 | DEER:HVAC_Refrig_Charge | 0 | 0 | 0 | eTRM (multiple measures) | 0 | 2020 | 0 | 2020 | 0 | 0 | eTRM (multiple measures) | Res HVAC Quality Maintenance (Elec/Gas) - Marine ¦ PG&E ¦ Marine | Res HVAC Quality Maintenance (Elec/Gas) - Marine | 0.76689 | 1 | 0.69236 | RASS 2019 | 0 | 2012 | 0.55 | eTRM (SWSV006-01, SWSV007-01, SWSV008-01, SWSV009-01)
RES-HVAC-97.2 | Res ¦ Existing HVAC System (Elec SC and Gas SH) - Hot-Dry ¦ PG&E ¦ Hot-Dry | Res ¦ Existing HVAC System (Elec SC and Gas SH) - Hot-Dry | PG&E ¦ Hot-Dry | PG&E | All | Electric & Gas | Existing HVAC System (Elec SC and Gas SH) | Average Existing and Code |  |  | 0 | Conventional | HVAC | Res - Single Family | Res | RET Only | 0 | Residential Households | Cap-Tons | 3 | DEER:HVAC_Refrig_Charge | 0 | 0 | 0 | eTRM (multiple measures) | 0 | 2020 | 0 | 2020 | 0 | 0 | eTRM (multiple measures) | Res HVAC Quality Maintenance (Elec/Gas) - Hot-Dry ¦ PG&E ¦ Hot-Dry | Res HVAC Quality Maintenance (Elec/Gas) - Hot-Dry | 1.3858 | 1 | 0.56406 | RASS 2019 | 0 | 2012 | 0.55 | eTRM (SWSV006-01, SWSV007-01, SWSV008-01, SWSV009-01)
RES-HVAC-97.3 | Res ¦ Existing HVAC System (Elec SC and Gas SH) - Cold ¦ PG&E ¦ Cold | Res ¦ Existing HVAC System (Elec SC and Gas SH) - Cold | PG&E ¦ Cold | PG&E | All | Electric & Gas | Existing HVAC System (Elec SC and Gas SH) | Average Existing and Code |  |  | 0 | Conventional | HVAC | Res - Single Family | Res | RET Only | 0 | Residential Households | Cap-Tons | 3 | DEER:HVAC_Refrig_Charge | 0 | 0 | 0 | eTRM (multiple measures) | 0 | 2020 | 0 | 2020 | 0 | 0 | eTRM (multiple measures) | Res HVAC Quality Maintenance (Elec/Gas) - Cold ¦ PG&E ¦ Cold | Res HVAC Quality Maintenance (Elec/Gas) - Cold | 0.3048 | 1 | 0.18881 | RASS 2019 | 0 | 2012 | 0.55 | eTRM (SWSV006-01, SWSV007-01, SWSV008-01, SWSV009-01)
RES-HVAC-97.4 | Res ¦ Existing HVAC System (Elec SC and Gas SH) - Marine ¦ PG&E ¦ Marine | Res ¦ Existing HVAC System (Elec SC and Gas SH) - Marine | PG&E ¦ Marine | PG&E | All | Electric & Gas | Existing HVAC System (Elec SC and Gas SH) | Average Existing and Code |  |  | 0 | Conventional | HVAC | Res - Multi Family | Res | RET Only | 0 | Residential Households | Cap-Tons | 3 | DEER:HVAC_Refrig_Charge | 0 | 0 | 0 | eTRM (multiple measures) | 0 | 2020 | 0 | 2020 | 0 | 0 | eTRM (multiple measures) | Res HVAC Quality Maintenance (Elec/Gas) - Marine ¦ PG&E ¦ Marine | Res HVAC Quality Maintenance (Elec/Gas) - Marine | 0.087886 | 1 | 0.76473 | RASS 2019 | 0 | 2012 | 0.55 | eTRM (SWSV006-01, SWSV007-01, SWSV008-01, SWSV009-01)
RES-HVAC-97.5 | Res ¦ Existing HVAC System (Elec SC and Gas SH) - Hot-Dry ¦ PG&E ¦ Hot-Dry | Res ¦ Existing HVAC System (Elec SC and Gas SH) - Hot-Dry | PG&E ¦ Hot-Dry | PG&E | All | Electric & Gas | Existing HVAC System (Elec SC and Gas SH) | Average Existing and Code |  |  | 0 | Conventional | HVAC | Res - Multi Family | Res | RET Only | 0 | Residential Households | Cap-Tons | 3 | DEER:HVAC_Refrig_Charge | 0 | 0 | 0 | eTRM (multiple measures) | 0 | 2020 | 0 | 2020 | 0 | 0 | eTRM (multiple measures) | Res HVAC Quality Maintenance (Elec/Gas) - Hot-Dry ¦ PG&E ¦ Hot-Dry | Res HVAC Quality Maintenance (Elec/Gas) - Hot-Dry | 0.32119 | 1 | 0.55162 | RASS 2019 | 0 | 2012 | 0.55 | eTRM (SWSV006-01, SWSV007-01, SWSV008-01, SWSV009-01)
RES-HVAC-97.6 | Res ¦ Existing HVAC System (Elec SC and Gas SH) - Cold ¦ PG&E ¦ Cold | Res ¦ Existing HVAC System (Elec SC and Gas SH) - Cold | PG&E ¦ Cold | PG&E | All | Electric & Gas | Existing HVAC System (Elec SC and Gas SH) | Average Existing and Code |  |  | 0 | Conventional | HVAC | Res - Multi Family | Res | RET Only | 0 | Residential Households | Cap-Tons | 3 | DEER:HVAC_Refrig_Charge | 0 | 0 | 0 | eTRM (multiple measures) | 0 | 2020 | 0 | 2020 | 0 | 0 | eTRM (multiple measures) | Res HVAC Quality Maintenance (Elec/Gas) - Cold ¦ PG&E ¦ Cold | Res HVAC Quality Maintenance (Elec/Gas) - Cold | 0.11366 | 1 | 0.30827 | RASS 2019 | 0 | 2012 | 0.55 | eTRM (SWSV006-01, SWSV007-01, SWSV008-01, SWSV009-01)
RES-HVAC-97.7 | Res ¦ Existing HVAC System (Elec SC and Gas SH) - Marine ¦ SCE ¦ Marine | Res ¦ Existing HVAC System (Elec SC and Gas SH) - Marine | SCE ¦ Marine | SCE | All | Electric & Gas | Existing HVAC System (Elec SC and Gas SH) | Average Existing and Code |  |  | 0 | Conventional | HVAC | Res - Single Family | Res | RET Only | 0 | Residential Households | Cap-Tons | 3 | DEER:HVAC_Refrig_Charge | 0 | 0 | 0 | eTRM (multiple measures) | 0 | 2020 | 0 | 2020 | 0 | 0 | eTRM (multiple measures) | Res HVAC Quality Maintenance (Elec/Gas) - Marine ¦ SCE ¦ Marine | Res HVAC Quality Maintenance (Elec/Gas) - Marine | 1.3535 | 1 | 0.66518 | RASS 2019 | 0 | 2012 | 0.55 | eTRM (SWSV006-01, SWSV007-01, SWSV008-01, SWSV009-01)
RES-HVAC-97.8 | Res ¦ Existing HVAC System (Elec SC and Gas SH) - Hot-Dry ¦ SCE ¦ Hot-Dry | Res ¦ Existing HVAC System (Elec SC and Gas SH) - Hot-Dry | SCE ¦ Hot-Dry | SCE | All | Electric & Gas | Existing HVAC System (Elec SC and Gas SH) | Average Existing and Code |  |  | 0 | Conventional | HVAC | Res - Single Family | Res | RET Only | 0 | Residential Households | Cap-Tons | 3 | DEER:HVAC_Refrig_Charge | 0 | 0 | 0 | eTRM (multiple measures) | 0 | 2020 | 0 | 2020 | 0 | 0 | eTRM (multiple measures) | Res HVAC Quality Maintenance (Elec/Gas) - Hot-Dry ¦ SCE ¦ Hot-Dry | Res HVAC Quality Maintenance (Elec/Gas) - Hot-Dry | 2.4097 | 1 | 0.59254 | RASS 2019 | 0 | 2012 | 0.55 | eTRM (SWSV006-01, SWSV007-01, SWSV008-01, SWSV009-01)
RES-HVAC-97.9 | Res ¦ Existing HVAC System (Elec SC and Gas SH) - Cold ¦ SCE ¦ Cold | Res ¦ Existing HVAC System (Elec SC and Gas SH) - Cold | SCE ¦ Cold | SCE | All | Electric & Gas | Existing HVAC System (Elec SC and Gas SH) | Average Existing and Code |  |  | 0 | Conventional | HVAC | Res - Single Family | Res | RET Only | 0 | Residential Households | Cap-Tons | 3 | DEER:HVAC_Refrig_Charge | 0 | 0 | 0 | eTRM (multiple measures) | 0 | 2020 | 0 | 2020 | 0 | 0 | eTRM (multiple measures) | Res HVAC Quality Maintenance (Elec/Gas) - Cold ¦ SCE ¦ Cold | Res HVAC Quality Maintenance (Elec/Gas) - Cold | 1.7186 | 1 | 0.80056 | RASS 2019 | 0 | 2012 | 0.55 | eTRM (SWSV006-01, SWSV007-01, SWSV008-01, SWSV009-01)
RES-HVAC-97.10 | Res ¦ Existing HVAC System (Elec SC and Gas SH) - Marine ¦ SCE ¦ Marine | Res ¦ Existing HVAC System (Elec SC and Gas SH) - Marine | SCE ¦ Marine | SCE | All | Electric & Gas | Existing HVAC System (Elec SC and Gas SH) | Average Existing and Code |  |  | 0 | Conventional | HVAC | Res - Multi Family | Res | RET Only | 0 | Residential Households | Cap-Tons | 3 | DEER:HVAC_Refrig_Charge | 0 | 0 | 0 | eTRM (multiple measures) | 0 | 2020 | 0 | 2020 | 0 | 0 | eTRM (multiple measures) | Res HVAC Quality Maintenance (Elec/Gas) - Marine ¦ SCE ¦ Marine | Res HVAC Quality Maintenance (Elec/Gas) - Marine | 0.21102 | 1 | 0.48446 | RASS 2019 | 0 | 2012 | 0.55 | eTRM (SWSV006-01, SWSV007-01, SWSV008-01, SWSV009-01)
RES-HVAC-97.11 | Res ¦ Existing HVAC System (Elec SC and Gas SH) - Hot-Dry ¦ SCE ¦ Hot-Dry | Res ¦ Existing HVAC System (Elec SC and Gas SH) - Hot-Dry | SCE ¦ Hot-Dry | SCE | All | Electric & Gas | Existing HVAC System (Elec SC and Gas SH) | Average Existing and Code |  |  | 0 | Conventional | HVAC | Res - Multi Family | Res | RET Only | 0 | Residential Households | Cap-Tons | 3 | DEER:HVAC_Refrig_Charge | 0 | 0 | 0 | eTRM (multiple measures) | 0 | 2020 | 0 | 2020 | 0 | 0 | eTRM (multiple measures) | Res HVAC Quality Maintenance (Elec/Gas) - Hot-Dry ¦ SCE ¦ Hot-Dry | Res HVAC Quality Maintenance (Elec/Gas) - Hot-Dry | 0.30181 | 1 | 0.60227 | RASS 2019 | 0 | 2012 | 0.55 | eTRM (SWSV006-01, SWSV007-01, SWSV008-01, SWSV009-01)
RES-HVAC-97.12 | Res ¦ Existing HVAC System (Elec SC and Gas SH) - Cold ¦ SCE ¦ Cold | Res ¦ Existing HVAC System (Elec SC and Gas SH) - Cold | SCE ¦ Cold | SCE | All | Electric & Gas | Existing HVAC System (Elec SC and Gas SH) | Average Existing and Code |  |  | 0 | Conventional | HVAC | Res - Multi Family | Res | RET Only | 0 | Residential Households | Cap-Tons | 3 | DEER:HVAC_Refrig_Charge | 0 | 0 | 0 | eTRM (multiple measures) | 0 | 2020 | 0 | 2020 | 0 | 0 | eTRM (multiple measures) | Res HVAC Quality Maintenance (Elec/Gas) - Cold ¦ SCE ¦ Cold | Res HVAC Quality Maintenance (Elec/Gas) - Cold | 0.11366 | 1 | 0.7727 | RASS 2019 | 0 | 2012 | 0.55 | eTRM (SWSV006-01, SWSV007-01, SWSV008-01, SWSV009-01)
RES-HVAC-97.13 | Res ¦ Existing HVAC System (Elec SC and Gas SH) - Marine ¦ SCG ¦ Marine | Res ¦ Existing HVAC System (Elec SC and Gas SH) - Marine | SCG ¦ Marine | SCG | All | Electric & Gas | Existing HVAC System (Elec SC and Gas SH) | Average Existing and Code |  |  | 0 | Conventional | HVAC | Res - Single Family | Res | RET Only | 0 | Residential Households | Cap-Tons | 3 | DEER:HVAC_Refrig_Charge | 0 | 0 | 0 | eTRM (multiple measures) | 0 | 2020 | 0 | 2020 | 0 | 0 | eTRM (multiple measures) | Res HVAC Quality Maintenance (Elec/Gas) - Marine ¦ SCG ¦ Marine | Res HVAC Quality Maintenance (Elec/Gas) - Marine | 1.3535 | 1 | 0.59459 | RASS 2019 | 0 | 2012 | 0.55 | eTRM (SWSV006-01, SWSV007-01, SWSV008-01, SWSV009-01)
RES-HVAC-97.14 | Res ¦ Existing HVAC System (Elec SC and Gas SH) - Hot-Dry ¦ SCG ¦ Hot-Dry | Res ¦ Existing HVAC System (Elec SC and Gas SH) - Hot-Dry | SCG ¦ Hot-Dry | SCG | All | Electric & Gas | Existing HVAC System (Elec SC and Gas SH) | Average Existing and Code |  |  | 0 | Conventional | HVAC | Res - Single Family | Res | RET Only | 0 | Residential Households | Cap-Tons | 3 | DEER:HVAC_Refrig_Charge | 0 | 0 | 0 | eTRM (multiple measures) | 0 | 2020 | 0 | 2020 | 0 | 0 | eTRM (multiple measures) | Res HVAC Quality Maintenance (Elec/Gas) - Hot-Dry ¦ SCG ¦ Hot-Dry | Res HVAC Quality Maintenance (Elec/Gas) - Hot-Dry | 2.154 | 1 | 0.61287 | RASS 2019 | 0 | 2012 | 0.55 | eTRM (SWSV006-01, SWSV007-01, SWSV008-01, SWSV009-01)
RES-HVAC-97.15 | Res ¦ Existing HVAC System (Elec SC and Gas SH) - Cold ¦ SCG ¦ Cold | Res ¦ Existing HVAC System (Elec SC and Gas SH) - Cold | SCG ¦ Cold | SCG | All | Electric & Gas | Existing HVAC System (Elec SC and Gas SH) | Average Existing and Code |  |  | 0 | Conventional | HVAC | Res - Single Family | Res | RET Only | 0 | Residential Households | Cap-Tons | 3 | DEER:HVAC_Refrig_Charge | 0 | 0 | 0 | eTRM (multiple measures) | 0 | 2020 | 0 | 2020 | 0 | 0 | eTRM (multiple measures) | Res HVAC Quality Maintenance (Elec/Gas) - Cold ¦ SCG ¦ Cold | Res HVAC Quality Maintenance (Elec/Gas) - Cold | 1.7186 | 1 | 0.74295 | RASS 2019 | 0 | 2012 | 0.55 | eTRM (SWSV006-01, SWSV007-01, SWSV008-01, SWSV009-01)
RES-HVAC-97.16 | Res ¦ Existing HVAC System (Elec SC and Gas SH) - Marine ¦ SCG ¦ Marine | Res ¦ Existing HVAC System (Elec SC and Gas SH) - Marine | SCG ¦ Marine | SCG | All | Electric & Gas | Existing HVAC System (Elec SC and Gas SH) | Average Existing and Code |  |  | 0 | Conventional | HVAC | Res - Multi Family | Res | RET Only | 0 | Residential Households | Cap-Tons | 3 | DEER:HVAC_Refrig_Charge | 0 | 0 | 0 | eTRM (multiple measures) | 0 | 2020 | 0 | 2020 | 0 | 0 | eTRM (multiple measures) | Res HVAC Quality Maintenance (Elec/Gas) - Marine ¦ SCG ¦ Marine | Res HVAC Quality Maintenance (Elec/Gas) - Marine | 0.21102 | 1 | 0.46464 | RASS 2019 | 0 | 2012 | 0.55 | eTRM (SWSV006-01, SWSV007-01, SWSV008-01, SWSV009-01)
RES-HVAC-97.17 | Res ¦ Existing HVAC System (Elec SC and Gas SH) - Hot-Dry ¦ SCG ¦ Hot-Dry | Res ¦ Existing HVAC System (Elec SC and Gas SH) - Hot-Dry | SCG ¦ Hot-Dry | SCG | All | Electric & Gas | Existing HVAC System (Elec SC and Gas SH) | Average Existing and Code |  |  | 0 | Conventional | HVAC | Res - Multi Family | Res | RET Only | 0 | Residential Households | Cap-Tons | 3 | DEER:HVAC_Refrig_Charge | 0 | 0 | 0 | eTRM (multiple measures) | 0 | 2020 | 0 | 2020 | 0 | 0 | eTRM (multiple measures) | Res HVAC Quality Maintenance (Elec/Gas) - Hot-Dry ¦ SCG ¦ Hot-Dry | Res HVAC Quality Maintenance (Elec/Gas) - Hot-Dry | 0.25362 | 1 | 0.6802 | RASS 2019 | 0 | 2012 | 0.55 | eTRM (SWSV006-01, SWSV007-01, SWSV008-01, SWSV009-01)
RES-HVAC-97.18 | Res ¦ Existing HVAC System (Elec SC and Gas SH) - Cold ¦ SCG ¦ Cold | Res ¦ Existing HVAC System (Elec SC and Gas SH) - Cold | SCG ¦ Cold | SCG | All | Electric & Gas | Existing HVAC System (Elec SC and Gas SH) | Average Existing and Code |  |  | 0 | Conventional | HVAC | Res - Multi Family | Res | RET Only | 0 | Residential Households | Cap-Tons | 3 | DEER:HVAC_Refrig_Charge | 0 | 0 | 0 | eTRM (multiple measures) | 0 | 2020 | 0 | 2020 | 0 | 0 | eTRM (multiple measures) | Res HVAC Quality Maintenance (Elec/Gas) - Cold ¦ SCG ¦ Cold | Res HVAC Quality Maintenance (Elec/Gas) - Cold | 0.11366 | 1 | 0.30827 | RASS 2019 | 0 | 2012 | 0.55 | eTRM (SWSV006-01, SWSV007-01, SWSV008-01, SWSV009-01)
RES-HVAC-97.19 | Res ¦ Existing HVAC System (Elec SC and Gas SH) - Marine ¦ SDG&E ¦ Marine | Res ¦ Existing HVAC System (Elec SC and Gas SH) - Marine | SDG&E ¦ Marine | SDG&E | All | Electric & Gas | Existing HVAC System (Elec SC and Gas SH) | Average Existing and Code |  |  | 0 | Conventional | HVAC | Res - Single Family | Res | RET Only | 0 | Residential Households | Cap-Tons | 3 | DEER:HVAC_Refrig_Charge | 0 | 0 | 0 | eTRM (multiple measures) | 0 | 2020 | 0 | 2020 | 0 | 0 | eTRM (multiple measures) | Res HVAC Quality Maintenance (Elec/Gas) - Marine ¦ SDG&E ¦ Marine | Res HVAC Quality Maintenance (Elec/Gas) - Marine | 2.5399 | 1 | 0.60061 | RASS 2019 | 0 | 2012 | 0.55 | eTRM (SWSV006-01, SWSV007-01, SWSV008-01, SWSV009-01)
RES-HVAC-97.20 | Res ¦ Existing HVAC System (Elec SC and Gas SH) - Hot-Dry ¦ SDG&E ¦ Hot-Dry | Res ¦ Existing HVAC System (Elec SC and Gas SH) - Hot-Dry | SDG&E ¦ Hot-Dry | SDG&E | All | Electric & Gas | Existing HVAC System (Elec SC and Gas SH) | Average Existing and Code |  |  | 0 | Conventional | HVAC | Res - Single Family | Res | RET Only | 0 | Residential Households | Cap-Tons | 3 | DEER:HVAC_Refrig_Charge | 0 | 0 | 0 | eTRM (multiple measures) | 0 | 2020 | 0 | 2020 | 0 | 0 | eTRM (multiple measures) | Res HVAC Quality Maintenance (Elec/Gas) - Hot-Dry ¦ SDG&E ¦ Hot-Dry | Res HVAC Quality Maintenance (Elec/Gas) - Hot-Dry | 1.5399 | 1 | 0.66419 | RASS 2019 | 0 | 2012 | 0.55 | eTRM (SWSV006-01, SWSV007-01, SWSV008-01, SWSV009-01)
RES-HVAC-97.21 | Res ¦ Existing HVAC System (Elec SC and Gas SH) - Marine ¦ SDG&E ¦ Marine | Res ¦ Existing HVAC System (Elec SC and Gas SH) - Marine | SDG&E ¦ Marine | SDG&E | All | Electric & Gas | Existing HVAC System (Elec SC and Gas SH) | Average Existing and Code |  |  | 0 | Conventional | HVAC | Res - Multi Family | Res | RET Only | 0 | Residential Households | Cap-Tons | 3 | DEER:HVAC_Refrig_Charge | 0 | 0 | 0 | eTRM (multiple measures) | 0 | 2020 | 0 | 2020 | 0 | 0 | eTRM (multiple measures) | Res HVAC Quality Maintenance (Elec/Gas) - Marine ¦ SDG&E ¦ Marine | Res HVAC Quality Maintenance (Elec/Gas) - Marine | 0.51984 | 1 | 0.51813 | RASS 2019 | 0 | 2012 | 0.55 | eTRM (SWSV006-01, SWSV007-01, SWSV008-01, SWSV009-01)
RES-HVAC-97.22 | Res ¦ Existing HVAC System (Elec SC and Gas SH) - Hot-Dry ¦ SDG&E ¦ Hot-Dry | Res ¦ Existing HVAC System (Elec SC and Gas SH) - Hot-Dry | SDG&E ¦ Hot-Dry | SDG&E | All | Electric & Gas | Existing HVAC System (Elec SC and Gas SH) | Average Existing and Code |  |  | 0 | Conventional | HVAC | Res - Multi Family | Res | RET Only | 0 | Residential Households | Cap-Tons | 3 | DEER:HVAC_Refrig_Charge | 0 | 0 | 0 | eTRM (multiple measures) | 0 | 2020 | 0 | 2020 | 0 | 0 | eTRM (multiple measures) | Res HVAC Quality Maintenance (Elec/Gas) - Hot-Dry ¦ SDG&E ¦ Hot-Dry | Res HVAC Quality Maintenance (Elec/Gas) - Hot-Dry | 0.19492 | 1 | 0.64021 | RASS 2019 | 0 | 2012 | 0.55 | eTRM (SWSV006-01, SWSV007-01, SWSV008-01, SWSV009-01)
RES-HVAC-98.1 | Res ¦ HVAC System Maintenance - Ref. Charge, Coil Clean, Airflow Adj (Elec SC and Gas SH) - Marine ¦ PG&E ¦ Marine | Res ¦ HVAC System Maintenance - Ref. Charge, Coil Clean, Airflow Adj (Elec SC and Gas SH) - Marine | PG&E ¦ Marine | PG&E | All | Electric & Gas | HVAC System Maintenance - Ref. Charge, Coil Clean, Airflow Adj (Elec SC and Gas SH) | Efficient |  |  | 0 | Conventional | HVAC | Res - Single Family | Res | RET Only | 0 | Residential Households | Cap-Tons | 3 | DEER:HVAC_Refrig_Charge | -8.3223 | -0.03431 | 0.068815 | eTRM (multiple measures) | 28.23 | 2020 | 191.31 | 2020 | 0 | 0 | eTRM (multiple measures) | Res HVAC Quality Maintenance (Elec/Gas) - Marine ¦ PG&E ¦ Marine | Res HVAC Quality Maintenance (Elec/Gas) - Marine | 0.76689 | 1 | 0.30764 | RASS 2019 | 0 | 2012 | 0.55 | eTRM (SWSV006-01, SWSV007-01, SWSV008-01, SWSV009-01)
RES-HVAC-98.2 | Res ¦ HVAC System Maintenance - Ref. Charge, Coil Clean, Airflow Adj (Elec SC and Gas SH) - Hot-Dry ¦ PG&E ¦ Hot-Dry | Res ¦ HVAC System Maintenance - Ref. Charge, Coil Clean, Airflow Adj (Elec SC and Gas SH) - Hot-Dry | PG&E ¦ Hot-Dry | PG&E | All | Electric & Gas | HVAC System Maintenance - Ref. Charge, Coil Clean, Airflow Adj (Elec SC and Gas SH) | Efficient |  |  | 0 | Conventional | HVAC | Res - Single Family | Res | RET Only | 0 | Residential Households | Cap-Tons | 3 | DEER:HVAC_Refrig_Charge | -48.8043 | -0.077765 | 0.08906 | eTRM (multiple measures) | 28.23 | 2020 | 191.31 | 2020 | 0 | 0 | eTRM (multiple measures) | Res HVAC Quality Maintenance (Elec/Gas) - Hot-Dry ¦ PG&E ¦ Hot-Dry | Res HVAC Quality Maintenance (Elec/Gas) - Hot-Dry | 1.3858 | 1 | 0.43594 | RASS 2019 | 0 | 2012 | 0.55 | eTRM (SWSV006-01, SWSV007-01, SWSV008-01, SWSV009-01)
RES-HVAC-98.3 | Res ¦ HVAC System Maintenance - Ref. Charge, Coil Clean, Airflow Adj (Elec SC and Gas SH) - Cold ¦ PG&E ¦ Cold | Res ¦ HVAC System Maintenance - Ref. Charge, Coil Clean, Airflow Adj (Elec SC and Gas SH) - Cold | PG&E ¦ Cold | PG&E | All | Electric & Gas | HVAC System Maintenance - Ref. Charge, Coil Clean, Airflow Adj (Elec SC and Gas SH) | Efficient |  |  | 0 | Conventional | HVAC | Res - Single Family | Res | RET Only | 0 | Residential Households | Cap-Tons | 3 | DEER:HVAC_Refrig_Charge | -11.846 | -0.02765 | -0.024995 | eTRM (multiple measures) | 28.23 | 2020 | 191.31 | 2020 | 0 | 0 | eTRM (multiple measures) | Res HVAC Quality Maintenance (Elec/Gas) - Cold ¦ PG&E ¦ Cold | Res HVAC Quality Maintenance (Elec/Gas) - Cold | 0.3048 | 1 | 0.81119 | RASS 2019 | 0 | 2012 | 0.55 | eTRM (SWSV006-01, SWSV007-01, SWSV008-01, SWSV009-01)
RES-HVAC-98.4 | Res ¦ HVAC System Maintenance - Ref. Charge, Coil Clean, Airflow Adj (Elec SC and Gas SH) - Marine ¦ PG&E ¦ Marine | Res ¦ HVAC System Maintenance - Ref. Charge, Coil Clean, Airflow Adj (Elec SC and Gas SH) - Marine | PG&E ¦ Marine | PG&E | All | Electric & Gas | HVAC System Maintenance - Ref. Charge, Coil Clean, Airflow Adj (Elec SC and Gas SH) | Efficient |  |  | 0 | Conventional | HVAC | Res - Multi Family | Res | RET Only | 0 | Residential Households | Cap-Tons | 3 | DEER:HVAC_Refrig_Charge | -2.4068 | -0.01095 | 0.006787 | eTRM (multiple measures) | 28.23 | 2020 | 191.31 | 2020 | 0 | 0 | eTRM (multiple measures) | Res HVAC Quality Maintenance (Elec/Gas) - Marine ¦ PG&E ¦ Marine | Res HVAC Quality Maintenance (Elec/Gas) - Marine | 0.087886 | 1 | 0.23527 | RASS 2019 | 0 | 2012 | 0.55 | eTRM (SWSV006-01, SWSV007-01, SWSV008-01, SWSV009-01)
RES-HVAC-98.5 | Res ¦ HVAC System Maintenance - Ref. Charge, Coil Clean, Airflow Adj (Elec SC and Gas SH) - Hot-Dry ¦ PG&E ¦ Hot-Dry | Res ¦ HVAC System Maintenance - Ref. Charge, Coil Clean, Airflow Adj (Elec SC and Gas SH) - Hot-Dry | PG&E ¦ Hot-Dry | PG&E | All | Electric & Gas | HVAC System Maintenance - Ref. Charge, Coil Clean, Airflow Adj (Elec SC and Gas SH) | Efficient |  |  | 0 | Conventional | HVAC | Res - Multi Family | Res | RET Only | 0 | Residential Households | Cap-Tons | 3 | DEER:HVAC_Refrig_Charge | -65.45 | -0.04945 | 0.034055 | eTRM (multiple measures) | 28.23 | 2020 | 191.31 | 2020 | 0 | 0 | eTRM (multiple measures) | Res HVAC Quality Maintenance (Elec/Gas) - Hot-Dry ¦ PG&E ¦ Hot-Dry | Res HVAC Quality Maintenance (Elec/Gas) - Hot-Dry | 0.32119 | 1 | 0.44838 | RASS 2019 | 0 | 2012 | 0.55 | eTRM (SWSV006-01, SWSV007-01, SWSV008-01, SWSV009-01)
RES-HVAC-98.6 | Res ¦ HVAC System Maintenance - Ref. Charge, Coil Clean, Airflow Adj (Elec SC and Gas SH) - Cold ¦ PG&E ¦ Cold | Res ¦ HVAC System Maintenance - Ref. Charge, Coil Clean, Airflow Adj (Elec SC and Gas SH) - Cold | PG&E ¦ Cold | PG&E | All | Electric & Gas | HVAC System Maintenance - Ref. Charge, Coil Clean, Airflow Adj (Elec SC and Gas SH) | Efficient |  |  | 0 | Conventional | HVAC | Res - Multi Family | Res | RET Only | 0 | Residential Households | Cap-Tons | 3 | DEER:HVAC_Refrig_Charge | -55.0875 | -0.051755 | 0.02396 | eTRM (multiple measures) | 28.23 | 2020 | 191.31 | 2020 | 0 | 0 | eTRM (multiple measures) | Res HVAC Quality Maintenance (Elec/Gas) - Cold ¦ PG&E ¦ Cold | Res HVAC Quality Maintenance (Elec/Gas) - Cold | 0.11366 | 1 | 0.69173 | RASS 2019 | 0 | 2012 | 0.55 | eTRM (SWSV006-01, SWSV007-01, SWSV008-01, SWSV009-01)
RES-HVAC-98.7 | Res ¦ HVAC System Maintenance - Ref. Charge, Coil Clean, Airflow Adj (Elec SC and Gas SH) - Marine ¦ SCE ¦ Marine | Res ¦ HVAC System Maintenance - Ref. Charge, Coil Clean, Airflow Adj (Elec SC and Gas SH) - Marine | SCE ¦ Marine | SCE | All | Electric & Gas | HVAC System Maintenance - Ref. Charge, Coil Clean, Airflow Adj (Elec SC and Gas SH) | Efficient |  |  | 0 | Conventional | HVAC | Res - Single Family | Res | RET Only | 0 | Residential Households | Cap-Tons | 3 | DEER:HVAC_Refrig_Charge | -21.3658 | -0.055835 | 0.010015 | eTRM (multiple measures) | 28.23 | 2020 | 191.31 | 2020 | 0 | 0 | eTRM (multiple measures) | Res HVAC Quality Maintenance (Elec/Gas) - Marine ¦ SCE ¦ Marine | Res HVAC Quality Maintenance (Elec/Gas) - Marine | 1.3535 | 1 | 0.33482 | RASS 2019 | 0 | 2012 | 0.55 | eTRM (SWSV006-01, SWSV007-01, SWSV008-01, SWSV009-01)
RES-HVAC-98.8 | Res ¦ HVAC System Maintenance - Ref. Charge, Coil Clean, Airflow Adj (Elec SC and Gas SH) - Hot-Dry ¦ SCE ¦ Hot-Dry | Res ¦ HVAC System Maintenance - Ref. Charge, Coil Clean, Airflow Adj (Elec SC and Gas SH) - Hot-Dry | SCE ¦ Hot-Dry | SCE | All | Electric & Gas | HVAC System Maintenance - Ref. Charge, Coil Clean, Airflow Adj (Elec SC and Gas SH) | Efficient |  |  | 0 | Conventional | HVAC | Res - Single Family | Res | RET Only | 0 | Residential Households | Cap-Tons | 3 | DEER:HVAC_Refrig_Charge | -52.6775 | -0.0749 | 0.04452 | eTRM (multiple measures) | 28.23 | 2020 | 191.31 | 2020 | 0 | 0 | eTRM (multiple measures) | Res HVAC Quality Maintenance (Elec/Gas) - Hot-Dry ¦ SCE ¦ Hot-Dry | Res HVAC Quality Maintenance (Elec/Gas) - Hot-Dry | 2.4097 | 1 | 0.40746 | RASS 2019 | 0 | 2012 | 0.55 | eTRM (SWSV006-01, SWSV007-01, SWSV008-01, SWSV009-01)
RES-HVAC-98.9 | Res ¦ HVAC System Maintenance - Ref. Charge, Coil Clean, Airflow Adj (Elec SC and Gas SH) - Cold ¦ SCE ¦ Cold | Res ¦ HVAC System Maintenance - Ref. Charge, Coil Clean, Airflow Adj (Elec SC and Gas SH) - Cold | SCE ¦ Cold | SCE | All | Electric & Gas | HVAC System Maintenance - Ref. Charge, Coil Clean, Airflow Adj (Elec SC and Gas SH) | Efficient |  |  | 0 | Conventional | HVAC | Res - Single Family | Res | RET Only | 0 | Residential Households | Cap-Tons | 3 | DEER:HVAC_Refrig_Charge | -11.846 | -0.02765 | -0.024995 | eTRM (multiple measures) | 28.23 | 2020 | 191.31 | 2020 | 0 | 0 | eTRM (multiple measures) | Res HVAC Quality Maintenance (Elec/Gas) - Cold ¦ SCE ¦ Cold | Res HVAC Quality Maintenance (Elec/Gas) - Cold | 1.7186 | 1 | 0.19944 | RASS 2019 | 0 | 2012 | 0.55 | eTRM (SWSV006-01, SWSV007-01, SWSV008-01, SWSV009-01)
RES-HVAC-98.10 | Res ¦ HVAC System Maintenance - Ref. Charge, Coil Clean, Airflow Adj (Elec SC and Gas SH) - Marine ¦ SCE ¦ Marine | Res ¦ HVAC System Maintenance - Ref. Charge, Coil Clean, Airflow Adj (Elec SC and Gas SH) - Marine | SCE ¦ Marine | SCE | All | Electric & Gas | HVAC System Maintenance - Ref. Charge, Coil Clean, Airflow Adj (Elec SC and Gas SH) | Efficient |  |  | 0 | Conventional | HVAC | Res - Multi Family | Res | RET Only | 0 | Residential Households | Cap-Tons | 3 | DEER:HVAC_Refrig_Charge | -17.2832 | -0.040575 | 0.012123 | eTRM (multiple measures) | 28.23 | 2020 | 191.31 | 2020 | 0 | 0 | eTRM (multiple measures) | Res HVAC Quality Maintenance (Elec/Gas) - Marine ¦ SCE ¦ Marine | Res HVAC Quality Maintenance (Elec/Gas) - Marine | 0.21102 | 1 | 0.51554 | RASS 2019 | 0 | 2012 | 0.55 | eTRM (SWSV006-01, SWSV007-01, SWSV008-01, SWSV009-01)
RES-HVAC-98.11 | Res ¦ HVAC System Maintenance - Ref. Charge, Coil Clean, Airflow Adj (Elec SC and Gas SH) - Hot-Dry ¦ SCE ¦ Hot-Dry | Res ¦ HVAC System Maintenance - Ref. Charge, Coil Clean, Airflow Adj (Elec SC and Gas SH) - Hot-Dry | SCE ¦ Hot-Dry | SCE | All | Electric & Gas | HVAC System Maintenance - Ref. Charge, Coil Clean, Airflow Adj (Elec SC and Gas SH) | Efficient |  |  | 0 | Conventional | HVAC | Res - Multi Family | Res | RET Only | 0 | Residential Households | Cap-Tons | 3 | DEER:HVAC_Refrig_Charge | -50.735 | -0.04256 | 0.02975 | eTRM (multiple measures) | 28.23 | 2020 | 191.31 | 2020 | 0 | 0 | eTRM (multiple measures) | Res HVAC Quality Maintenance (Elec/Gas) - Hot-Dry ¦ SCE ¦ Hot-Dry | Res HVAC Quality Maintenance (Elec/Gas) - Hot-Dry | 0.30181 | 1 | 0.39773 | RASS 2019 | 0 | 2012 | 0.55 | eTRM (SWSV006-01, SWSV007-01, SWSV008-01, SWSV009-01)
RES-HVAC-98.12 | Res ¦ HVAC System Maintenance - Ref. Charge, Coil Clean, Airflow Adj (Elec SC and Gas SH) - Cold ¦ SCE ¦ Cold | Res ¦ HVAC System Maintenance - Ref. Charge, Coil Clean, Airflow Adj (Elec SC and Gas SH) - Cold | SCE ¦ Cold | SCE | All | Electric & Gas | HVAC System Maintenance - Ref. Charge, Coil Clean, Airflow Adj (Elec SC and Gas SH) | Efficient |  |  | 0 | Conventional | HVAC | Res - Multi Family | Res | RET Only | 0 | Residential Households | Cap-Tons | 3 | DEER:HVAC_Refrig_Charge | -55.0875 | -0.051755 | 0.02396 | eTRM (multiple measures) | 28.23 | 2020 | 191.31 | 2020 | 0 | 0 | eTRM (multiple measures) | Res HVAC Quality Maintenance (Elec/Gas) - Cold ¦ SCE ¦ Cold | Res HVAC Quality Maintenance (Elec/Gas) - Cold | 0.11366 | 1 | 0.2273 | RASS 2019 | 0 | 2012 | 0.55 | eTRM (SWSV006-01, SWSV007-01, SWSV008-01, SWSV009-01)
RES-HVAC-98.13 | Res ¦ HVAC System Maintenance - Ref. Charge, Coil Clean, Airflow Adj (Elec SC and Gas SH) - Marine ¦ SCG ¦ Marine | Res ¦ HVAC System Maintenance - Ref. Charge, Coil Clean, Airflow Adj (Elec SC and Gas SH) - Marine | SCG ¦ Marine | SCG | All | Electric & Gas | HVAC System Maintenance - Ref. Charge, Coil Clean, Airflow Adj (Elec SC and Gas SH) | Efficient |  |  | 0 | Conventional | HVAC | Res - Single Family | Res | RET Only | 0 | Residential Households | Cap-Tons | 3 | DEER:HVAC_Refrig_Charge | -50.735 | -0.04256 | 0.02975 | eTRM (multiple measures) | 28.23 | 2020 | 191.31 | 2020 | 0 | 0 | eTRM (multiple measures) | Res HVAC Quality Maintenance (Elec/Gas) - Marine ¦ SCG ¦ Marine | Res HVAC Quality Maintenance (Elec/Gas) - Marine | 1.3535 | 1 | 0.40541 | RASS 2019 | 0 | 2012 | 0.55 | eTRM (SWSV006-01, SWSV007-01, SWSV008-01, SWSV009-01)
RES-HVAC-98.14 | Res ¦ HVAC System Maintenance - Ref. Charge, Coil Clean, Airflow Adj (Elec SC and Gas SH) - Hot-Dry ¦ SCG ¦ Hot-Dry | Res ¦ HVAC System Maintenance - Ref. Charge, Coil Clean, Airflow Adj (Elec SC and Gas SH) - Hot-Dry | SCG ¦ Hot-Dry | SCG | All | Electric & Gas | HVAC System Maintenance - Ref. Charge, Coil Clean, Airflow Adj (Elec SC and Gas SH) | Efficient |  |  | 0 | Conventional | HVAC | Res - Single Family | Res | RET Only | 0 | Residential Households | Cap-Tons | 3 | DEER:HVAC_Refrig_Charge | -55.0875 | -0.051755 | 0.02396 | eTRM (multiple measures) | 28.23 | 2020 | 191.31 | 2020 | 0 | 0 | eTRM (multiple measures) | Res HVAC Quality Maintenance (Elec/Gas) - Hot-Dry ¦ SCG ¦ Hot-Dry | Res HVAC Quality Maintenance (Elec/Gas) - Hot-Dry | 2.154 | 1 | 0.38713 | RASS 2019 | 0 | 2012 | 0.55 | eTRM (SWSV006-01, SWSV007-01, SWSV008-01, SWSV009-01)
RES-HVAC-98.15 | Res ¦ HVAC System Maintenance - Ref. Charge, Coil Clean, Airflow Adj (Elec SC and Gas SH) - Cold ¦ SCG ¦ Cold | Res ¦ HVAC System Maintenance - Ref. Charge, Coil Clean, Airflow Adj (Elec SC and Gas SH) - Cold | SCG ¦ Cold | SCG | All | Electric & Gas | HVAC System Maintenance - Ref. Charge, Coil Clean, Airflow Adj (Elec SC and Gas SH) | Efficient |  |  | 0 | Conventional | HVAC | Res - Single Family | Res | RET Only | 0 | Residential Households | Cap-Tons | 3 | DEER:HVAC_Refrig_Charge | -21.3658 | -0.055835 | 0.010015 | eTRM (multiple measures) | 28.23 | 2020 | 191.31 | 2020 | 0 | 0 | eTRM (multiple measures) | Res HVAC Quality Maintenance (Elec/Gas) - Cold ¦ SCG ¦ Cold | Res HVAC Quality Maintenance (Elec/Gas) - Cold | 1.7186 | 1 | 0.25705 | RASS 2019 | 0 | 2012 | 0.55 | eTRM (SWSV006-01, SWSV007-01, SWSV008-01, SWSV009-01)
RES-HVAC-98.16 | Res ¦ HVAC System Maintenance - Ref. Charge, Coil Clean, Airflow Adj (Elec SC and Gas SH) - Marine ¦ SCG ¦ Marine | Res ¦ HVAC System Maintenance - Ref. Charge, Coil Clean, Airflow Adj (Elec SC and Gas SH) - Marine | SCG ¦ Marine | SCG | All | Electric & Gas | HVAC System Maintenance - Ref. Charge, Coil Clean, Airflow Adj (Elec SC and Gas SH) | Efficient |  |  | 0 | Conventional | HVAC | Res - Multi Family | Res | RET Only | 0 | Residential Households | Cap-Tons | 3 | DEER:HVAC_Refrig_Charge | -28.5323 | -0.05073 | 0.067335 | eTRM (multiple measures) | 28.23 | 2020 | 191.31 | 2020 | 0 | 0 | eTRM (multiple measures) | Res HVAC Quality Maintenance (Elec/Gas) - Marine ¦ SCG ¦ Marine | Res HVAC Quality Maintenance (Elec/Gas) - Marine | 0.21102 | 1 | 0.53536 | RASS 2019 | 0 | 2012 | 0.55 | eTRM (SWSV006-01, SWSV007-01, SWSV008-01, SWSV009-01)
RES-HVAC-98.17 | Res ¦ HVAC System Maintenance - Ref. Charge, Coil Clean, Airflow Adj (Elec SC and Gas SH) - Hot-Dry ¦ SCG ¦ Hot-Dry | Res ¦ HVAC System Maintenance - Ref. Charge, Coil Clean, Airflow Adj (Elec SC and Gas SH) - Hot-Dry | SCG ¦ Hot-Dry | SCG | All | Electric & Gas | HVAC System Maintenance - Ref. Charge, Coil Clean, Airflow Adj (Elec SC and Gas SH) | Efficient |  |  | 0 | Conventional | HVAC | Res - Multi Family | Res | RET Only | 0 | Residential Households | Cap-Tons | 3 | DEER:HVAC_Refrig_Charge | -17.2832 | -0.040575 | 0.012123 | eTRM (multiple measures) | 28.23 | 2020 | 191.31 | 2020 | 0 | 0 | eTRM (multiple measures) | Res HVAC Quality Maintenance (Elec/Gas) - Hot-Dry ¦ SCG ¦ Hot-Dry | Res HVAC Quality Maintenance (Elec/Gas) - Hot-Dry | 0.25362 | 1 | 0.3198 | RASS 2019 | 0 | 2012 | 0.55 | eTRM (SWSV006-01, SWSV007-01, SWSV008-01, SWSV009-01)
RES-HVAC-98.18 | Res ¦ HVAC System Maintenance - Ref. Charge, Coil Clean, Airflow Adj (Elec SC and Gas SH) - Cold ¦ SCG ¦ Cold | Res ¦ HVAC System Maintenance - Ref. Charge, Coil Clean, Airflow Adj (Elec SC and Gas SH) - Cold | SCG ¦ Cold | SCG | All | Electric & Gas | HVAC System Maintenance - Ref. Charge, Coil Clean, Airflow Adj (Elec SC and Gas SH) | Efficient |  |  | 0 | Conventional | HVAC | Res - Multi Family | Res | RET Only | 0 | Residential Households | Cap-Tons | 3 | DEER:HVAC_Refrig_Charge | -30.2417 | -0.0331 | 0.01698 | eTRM (multiple measures) | 28.23 | 2020 | 191.31 | 2020 | 0 | 0 | eTRM (multiple measures) | Res HVAC Quality Maintenance (Elec/Gas) - Cold ¦ SCG ¦ Cold | Res HVAC Quality Maintenance (Elec/Gas) - Cold | 0.11366 | 1 | 0.69173 | RASS 2019 | 0 | 2012 | 0.55 | eTRM (SWSV006-01, SWSV007-01, SWSV008-01, SWSV009-01)
RES-HVAC-98.19 | Res ¦ HVAC System Maintenance - Ref. Charge, Coil Clean, Airflow Adj (Elec SC and Gas SH) - Marine ¦ SDG&E ¦ Marine | Res ¦ HVAC System Maintenance - Ref. Charge, Coil Clean, Airflow Adj (Elec SC and Gas SH) - Marine | SDG&E ¦ Marine | SDG&E | All | Electric & Gas | HVAC System Maintenance - Ref. Charge, Coil Clean, Airflow Adj (Elec SC and Gas SH) | Efficient |  |  | 0 | Conventional | HVAC | Res - Single Family | Res | RET Only | 0 | Residential Households | Cap-Tons | 3 | DEER:HVAC_Refrig_Charge | -21.3658 | -0.055835 | 0.010015 | eTRM (multiple measures) | 28.23 | 2020 | 191.31 | 2020 | 0 | 0 | eTRM (multiple measures) | Res HVAC Quality Maintenance (Elec/Gas) - Marine ¦ SDG&E ¦ Marine | Res HVAC Quality Maintenance (Elec/Gas) - Marine | 2.5399 | 1 | 0.39939 | RASS 2019 | 0 | 2012 | 0.55 | eTRM (SWSV006-01, SWSV007-01, SWSV008-01, SWSV009-01)
RES-HVAC-98.20 | Res ¦ HVAC System Maintenance - Ref. Charge, Coil Clean, Airflow Adj (Elec SC and Gas SH) - Hot-Dry ¦ SDG&E ¦ Hot-Dry | Res ¦ HVAC System Maintenance - Ref. Charge, Coil Clean, Airflow Adj (Elec SC and Gas SH) - Hot-Dry | SDG&E ¦ Hot-Dry | SDG&E | All | Electric & Gas | HVAC System Maintenance - Ref. Charge, Coil Clean, Airflow Adj (Elec SC and Gas SH) | Efficient |  |  | 0 | Conventional | HVAC | Res - Single Family | Res | RET Only | 0 | Residential Households | Cap-Tons | 3 | DEER:HVAC_Refrig_Charge | -52.6775 | -0.0749 | 0.04452 | eTRM (multiple measures) | 28.23 | 2020 | 191.31 | 2020 | 0 | 0 | eTRM (multiple measures) | Res HVAC Quality Maintenance (Elec/Gas) - Hot-Dry ¦ SDG&E ¦ Hot-Dry | Res HVAC Quality Maintenance (Elec/Gas) - Hot-Dry | 1.5399 | 1 | 0.33581 | RASS 2019 | 0 | 2012 | 0.55 | eTRM (SWSV006-01, SWSV007-01, SWSV008-01, SWSV009-01)
RES-HVAC-98.21 | Res ¦ HVAC System Maintenance - Ref. Charge, Coil Clean, Airflow Adj (Elec SC and Gas SH) - Marine ¦ SDG&E ¦ Marine | Res ¦ HVAC System Maintenance - Ref. Charge, Coil Clean, Airflow Adj (Elec SC and Gas SH) - Marine | SDG&E ¦ Marine | SDG&E | All | Electric & Gas | HVAC System Maintenance - Ref. Charge, Coil Clean, Airflow Adj (Elec SC and Gas SH) | Efficient |  |  | 0 | Conventional | HVAC | Res - Multi Family | Res | RET Only | 0 | Residential Households | Cap-Tons | 3 | DEER:HVAC_Refrig_Charge | -11.846 | -0.02765 | -0.024995 | eTRM (multiple measures) | 28.23 | 2020 | 191.31 | 2020 | 0 | 0 | eTRM (multiple measures) | Res HVAC Quality Maintenance (Elec/Gas) - Marine ¦ SDG&E ¦ Marine | Res HVAC Quality Maintenance (Elec/Gas) - Marine | 0.51984 | 1 | 0.48187 | RASS 2019 | 0 | 2012 | 0.55 | eTRM (SWSV006-01, SWSV007-01, SWSV008-01, SWSV009-01)
RES-HVAC-98.22 | Res ¦ HVAC System Maintenance - Ref. Charge, Coil Clean, Airflow Adj (Elec SC and Gas SH) - Hot-Dry ¦ SDG&E ¦ Hot-Dry | Res ¦ HVAC System Maintenance - Ref. Charge, Coil Clean, Airflow Adj (Elec SC and Gas SH) - Hot-Dry | SDG&E ¦ Hot-Dry | SDG&E | All | Electric & Gas | HVAC System Maintenance - Ref. Charge, Coil Clean, Airflow Adj (Elec SC and Gas SH) | Efficient |  |  | 0 | Conventional | HVAC | Res - Multi Family | Res | RET Only | 0 | Residential Households | Cap-Tons | 3 | DEER:HVAC_Refrig_Charge | -17.2832 | -0.040575 | 0.012123 | eTRM (multiple measures) | 28.23 | 2020 | 191.31 | 2020 | 0 | 0 | eTRM (multiple measures) | Res HVAC Quality Maintenance (Elec/Gas) - Hot-Dry ¦ SDG&E ¦ Hot-Dry | Res HVAC Quality Maintenance (Elec/Gas) - Hot-Dry | 0.19492 | 1 | 0.35979 | RASS 2019 | 0 | 2012 | 0.55 | eTRM (SWSV006-01, SWSV007-01, SWSV008-01, SWSV009-01)
RES-WATERHEAT-10.1 | Res ¦ Res Small Electric Storage Water Heater (0.92 UEF - 50 Gal) - Marine ¦ PG&E ¦ Marine | Res ¦ Res Small Electric Storage Water Heater (0.92 UEF - 50 Gal) - Marine | PG&E ¦ Marine | PG&E | All | Electric | Res Small Electric Storage Water Heater (0.92 UEF - 50 Gal) | Average Existing and Code |  |  | 0 | Conventional | WaterHeat | Res - Single Family | Res | ROB and NEW | 0 | Residential Households | water heater | 10 | DEER:Res_ClothesDishWasher | 0 | 0 | 0 | eTRM SWWH014-05 | 797.67 | 2022 | 383.1 | 2022 | 0 | 0 | eTRM SWWH014-05 | Res Elec Water Heaters - Marine ¦ PG&E ¦ Marine | Res Elec Water Heaters - Marine | 0.097215 | 1 | 0.97745 | RASS 2019 | 0 | 2012 | 0.55 | SWWH014-05
RES-WATERHEAT-10.2 | Res ¦ Res Small Electric Storage Water Heater (0.92 UEF - 50 Gal) - Marine ¦ PG&E ¦ Marine | Res ¦ Res Small Electric Storage Water Heater (0.92 UEF - 50 Gal) - Marine | PG&E ¦ Marine | PG&E | All | Electric | Res Small Electric Storage Water Heater (0.92 UEF - 50 Gal) | Average Existing and Code |  |  | 0 | Conventional | WaterHeat | Res - Multi Family | Res | ROB and NEW | 0 | Residential Households | water heater | 10 | DEER:Res_ClothesDishWasher | 0 | 0 | 0 | eTRM SWWH014-05 | 797.67 | 2022 | 383.1 | 2022 | 0 | 0 | eTRM SWWH014-05 | Res Elec Water Heaters - Marine ¦ PG&E ¦ Marine | Res Elec Water Heaters - Marine | 0.10428 | 1 | 0.98708 | RASS 2019 | 0 | 2012 | 0.55 | SWWH014-05
RES-WATERHEAT-10.3 | Res ¦ Res Small Electric Storage Water Heater (0.92 UEF - 50 Gal) - Hot-Dry ¦ PG&E ¦ Hot-Dry | Res ¦ Res Small Electric Storage Water Heater (0.92 UEF - 50 Gal) - Hot-Dry | PG&E ¦ Hot-Dry | PG&E | All | Electric | Res Small Electric Storage Water Heater (0.92 UEF - 50 Gal) | Average Existing and Code |  |  | 0 | Conventional | WaterHeat | Res - Single Family | Res | ROB and NEW | 0 | Residential Households | water heater | 10 | DEER:Res_ClothesDishWasher | 0 | 0 | 0 | eTRM SWWH014-05 | 797.67 | 2022 | 383.1 | 2022 | 0 | 0 | eTRM SWWH014-05 | Res Elec Water Heaters - Hot-Dry ¦ PG&E ¦ Hot-Dry | Res Elec Water Heaters - Hot-Dry | 0.11821 | 1 | 0.95216 | RASS 2019 | 0 | 2012 | 0.55 | SWWH014-05
RES-WATERHEAT-10.4 | Res ¦ Res Small Electric Storage Water Heater (0.92 UEF - 50 Gal) - Hot-Dry ¦ PG&E ¦ Hot-Dry | Res ¦ Res Small Electric Storage Water Heater (0.92 UEF - 50 Gal) - Hot-Dry | PG&E ¦ Hot-Dry | PG&E | All | Electric | Res Small Electric Storage Water Heater (0.92 UEF - 50 Gal) | Average Existing and Code |  |  | 0 | Conventional | WaterHeat | Res - Multi Family | Res | ROB and NEW | 0 | Residential Households | water heater | 10 | DEER:Res_ClothesDishWasher | 0 | 0 | 0 | eTRM SWWH014-05 | 797.67 | 2022 | 383.1 | 2022 | 0 | 0 | eTRM SWWH014-05 | Res Elec Water Heaters - Hot-Dry ¦ PG&E ¦ Hot-Dry | Res Elec Water Heaters - Hot-Dry | 0.092201 | 1 | 0.97828 | RASS 2019 | 0 | 2012 | 0.55 | SWWH014-05
RES-WATERHEAT-10.5 | Res ¦ Res Small Electric Storage Water Heater (0.92 UEF - 50 Gal) - Cold ¦ PG&E ¦ Cold | Res ¦ Res Small Electric Storage Water Heater (0.92 UEF - 50 Gal) - Cold | PG&E ¦ Cold | PG&E | All | Electric | Res Small Electric Storage Water Heater (0.92 UEF - 50 Gal) | Average Existing and Code |  |  | 0 | Conventional | WaterHeat | Res - Single Family | Res | ROB and NEW | 0 | Residential Households | water heater | 10 | DEER:Res_ClothesDishWasher | 0 | 0 | 0 | eTRM SWWH014-05 | 797.67 | 2022 | 383.1 | 2022 | 0 | 0 | eTRM SWWH014-05 | Res Elec Water Heaters - Cold ¦ PG&E ¦ Cold | Res Elec Water Heaters - Cold | 0.37761 | 1 | 1 | RASS 2019 | 0 | 2012 | 0.55 | SWWH014-05
RES-WATERHEAT-10.6 | Res ¦ Res Small Electric Storage Water Heater (0.92 UEF - 50 Gal) - Cold ¦ PG&E ¦ Cold | Res ¦ Res Small Electric Storage Water Heater (0.92 UEF - 50 Gal) - Cold | PG&E ¦ Cold | PG&E | All | Electric | Res Small Electric Storage Water Heater (0.92 UEF - 50 Gal) | Average Existing and Code |  |  | 0 | Conventional | WaterHeat | Res - Multi Family | Res | ROB and NEW | 0 | Residential Households | water heater | 10 | DEER:Res_ClothesDishWasher | 0 | 0 | 0 | eTRM SWWH014-05 | 797.67 | 2022 | 383.1 | 2022 | 0 | 0 | eTRM SWWH014-05 | Res Elec Water Heaters - Cold ¦ PG&E ¦ Cold | Res Elec Water Heaters - Cold | 0.27004 | 1 | 1 | RASS 2019 | 0 | 2012 | 0.55 | SWWH014-05
RES-WATERHEAT-10.7 | Res ¦ Res Small Electric Storage Water Heater (0.92 UEF - 50 Gal) - Marine ¦ SCE ¦ Marine | Res ¦ Res Small Electric Storage Water Heater (0.92 UEF - 50 Gal) - Marine | SCE ¦ Marine | SCE | All | Electric | Res Small Electric Storage Water Heater (0.92 UEF - 50 Gal) | Average Existing and Code |  |  | 0 | Conventional | WaterHeat | Res - Single Family | Res | ROB and NEW | 0 | Residential Households | water heater | 10 | DEER:Res_ClothesDishWasher | 0 | 0 | 0 | eTRM SWWH014-05 | 797.67 | 2022 | 383.1 | 2022 | 0 | 0 | eTRM SWWH014-05 | Res Elec Water Heaters - Marine ¦ SCE ¦ Marine | Res Elec Water Heaters - Marine | 0.072334 | 1 | 0.9059 | RASS 2019 | 0 | 2012 | 0.55 | SWWH014-05
RES-WATERHEAT-10.8 | Res ¦ Res Small Electric Storage Water Heater (0.92 UEF - 50 Gal) - Marine ¦ SCE ¦ Marine | Res ¦ Res Small Electric Storage Water Heater (0.92 UEF - 50 Gal) - Marine | SCE ¦ Marine | SCE | All | Electric | Res Small Electric Storage Water Heater (0.92 UEF - 50 Gal) | Average Existing and Code |  |  | 0 | Conventional | WaterHeat | Res - Multi Family | Res | ROB and NEW | 0 | Residential Households | water heater | 10 | DEER:Res_ClothesDishWasher | 0 | 0 | 0 | eTRM SWWH014-05 | 797.67 | 2022 | 383.1 | 2022 | 0 | 0 | eTRM SWWH014-05 | Res Elec Water Heaters - Marine ¦ SCE ¦ Marine | Res Elec Water Heaters - Marine | 0.17875 | 1 | 0.99553 | RASS 2019 | 0 | 2012 | 0.55 | SWWH014-05
RES-WATERHEAT-10.9 | Res ¦ Res Small Electric Storage Water Heater (0.92 UEF - 50 Gal) - Hot-Dry ¦ SCE ¦ Hot-Dry | Res ¦ Res Small Electric Storage Water Heater (0.92 UEF - 50 Gal) - Hot-Dry | SCE ¦ Hot-Dry | SCE | All | Electric | Res Small Electric Storage Water Heater (0.92 UEF - 50 Gal) | Average Existing and Code |  |  | 0 | Conventional | WaterHeat | Res - Single Family | Res | ROB and NEW | 0 | Residential Households | water heater | 10 | DEER:Res_ClothesDishWasher | 0 | 0 | 0 | eTRM SWWH014-05 | 797.67 | 2022 | 383.1 | 2022 | 0 | 0 | eTRM SWWH014-05 | Res Elec Water Heaters - Hot-Dry ¦ SCE ¦ Hot-Dry | Res Elec Water Heaters - Hot-Dry | 0.035677 | 1 | 0.98936 | RASS 2019 | 0 | 2012 | 0.55 | SWWH014-05
RES-WATERHEAT-10.10 | Res ¦ Res Small Electric Storage Water Heater (0.92 UEF - 50 Gal) - Hot-Dry ¦ SCE ¦ Hot-Dry | Res ¦ Res Small Electric Storage Water Heater (0.92 UEF - 50 Gal) - Hot-Dry | SCE ¦ Hot-Dry | SCE | All | Electric | Res Small Electric Storage Water Heater (0.92 UEF - 50 Gal) | Average Existing and Code |  |  | 0 | Conventional | WaterHeat | Res - Multi Family | Res | ROB and NEW | 0 | Residential Households | water heater | 10 | DEER:Res_ClothesDishWasher | 0 | 0 | 0 | eTRM SWWH014-05 | 797.67 | 2022 | 383.1 | 2022 | 0 | 0 | eTRM SWWH014-05 | Res Elec Water Heaters - Hot-Dry ¦ SCE ¦ Hot-Dry | Res Elec Water Heaters - Hot-Dry | 0.094941 | 1 | 0.83443 | RASS 2019 | 0 | 2012 | 0.55 | SWWH014-05
RES-WATERHEAT-10.11 | Res ¦ Res Small Electric Storage Water Heater (0.92 UEF - 50 Gal) - Cold ¦ SCE ¦ Cold | Res ¦ Res Small Electric Storage Water Heater (0.92 UEF - 50 Gal) - Cold | SCE ¦ Cold | SCE | All | Electric | Res Small Electric Storage Water Heater (0.92 UEF - 50 Gal) | Average Existing and Code |  |  | 0 | Conventional | WaterHeat | Res - Single Family | Res | ROB and NEW | 0 | Residential Households | water heater | 10 | DEER:Res_ClothesDishWasher | 0 | 0 | 0 | eTRM SWWH014-05 | 797.67 | 2022 | 383.1 | 2022 | 0 | 0 | eTRM SWWH014-05 | Res Elec Water Heaters - Cold ¦ SCE ¦ Cold | Res Elec Water Heaters - Cold | 0.24389 | 1 | 1 | RASS 2019 | 0 | 2012 | 0.55 | SWWH014-05
RES-WATERHEAT-10.12 | Res ¦ Res Small Electric Storage Water Heater (0.92 UEF - 50 Gal) - Cold ¦ SCE ¦ Cold | Res ¦ Res Small Electric Storage Water Heater (0.92 UEF - 50 Gal) - Cold | SCE ¦ Cold | SCE | All | Electric | Res Small Electric Storage Water Heater (0.92 UEF - 50 Gal) | Average Existing and Code |  |  | 0 | Conventional | WaterHeat | Res - Multi Family | Res | ROB and NEW | 0 | Residential Households | water heater | 10 | DEER:Res_ClothesDishWasher | 0 | 0 | 0 | eTRM SWWH014-05 | 797.67 | 2022 | 383.1 | 2022 | 0 | 0 | eTRM SWWH014-05 | Res Elec Water Heaters - Cold ¦ SCE ¦ Cold | Res Elec Water Heaters - Cold | 0.11572 | 1 | 1 | RASS 2019 | 0 | 2012 | 0.55 | SWWH014-05
RES-WATERHEAT-10.13 | Res ¦ Res Small Electric Storage Water Heater (0.92 UEF - 50 Gal) - Marine ¦ SDG&E ¦ Marine | Res ¦ Res Small Electric Storage Water Heater (0.92 UEF - 50 Gal) - Marine | SDG&E ¦ Marine | SDG&E | All | Electric | Res Small Electric Storage Water Heater (0.92 UEF - 50 Gal) | Average Existing and Code |  |  | 0 | Conventional | WaterHeat | Res - Single Family | Res | ROB and NEW | 0 | Residential Households | water heater | 10 | DEER:Res_ClothesDishWasher | 0 | 0 | 0 | eTRM SWWH014-05 | 797.67 | 2022 | 383.1 | 2022 | 0 | 0 | eTRM SWWH014-05 | Res Elec Water Heaters - Marine ¦ SDG&E ¦ Marine | Res Elec Water Heaters - Marine | 0.0085107 | 1 | 1 | RASS 2019 | 0 | 2012 | 0.55 | SWWH014-05
RES-WATERHEAT-10.14 | Res ¦ Res Small Electric Storage Water Heater (0.92 UEF - 50 Gal) - Marine ¦ SDG&E ¦ Marine | Res ¦ Res Small Electric Storage Water Heater (0.92 UEF - 50 Gal) - Marine | SDG&E ¦ Marine | SDG&E | All | Electric | Res Small Electric Storage Water Heater (0.92 UEF - 50 Gal) | Average Existing and Code |  |  | 0 | Conventional | WaterHeat | Res - Multi Family | Res | ROB and NEW | 0 | Residential Households | water heater | 10 | DEER:Res_ClothesDishWasher | 0 | 0 | 0 | eTRM SWWH014-05 | 797.67 | 2022 | 383.1 | 2022 | 0 | 0 | eTRM SWWH014-05 | Res Elec Water Heaters - Marine ¦ SDG&E ¦ Marine | Res Elec Water Heaters - Marine | 0.032494 | 1 | 1 | RASS 2019 | 0 | 2012 | 0.55 | SWWH014-05
RES-WATERHEAT-10.15 | Res ¦ Res Small Electric Storage Water Heater (0.92 UEF - 50 Gal) - Hot-Dry ¦ SDG&E ¦ Hot-Dry | Res ¦ Res Small Electric Storage Water Heater (0.92 UEF - 50 Gal) - Hot-Dry | SDG&E ¦ Hot-Dry | SDG&E | All | Electric | Res Small Electric Storage Water Heater (0.92 UEF - 50 Gal) | Average Existing and Code |  |  | 0 | Conventional | WaterHeat | Res - Single Family | Res | ROB and NEW | 0 | Residential Households | water heater | 10 | DEER:Res_ClothesDishWasher | 0 | 0 | 0 | eTRM SWWH014-05 | 797.67 | 2022 | 383.1 | 2022 | 0 | 0 | eTRM SWWH014-05 | Res Elec Water Heaters - Hot-Dry ¦ SDG&E ¦ Hot-Dry | Res Elec Water Heaters - Hot-Dry | 0.05858 | 1 | 0.91476 | RASS 2019 | 0 | 2012 | 0.55 | SWWH014-05
RES-WATERHEAT-10.16 | Res ¦ Res Small Electric Storage Water Heater (0.92 UEF - 50 Gal) - Hot-Dry ¦ SDG&E ¦ Hot-Dry | Res ¦ Res Small Electric Storage Water Heater (0.92 UEF - 50 Gal) - Hot-Dry | SDG&E ¦ Hot-Dry | SDG&E | All | Electric | Res Small Electric Storage Water Heater (0.92 UEF - 50 Gal) | Average Existing and Code |  |  | 0 | Conventional | WaterHeat | Res - Multi Family | Res | ROB and NEW | 0 | Residential Households | water heater | 10 | DEER:Res_ClothesDishWasher | 0 | 0 | 0 | eTRM SWWH014-05 | 797.67 | 2022 | 383.1 | 2022 | 0 | 0 | eTRM SWWH014-05 | Res Elec Water Heaters - Hot-Dry ¦ SDG&E ¦ Hot-Dry | Res Elec Water Heaters - Hot-Dry | 0.19158 | 1 | 0.89666 | RASS 2019 | 0 | 2012 | 0.55 | SWWH014-05
RES-WATERHEAT-11.1 | Res ¦ Res Heat Pump Water Heater (3.50 UEF - 50 Gal) - Marine ¦ PG&E ¦ Marine | Res ¦ Res Heat Pump Water Heater (3.50 UEF - 50 Gal) - Marine | PG&E ¦ Marine | PG&E | All | Electric | Res Heat Pump Water Heater (3.50 UEF - 50 Gal) | Efficient |  |  | 0 | Conventional | WaterHeat | Res - Single Family | Res | ROB and NEW | 0 | Residential Households | water heater | 20 | DEER:Res_ClothesDishWasher | -1680 | -0.242 | 0 | eTRM SWWH014-05 | 1837.33 | 2022 | 383.1 | 2022 | 0 | -210.79 | eTRM SWWH014-05 | Res Elec Water Heaters - Marine ¦ PG&E ¦ Marine | Res Elec Water Heaters - Marine | 0.097215 | 1 | 0.022554 | RASS 2019 | 569.2133 | 2032 | 0.55 | SWWH014-05
RES-WATERHEAT-11.2 | Res ¦ Res Heat Pump Water Heater (3.50 UEF - 50 Gal) - Marine ¦ PG&E ¦ Marine | Res ¦ Res Heat Pump Water Heater (3.50 UEF - 50 Gal) - Marine | PG&E ¦ Marine | PG&E | All | Electric | Res Heat Pump Water Heater (3.50 UEF - 50 Gal) | Efficient |  |  | 0 | Conventional | WaterHeat | Res - Multi Family | Res | ROB and NEW | 0 | Residential Households | water heater | 20 | DEER:Res_ClothesDishWasher | -1710 | -0.309 | 0 | eTRM SWWH014-05 | 1837.33 | 2022 | 383.1 | 2022 | 0 | -210.79 | eTRM SWWH014-05 | Res Elec Water Heaters - Marine ¦ PG&E ¦ Marine | Res Elec Water Heaters - Marine | 0.10428 | 1 | 0.012918 | RASS 2019 | 0 | 2012 | 0.55 | SWWH014-05
RES-WATERHEAT-11.3 | Res ¦ Res Heat Pump Water Heater (3.50 UEF - 50 Gal) - Hot-Dry ¦ PG&E ¦ Hot-Dry | Res ¦ Res Heat Pump Water Heater (3.50 UEF - 50 Gal) - Hot-Dry | PG&E ¦ Hot-Dry | PG&E | All | Electric | Res Heat Pump Water Heater (3.50 UEF - 50 Gal) | Efficient |  |  | 0 | Conventional | WaterHeat | Res - Single Family | Res | ROB and NEW | 0 | Residential Households | water heater | 20 | DEER:Res_ClothesDishWasher | -1580 | -0.232 | 0 | eTRM SWWH014-05 | 1837.33 | 2022 | 383.1 | 2022 | 0 | -210.79 | eTRM SWWH014-05 | Res Elec Water Heaters - Hot-Dry ¦ PG&E ¦ Hot-Dry | Res Elec Water Heaters - Hot-Dry | 0.11821 | 1 | 0.047836 | RASS 2019 | 569.2133 | 2032 | 0.55 | SWWH014-05
RES-WATERHEAT-11.4 | Res ¦ Res Heat Pump Water Heater (3.50 UEF - 50 Gal) - Hot-Dry ¦ PG&E ¦ Hot-Dry | Res ¦ Res Heat Pump Water Heater (3.50 UEF - 50 Gal) - Hot-Dry | PG&E ¦ Hot-Dry | PG&E | All | Electric | Res Heat Pump Water Heater (3.50 UEF - 50 Gal) | Efficient |  |  | 0 | Conventional | WaterHeat | Res - Multi Family | Res | ROB and NEW | 0 | Residential Households | water heater | 20 | DEER:Res_ClothesDishWasher | -1610 | -0.276 | 0 | eTRM SWWH014-05 | 1837.33 | 2022 | 383.1 | 2022 | 0 | -210.79 | eTRM SWWH014-05 | Res Elec Water Heaters - Hot-Dry ¦ PG&E ¦ Hot-Dry | Res Elec Water Heaters - Hot-Dry | 0.092201 | 1 | 0.021721 | RASS 2019 | 0 | 2012 | 0.55 | SWWH014-05
RES-WATERHEAT-11.5 | Res ¦ Res Heat Pump Water Heater (3.50 UEF - 50 Gal) - Cold ¦ PG&E ¦ Cold | Res ¦ Res Heat Pump Water Heater (3.50 UEF - 50 Gal) - Cold | PG&E ¦ Cold | PG&E | All | Electric | Res Heat Pump Water Heater (3.50 UEF - 50 Gal) | Efficient |  |  | 0 | Conventional | WaterHeat | Res - Single Family | Res | ROB and NEW | 0 | Residential Households | water heater | 20 | DEER:Res_ClothesDishWasher | -1100 | -0.243 | 0 | eTRM SWWH014-05 | 1837.33 | 2022 | 383.1 | 2022 | 0 | -210.79 | eTRM SWWH014-05 | Res Elec Water Heaters - Cold ¦ PG&E ¦ Cold | Res Elec Water Heaters - Cold | 0.37761 | 1 | 0 | RASS 2019 | 569.2133 | 2032 | 0.55 | SWWH014-05
RES-WATERHEAT-11.6 | Res ¦ Res Heat Pump Water Heater (3.50 UEF - 50 Gal) - Cold ¦ PG&E ¦ Cold | Res ¦ Res Heat Pump Water Heater (3.50 UEF - 50 Gal) - Cold | PG&E ¦ Cold | PG&E | All | Electric | Res Heat Pump Water Heater (3.50 UEF - 50 Gal) | Efficient |  |  | 0 | Conventional | WaterHeat | Res - Multi Family | Res | ROB and NEW | 0 | Residential Households | water heater | 20 | DEER:Res_ClothesDishWasher | -1730 | -0.305 | 0 | eTRM SWWH014-05 | 1837.33 | 2022 | 383.1 | 2022 | 0 | -210.79 | eTRM SWWH014-05 | Res Elec Water Heaters - Cold ¦ PG&E ¦ Cold | Res Elec Water Heaters - Cold | 0.27004 | 1 | 0 | RASS 2019 | 0 | 2012 | 0.55 | SWWH014-05
RES-WATERHEAT-11.7 | Res ¦ Res Heat Pump Water Heater (3.50 UEF - 50 Gal) - Marine ¦ SCE ¦ Marine | Res ¦ Res Heat Pump Water Heater (3.50 UEF - 50 Gal) - Marine | SCE ¦ Marine | SCE | All | Electric | Res Heat Pump Water Heater (3.50 UEF - 50 Gal) | Efficient |  |  | 0 | Conventional | WaterHeat | Res - Single Family | Res | ROB and NEW | 0 | Residential Households | water heater | 20 | DEER:Res_ClothesDishWasher | -1610 | -0.314 | 0 | eTRM SWWH014-05 | 1837.33 | 2022 | 383.1 | 2022 | 0 | -210.79 | eTRM SWWH014-05 | Res Elec Water Heaters - Marine ¦ SCE ¦ Marine | Res Elec Water Heaters - Marine | 0.072334 | 1 | 0.094101 | RASS 2019 | 569.2133 | 2032 | 0.55 | SWWH014-05
RES-WATERHEAT-11.8 | Res ¦ Res Heat Pump Water Heater (3.50 UEF - 50 Gal) - Marine ¦ SCE ¦ Marine | Res ¦ Res Heat Pump Water Heater (3.50 UEF - 50 Gal) - Marine | SCE ¦ Marine | SCE | All | Electric | Res Heat Pump Water Heater (3.50 UEF - 50 Gal) | Efficient |  |  | 0 | Conventional | WaterHeat | Res - Multi Family | Res | ROB and NEW | 0 | Residential Households | water heater | 20 | DEER:Res_ClothesDishWasher | -1590 | -0.317 | 0 | eTRM SWWH014-05 | 1837.33 | 2022 | 383.1 | 2022 | 0 | -210.79 | eTRM SWWH014-05 | Res Elec Water Heaters - Marine ¦ SCE ¦ Marine | Res Elec Water Heaters - Marine | 0.17875 | 1 | 0.004473 | RASS 2019 | 0 | 2012 | 0.55 | SWWH014-05
RES-WATERHEAT-11.9 | Res ¦ Res Heat Pump Water Heater (3.50 UEF - 50 Gal) - Hot-Dry ¦ SCE ¦ Hot-Dry | Res ¦ Res Heat Pump Water Heater (3.50 UEF - 50 Gal) - Hot-Dry | SCE ¦ Hot-Dry | SCE | All | Electric | Res Heat Pump Water Heater (3.50 UEF - 50 Gal) | Efficient |  |  | 0 | Conventional | WaterHeat | Res - Single Family | Res | ROB and NEW | 0 | Residential Households | water heater | 20 | DEER:Res_ClothesDishWasher | -1540 | -0.295 | 0 | eTRM SWWH014-05 | 1837.33 | 2022 | 383.1 | 2022 | 0 | -210.79 | eTRM SWWH014-05 | Res Elec Water Heaters - Hot-Dry ¦ SCE ¦ Hot-Dry | Res Elec Water Heaters - Hot-Dry | 0.035677 | 1 | 0.010637 | RASS 2019 | 569.2133 | 2032 | 0.55 | SWWH014-05
RES-WATERHEAT-11.10 | Res ¦ Res Heat Pump Water Heater (3.50 UEF - 50 Gal) - Hot-Dry ¦ SCE ¦ Hot-Dry | Res ¦ Res Heat Pump Water Heater (3.50 UEF - 50 Gal) - Hot-Dry | SCE ¦ Hot-Dry | SCE | All | Electric | Res Heat Pump Water Heater (3.50 UEF - 50 Gal) | Efficient |  |  | 0 | Conventional | WaterHeat | Res - Multi Family | Res | ROB and NEW | 0 | Residential Households | water heater | 20 | DEER:Res_ClothesDishWasher | -1520 | -0.285 | 0 | eTRM SWWH014-05 | 1837.33 | 2022 | 383.1 | 2022 | 0 | -210.79 | eTRM SWWH014-05 | Res Elec Water Heaters - Hot-Dry ¦ SCE ¦ Hot-Dry | Res Elec Water Heaters - Hot-Dry | 0.094941 | 1 | 0.16557 | RASS 2019 | 0 | 2012 | 0.55 | SWWH014-05
RES-WATERHEAT-11.11 | Res ¦ Res Heat Pump Water Heater (3.50 UEF - 50 Gal) - Cold ¦ SCE ¦ Cold | Res ¦ Res Heat Pump Water Heater (3.50 UEF - 50 Gal) - Cold | SCE ¦ Cold | SCE | All | Electric | Res Heat Pump Water Heater (3.50 UEF - 50 Gal) | Efficient |  |  | 0 | Conventional | WaterHeat | Res - Single Family | Res | ROB and NEW | 0 | Residential Households | water heater | 20 | DEER:Res_ClothesDishWasher | -1100 | -0.243 | 0 | eTRM SWWH014-05 | 1837.33 | 2022 | 383.1 | 2022 | 0 | -210.79 | eTRM SWWH014-05 | Res Elec Water Heaters - Cold ¦ SCE ¦ Cold | Res Elec Water Heaters - Cold | 0.24389 | 1 | 0 | RASS 2019 | 569.2133 | 2032 | 0.55 | SWWH014-05
RES-WATERHEAT-11.12 | Res ¦ Res Heat Pump Water Heater (3.50 UEF - 50 Gal) - Cold ¦ SCE ¦ Cold | Res ¦ Res Heat Pump Water Heater (3.50 UEF - 50 Gal) - Cold | SCE ¦ Cold | SCE | All | Electric | Res Heat Pump Water Heater (3.50 UEF - 50 Gal) | Efficient |  |  | 0 | Conventional | WaterHeat | Res - Multi Family | Res | ROB and NEW | 0 | Residential Households | water heater | 20 | DEER:Res_ClothesDishWasher | -1730 | -0.305 | 0 | eTRM SWWH014-05 | 1837.33 | 2022 | 383.1 | 2022 | 0 | -210.79 | eTRM SWWH014-05 | Res Elec Water Heaters - Cold ¦ SCE ¦ Cold | Res Elec Water Heaters - Cold | 0.11572 | 1 | 0 | RASS 2019 | 0 | 2012 | 0.55 | SWWH014-05
RES-WATERHEAT-11.13 | Res ¦ Res Heat Pump Water Heater (3.50 UEF - 50 Gal) - Marine ¦ SDG&E ¦ Marine | Res ¦ Res Heat Pump Water Heater (3.50 UEF - 50 Gal) - Marine | SDG&E ¦ Marine | SDG&E | All | Electric | Res Heat Pump Water Heater (3.50 UEF - 50 Gal) | Efficient |  |  | 0 | Conventional | WaterHeat | Res - Single Family | Res | ROB and NEW | 0 | Residential Households | water heater | 20 | DEER:Res_ClothesDishWasher | -1610 | -0.314 | 0 | eTRM SWWH014-05 | 1837.33 | 2022 | 383.1 | 2022 | 0 | -210.79 | eTRM SWWH014-05 | Res Elec Water Heaters - Marine ¦ SDG&E ¦ Marine | Res Elec Water Heaters - Marine | 0.0085107 | 1 | 0 | RASS 2019 | 569.2133 | 2032 | 0.55 | SWWH014-05
RES-WATERHEAT-11.14 | Res ¦ Res Heat Pump Water Heater (3.50 UEF - 50 Gal) - Marine ¦ SDG&E ¦ Marine | Res ¦ Res Heat Pump Water Heater (3.50 UEF - 50 Gal) - Marine | SDG&E ¦ Marine | SDG&E | All | Electric | Res Heat Pump Water Heater (3.50 UEF - 50 Gal) | Efficient |  |  | 0 | Conventional | WaterHeat | Res - Multi Family | Res | ROB and NEW | 0 | Residential Households | water heater | 20 | DEER:Res_ClothesDishWasher | -1590 | -0.317 | 0 | eTRM SWWH014-05 | 1837.33 | 2022 | 383.1 | 2022 | 0 | -210.79 | eTRM SWWH014-05 | Res Elec Water Heaters - Marine ¦ SDG&E ¦ Marine | Res Elec Water Heaters - Marine | 0.032494 | 1 | 0 | RASS 2019 | 0 | 2012 | 0.55 | SWWH014-05
RES-WATERHEAT-11.15 | Res ¦ Res Heat Pump Water Heater (3.50 UEF - 50 Gal) - Hot-Dry ¦ SDG&E ¦ Hot-Dry | Res ¦ Res Heat Pump Water Heater (3.50 UEF - 50 Gal) - Hot-Dry | SDG&E ¦ Hot-Dry | SDG&E | All | Electric | Res Heat Pump Water Heater (3.50 UEF - 50 Gal) | Efficient |  |  | 0 | Conventional | WaterHeat | Res - Single Family | Res | ROB and NEW | 0 | Residential Households | water heater | 20 | DEER:Res_ClothesDishWasher | -1610 | -0.316 | 0 | eTRM SWWH014-05 | 1837.33 | 2022 | 383.1 | 2022 | 0 | -210.79 | eTRM SWWH014-05 | Res Elec Water Heaters - Hot-Dry ¦ SDG&E ¦ Hot-Dry | Res Elec Water Heaters - Hot-Dry | 0.05858 | 1 | 0.08524 | RASS 2019 | 569.2133 | 2032 | 0.55 | SWWH014-05
RES-WATERHEAT-11.16 | Res ¦ Res Heat Pump Water Heater (3.50 UEF - 50 Gal) - Hot-Dry ¦ SDG&E ¦ Hot-Dry | Res ¦ Res Heat Pump Water Heater (3.50 UEF - 50 Gal) - Hot-Dry | SDG&E ¦ Hot-Dry | SDG&E | All | Electric | Res Heat Pump Water Heater (3.50 UEF - 50 Gal) | Efficient |  |  | 0 | Conventional | WaterHeat | Res - Multi Family | Res | ROB and NEW | 0 | Residential Households | water heater | 20 | DEER:Res_ClothesDishWasher | -1580 | -0.323 | 0 | eTRM SWWH014-05 | 1837.33 | 2022 | 383.1 | 2022 | 0 | -210.79 | eTRM SWWH014-05 | Res Elec Water Heaters - Hot-Dry ¦ SDG&E ¦ Hot-Dry | Res Elec Water Heaters - Hot-Dry | 0.19158 | 1 | 0.10334 | RASS 2019 | 0 | 2012 | 0.55 | SWWH014-05
RES-WATERHEAT-20.1 | Res ¦ Res No Hot Water Tank Insulation ¦ PG&E ¦ All | Res ¦ Res No Hot Water Tank Insulation | PG&E ¦ All | PG&E | All | Gas | No Hot Water Tank Insulation (Gas WH) | Average Existing |  |  | 0 | Conventional | WaterHeat | Res - Multi Family | Res | RET Only | 0 | Residential Households | Area-ft2 | 7 | DEER:Indoor_CFL_Ltg | 0 | 0 | 0 | eTRM SWWH018-05 | 0 | 2022 | 0 | 2024 | 0 | 0 | eTRM SWWH018-05 | Res Hot Water Tank Insulation ¦ PG&E ¦ All | Res Hot Water Tank Insulation | 0.12578 | 1 | 0.32 | SME Input | 0 | 2012 | 0.55 | SWWH018-05
RES-WATERHEAT-20.2 | Res ¦ Res No Hot Water Tank Insulation ¦ SCG ¦ All | Res ¦ Res No Hot Water Tank Insulation | SCG ¦ All | SCG | All | Gas | No Hot Water Tank Insulation (Gas WH) | Average Existing |  |  | 0 | Conventional | WaterHeat | Res - Multi Family | Res | RET Only | 0 | Residential Households | Area-ft2 | 7 | DEER:Indoor_CFL_Ltg | 0 | 0 | 0 | eTRM SWWH018-05 | 0 | 2022 | 0 | 2024 | 0 | 0 | eTRM SWWH018-05 | Res Hot Water Tank Insulation ¦ SCG ¦ All | Res Hot Water Tank Insulation | 0.1769 | 1 | 0.32 | SME Input | 0 | 2012 | 0.55 | SWWH018-05
RES-WATERHEAT-20.3 | Res ¦ Res No Hot Water Tank Insulation ¦ SDG&E ¦ All | Res ¦ Res No Hot Water Tank Insulation | SDG&E ¦ All | SDG&E | All | Gas | No Hot Water Tank Insulation (Gas WH) | Average Existing |  |  | 0 | Conventional | WaterHeat | Res - Multi Family | Res | RET Only | 0 | Residential Households | Area-ft2 | 7 | DEER:Indoor_CFL_Ltg | 0 | 0 | 0 | eTRM SWWH018-05 | 0 | 2022 | 0 | 2024 | 0 | 0 | eTRM SWWH018-05 | Res Hot Water Tank Insulation ¦ SDG&E ¦ All | Res Hot Water Tank Insulation | 0.18351 | 1 | 0.32 | SME Input | 0 | 2012 | 0.55 | SWWH018-05
RES-WATERHEAT-21.1 | Res ¦ Res Hot Water Tank Insulation ¦ PG&E ¦ All | Res ¦ Res Hot Water Tank Insulation | PG&E ¦ All | PG&E | All | Gas | Hot Water Tank Insulation (Gas WH) | Efficient |  |  | 0 | Conventional | WaterHeat | Res - Multi Family | Res | RET Only | 0 | Residential Households | Area-ft2 | 7 | DEER:Indoor_CFL_Ltg | 0 | 0 | -15.25 | eTRM SWWH018-05 | 11.985 | 2022 | 5.43 | 2024 | 0 | 0 | eTRM SWWH018-05 | Res Hot Water Tank Insulation ¦ PG&E ¦ All | Res Hot Water Tank Insulation | 0.12578 | 1 | 0.78 | SME Input | 0 | 2012 | 0.55 | SWWH018-05
RES-WATERHEAT-21.2 | Res ¦ Res Hot Water Tank Insulation ¦ SCG ¦ All | Res ¦ Res Hot Water Tank Insulation | SCG ¦ All | SCG | All | Gas | Hot Water Tank Insulation (Gas WH) | Efficient |  |  | 0 | Conventional | WaterHeat | Res - Multi Family | Res | RET Only | 0 | Residential Households | Area-ft2 | 7 | DEER:Indoor_CFL_Ltg | 0 | 0 | -13.75 | eTRM SWWH018-05 | 11.985 | 2022 | 5.43 | 2024 | 0 | 0 | eTRM SWWH018-05 | Res Hot Water Tank Insulation ¦ SCG ¦ All | Res Hot Water Tank Insulation | 0.1769 | 1 | 0.78 | SME Input | 0 | 2012 | 0.55 | SWWH018-05
RES-WATERHEAT-21.3 | Res ¦ Res Hot Water Tank Insulation ¦ SDG&E ¦ All | Res ¦ Res Hot Water Tank Insulation | SDG&E ¦ All | SDG&E | All | Gas | Hot Water Tank Insulation (Gas WH) | Efficient |  |  | 0 | Conventional | WaterHeat | Res - Multi Family | Res | RET Only | 0 | Residential Households | Area-ft2 | 7 | DEER:Indoor_CFL_Ltg | 0 | 0 | -14 | eTRM SWWH018-05 | 11.985 | 2022 | 5.43 | 2024 | 0 | 0 | eTRM SWWH018-05 | Res Hot Water Tank Insulation ¦ SDG&E ¦ All | Res Hot Water Tank Insulation | 0.18351 | 1 | 0.78 | SME Input | 0 | 2012 | 0.55 | SWWH018-05
RES-WATERHEAT-30.1 | Res ¦ No Water Heating Controls (Gas WH) ¦ PG&E ¦ All | Res ¦ No Water Heating Controls (Gas WH) | PG&E ¦ All | PG&E | All | Gas | No Water Heating Controls (Gas WH) | Average Existing and Code |  |  | 0 | Conventional | WaterHeat | Res - Multi Family | Res | RET Only | 0 | Residential Households | water heater | 5 | DEER:Res_ClothesDishWasher | 0 | 0 | 0 | eTRM SWWH016-03 | 0 | 2023 | 0 | 2023 | 0 | 0 | eTRM SWWH016-03 | Res Water Heating Controls (Gas) ¦ PG&E ¦ All | Res Water Heating Controls (Gas) | 0.53729 | 1 | 0.98 | RASS 2019 | 0 | 2012 | 0.55 | SWWH016-03
RES-WATERHEAT-30.2 | Res ¦ No Water Heating Controls (Gas WH) ¦ SCG ¦ All | Res ¦ No Water Heating Controls (Gas WH) | SCG ¦ All | SCG | All | Gas | No Water Heating Controls (Gas WH) | Average Existing and Code |  |  | 0 | Conventional | WaterHeat | Res - Multi Family | Res | RET Only | 0 | Residential Households | water heater | 5 | DEER:Res_ClothesDishWasher | 0 | 0 | 0 | eTRM SWWH016-03 | 0 | 2023 | 0 | 2023 | 0 | 0 | eTRM SWWH016-03 | Res Water Heating Controls (Gas) ¦ SCG ¦ All | Res Water Heating Controls (Gas) | 0.47408 | 1 | 0.98 | RASS 2019 | 0 | 2012 | 0.55 | SWWH016-03
RES-WATERHEAT-30.3 | Res ¦ No Water Heating Controls (Gas WH) ¦ SDG&E ¦ All | Res ¦ No Water Heating Controls (Gas WH) | SDG&E ¦ All | SDG&E | All | Gas | No Water Heating Controls (Gas WH) | Average Existing and Code |  |  | 0 | Conventional | WaterHeat | Res - Multi Family | Res | RET Only | 0 | Residential Households | water heater | 5 | DEER:Res_ClothesDishWasher | 0 | 0 | 0 | eTRM SWWH016-03 | 0 | 2023 | 0 | 2023 | 0 | 0 | eTRM SWWH016-03 | Res Water Heating Controls (Gas) ¦ SDG&E ¦ All | Res Water Heating Controls (Gas) | 0.55971 | 1 | 0.98 | RASS 2019 | 0 | 2012 | 0.55 | SWWH016-03
RES-WATERHEAT-31.1 | Res ¦ Water Heating Controls (Gas WH) ¦ PG&E ¦ All | Res ¦ Water Heating Controls (Gas WH) | PG&E ¦ All | PG&E | All | Gas | Water Heating Controls (Gas WH) | Efficient |  |  | 0 | Conventional | WaterHeat | Res - Multi Family | Res | RET Only | 0 | Residential Households | water heater | 5 | DEER:Res_ClothesDishWasher | 0 | 0 | -18.1 | eTRM SWWH016-03 | 82.011 | 2023 | 0 | 2023 | 0 | 0 | eTRM SWWH016-03 | Res Water Heating Controls (Gas) ¦ PG&E ¦ All | Res Water Heating Controls (Gas) | 0.53729 | 1 | 0.02 | RASS 2019 | 0 | 2012 | 0.55 | SWWH016-03
RES-WATERHEAT-31.2 | Res ¦ Water Heating Controls (Gas WH) ¦ SCG ¦ All | Res ¦ Water Heating Controls (Gas WH) | SCG ¦ All | SCG | All | Gas | Water Heating Controls (Gas WH) | Efficient |  |  | 0 | Conventional | WaterHeat | Res - Multi Family | Res | RET Only | 0 | Residential Households | water heater | 5 | DEER:Res_ClothesDishWasher | 0 | 0 | -14.1 | eTRM SWWH016-03 | 82.011 | 2023 | 0 | 2023 | 0 | 0 | eTRM SWWH016-03 | Res Water Heating Controls (Gas) ¦ SCG ¦ All | Res Water Heating Controls (Gas) | 0.47408 | 1 | 0.02 | RASS 2019 | 0 | 2012 | 0.55 | SWWH016-03
RES-WATERHEAT-31.3 | Res ¦ Water Heating Controls (Gas WH) ¦ SDG&E ¦ All | Res ¦ Water Heating Controls (Gas WH) | SDG&E ¦ All | SDG&E | All | Gas | Water Heating Controls (Gas WH) | Efficient |  |  | 0 | Conventional | WaterHeat | Res - Multi Family | Res | RET Only | 0 | Residential Households | water heater | 5 | DEER:Res_ClothesDishWasher | 0 | 0 | -16 | eTRM SWWH016-03 | 82.011 | 2023 | 0 | 2023 | 0 | 0 | eTRM SWWH016-03 | Res Water Heating Controls (Gas) ¦ SDG&E ¦ All | Res Water Heating Controls (Gas) | 0.55971 | 1 | 0.02 | RASS 2019 | 0 | 2012 | 0.55 | SWWH016-03
RES-WATERHEAT-50.1 | Res ¦ Res Normal Flow Faucet (Elec WH) ¦ PG&E ¦ All | Res ¦ Res Normal Flow Faucet (Elec WH) | PG&E ¦ All | PG&E | All | Electric | Normal Flow Faucet (Elec WH) | Average Existing and Code |  |  | 0 | Conventional | WaterHeat | Res - Single Family | Res | RET and NEW | 0 | Residential Households | faucet | 6.67 | DEER:Res_ClothesDishWasher | 193.4375 | 0.024934 | 0 | eTRM SWWH001-05 | 0 | 2023 | 0 | 2022 | 0 | 0 | eTRM SWWH001-05 | Res Faucet Aerators (Elec) ¦ PG&E ¦ All | Res Faucet Aerators (Elec) | 0.041538 | 1 | 0.4395 | RASS 2009; US Census 2010 | 0 | 2012 | 0.59 | SWWH001-05
RES-WATERHEAT-50.2 | Res ¦ Res Normal Flow Faucet (Elec WH) ¦ PG&E ¦ All | Res ¦ Res Normal Flow Faucet (Elec WH) | PG&E ¦ All | PG&E | All | Electric | Normal Flow Faucet (Elec WH) | Average Existing and Code |  |  | 0 | Conventional | WaterHeat | Res - Multi Family | Res | RET and NEW | 0 | Residential Households | faucet | 6.67 | DEER:Res_ClothesDishWasher | 160.85 | 0.02234 | 0 | eTRM SWWH001-05 | 0 | 2023 | 0 | 2022 | 0 | 0 | eTRM SWWH001-05 | Res Faucet Aerators (Elec) ¦ PG&E ¦ All | Res Faucet Aerators (Elec) | 0.1 | 1 | 0.3755 | RASS 2009; US Census 2010 | 0 | 2012 | 0.65 | SWWH001-05
RES-WATERHEAT-50.3 | Res ¦ Res Normal Flow Faucet (Elec WH) ¦ SCE ¦ All | Res ¦ Res Normal Flow Faucet (Elec WH) | SCE ¦ All | SCE | All | Electric | Normal Flow Faucet (Elec WH) | Average Existing and Code |  |  | 0 | Conventional | WaterHeat | Res - Single Family | Res | RET and NEW | 0 | Residential Households | faucet | 6.67 | DEER:Res_ClothesDishWasher | 163.35 | 0.02108 | 0 | eTRM SWWH001-05 | 0 | 2023 | 0 | 2022 | 0 | 0 | eTRM SWWH001-05 | Res Faucet Aerators (Elec) ¦ SCE ¦ All | Res Faucet Aerators (Elec) | 0.0068441 | 1 | 0.4395 | RASS 2009; US Census 2010 | 0 | 2012 | 0.59 | SWWH001-05
RES-WATERHEAT-50.4 | Res ¦ Res Normal Flow Faucet (Elec WH) ¦ SCE ¦ All | Res ¦ Res Normal Flow Faucet (Elec WH) | SCE ¦ All | SCE | All | Electric | Normal Flow Faucet (Elec WH) | Average Existing and Code |  |  | 0 | Conventional | WaterHeat | Res - Multi Family | Res | RET and NEW | 0 | Residential Households | faucet | 6.67 | DEER:Res_ClothesDishWasher | 135.8125 | 0.01888 | 0 | eTRM SWWH001-05 | 0 | 2023 | 0 | 2022 | 0 | 0 | eTRM SWWH001-05 | Res Faucet Aerators (Elec) ¦ SCE ¦ All | Res Faucet Aerators (Elec) | 0.092 | 1 | 0.3755 | RASS 2009; US Census 2010 | 0 | 2012 | 0.65 | SWWH001-05
RES-WATERHEAT-50.5 | Res ¦ Res Normal Flow Faucet (Elec WH) ¦ SDG&E ¦ All | Res ¦ Res Normal Flow Faucet (Elec WH) | SDG&E ¦ All | SDG&E | All | Electric | Normal Flow Faucet (Elec WH) | Average Existing and Code |  |  | 0 | Conventional | WaterHeat | Res - Single Family | Res | RET and NEW | 0 | Residential Households | faucet | 6.67 | DEER:Res_ClothesDishWasher | 168.1125 | 0.021691 | 0 | eTRM SWWH001-05 | 0 | 2023 | 0 | 2022 | 0 | 0 | eTRM SWWH001-05 | Res Faucet Aerators (Elec) ¦ SDG&E ¦ All | Res Faucet Aerators (Elec) | 0.046957 | 1 | 0.4395 | RASS 2009; US Census 2010 | 0 | 2012 | 0.59 | SWWH001-05
RES-WATERHEAT-50.6 | Res ¦ Res Normal Flow Faucet (Elec WH) ¦ SDG&E ¦ All | Res ¦ Res Normal Flow Faucet (Elec WH) | SDG&E ¦ All | SDG&E | All | Electric | Normal Flow Faucet (Elec WH) | Average Existing and Code |  |  | 0 | Conventional | WaterHeat | Res - Multi Family | Res | RET and NEW | 0 | Residential Households | faucet | 6.67 | DEER:Res_ClothesDishWasher | 140 | 0.019442 | 0 | eTRM SWWH001-05 | 0 | 2023 | 0 | 2022 | 0 | 0 | eTRM SWWH001-05 | Res Faucet Aerators (Elec) ¦ SDG&E ¦ All | Res Faucet Aerators (Elec) | 0.092 | 1 | 0.3755 | RASS 2009; US Census 2010 | 0 | 2012 | 0.65 | SWWH001-05
RES-WATERHEAT-51.1 | Res ¦ Res Faucet Aerators (Elec WH) ¦ PG&E ¦ All | Res ¦ Res Faucet Aerators (Elec WH) | PG&E ¦ All | PG&E | All | Electric | Faucet Aerators (Elec WH) | Efficient |  |  | 0 | Conventional | WaterHeat | Res - Single Family | Res | RET and NEW | 0 | Residential Households | faucet | 6.67 | DEER:Res_ClothesDishWasher | 107.55 | 0.013883 | 0 | eTRM SWWH001-05 | 13.02 | 2023 | 16.12 | 2022 | 0 | 0 | eTRM SWWH001-05 | Res Faucet Aerators (Elec) ¦ PG&E ¦ All | Res Faucet Aerators (Elec) | 0.041538 | 1 | 0.5605 | RASS 2009; US Census 2010 | 0 | 2012 | 0.59 | SWWH001-05
RES-WATERHEAT-51.2 | Res ¦ Res Faucet Aerators (Elec WH) ¦ PG&E ¦ All | Res ¦ Res Faucet Aerators (Elec WH) | PG&E ¦ All | PG&E | All | Electric | Faucet Aerators (Elec WH) | Efficient |  |  | 0 | Conventional | WaterHeat | Res - Multi Family | Res | RET and NEW | 0 | Residential Households | faucet | 6.67 | DEER:Res_ClothesDishWasher | 89.575 | 0.012417 | 0 | eTRM SWWH001-05 | 13.02 | 2023 | 16.12 | 2022 | 0 | 0 | eTRM SWWH001-05 | Res Faucet Aerators (Elec) ¦ PG&E ¦ All | Res Faucet Aerators (Elec) | 0.1 | 1 | 0.6245 | RASS 2009; US Census 2010 | 0 | 2012 | 0.65 | SWWH001-05
RES-WATERHEAT-51.3 | Res ¦ Res Faucet Aerators (Elec WH) ¦ SCE ¦ All | Res ¦ Res Faucet Aerators (Elec WH) | SCE ¦ All | SCE | All | Electric | Faucet Aerators (Elec WH) | Efficient |  |  | 0 | Conventional | WaterHeat | Res - Single Family | Res | RET and NEW | 0 | Residential Households | faucet | 6.67 | DEER:Res_ClothesDishWasher | 90.9125 | 0.011723 | 0 | eTRM SWWH001-05 | 13.02 | 2023 | 16.12 | 2022 | 0 | 0 | eTRM SWWH001-05 | Res Faucet Aerators (Elec) ¦ SCE ¦ All | Res Faucet Aerators (Elec) | 0.0068441 | 1 | 0.5605 | RASS 2009; US Census 2010 | 0 | 2012 | 0.59 | SWWH001-05
RES-WATERHEAT-51.4 | Res ¦ Res Faucet Aerators (Elec WH) ¦ SCE ¦ All | Res ¦ Res Faucet Aerators (Elec WH) | SCE ¦ All | SCE | All | Electric | Faucet Aerators (Elec WH) | Efficient |  |  | 0 | Conventional | WaterHeat | Res - Multi Family | Res | RET and NEW | 0 | Residential Households | faucet | 6.67 | DEER:Res_ClothesDishWasher | 75.6125 | 0.010505 | 0 | eTRM SWWH001-05 | 13.02 | 2023 | 16.12 | 2022 | 0 | 0 | eTRM SWWH001-05 | Res Faucet Aerators (Elec) ¦ SCE ¦ All | Res Faucet Aerators (Elec) | 0.092 | 1 | 0.6245 | RASS 2009; US Census 2010 | 0 | 2012 | 0.65 | SWWH001-05
RES-WATERHEAT-51.5 | Res ¦ Res Faucet Aerators (Elec WH) ¦ SDG&E ¦ All | Res ¦ Res Faucet Aerators (Elec WH) | SDG&E ¦ All | SDG&E | All | Electric | Faucet Aerators (Elec WH) | Efficient |  |  | 0 | Conventional | WaterHeat | Res - Single Family | Res | RET and NEW | 0 | Residential Households | faucet | 6.67 | DEER:Res_ClothesDishWasher | 93.55 | 0.012075 | 0 | eTRM SWWH001-05 | 13.02 | 2023 | 16.12 | 2022 | 0 | 0 | eTRM SWWH001-05 | Res Faucet Aerators (Elec) ¦ SDG&E ¦ All | Res Faucet Aerators (Elec) | 0.046957 | 1 | 0.5605 | RASS 2009; US Census 2010 | 0 | 2012 | 0.59 | SWWH001-05
RES-WATERHEAT-51.6 | Res ¦ Res Faucet Aerators (Elec WH) ¦ SDG&E ¦ All | Res ¦ Res Faucet Aerators (Elec WH) | SDG&E ¦ All | SDG&E | All | Electric | Faucet Aerators (Elec WH) | Efficient |  |  | 0 | Conventional | WaterHeat | Res - Multi Family | Res | RET and NEW | 0 | Residential Households | faucet | 6.67 | DEER:Res_ClothesDishWasher | 77.8625 | 0.01081 | 0 | eTRM SWWH001-05 | 13.02 | 2023 | 16.12 | 2022 | 0 | 0 | eTRM SWWH001-05 | Res Faucet Aerators (Elec) ¦ SDG&E ¦ All | Res Faucet Aerators (Elec) | 0.092 | 1 | 0.6245 | RASS 2009; US Census 2010 | 0 | 2012 | 0.65 | SWWH001-05
RES-WATERHEAT-55.1 | Res ¦ Res Normal Flow Faucet (Gas WH) ¦ PG&E ¦ All | Res ¦ Res Normal Flow Faucet (Gas WH) | PG&E ¦ All | PG&E | All | Gas | Normal Flow Faucet (Elec WH) | Average Existing and Code |  |  | 0 | Conventional | WaterHeat | Res - Single Family | Res | RET and NEW | 0 | Residential Households | faucet | 6.67 | DEER:Res_ClothesDishWasher | 0 | 0 | 11.8125 | eTRM SWWH001-05 | 0 | 2023 | 0 | 2022 | 0 | 0 | eTRM SWWH001-05 | Res Faucet Aerators (Gas) ¦ PG&E ¦ All | Res Faucet Aerators (Gas) | 3.5621 | 1 | 0.4395 | RASS 2009; US Census 2010 | 0 | 2012 | 0.59 | SWWH001-05
RES-WATERHEAT-55.2 | Res ¦ Res Normal Flow Faucet (Gas WH) ¦ PG&E ¦ All | Res ¦ Res Normal Flow Faucet (Gas WH) | PG&E ¦ All | PG&E | All | Gas | Normal Flow Faucet (Elec WH) | Average Existing and Code |  |  | 0 | Conventional | WaterHeat | Res - Multi Family | Res | RET and NEW | 0 | Residential Households | faucet | 6.67 | DEER:Res_ClothesDishWasher | 0 | 0 | 9.8225 | eTRM SWWH001-05 | 0 | 2023 | 0 | 2022 | 0 | 0 | eTRM SWWH001-05 | Res Faucet Aerators (Gas) ¦ PG&E ¦ All | Res Faucet Aerators (Gas) | 2.1955 | 1 | 0.3755 | RASS 2009; US Census 2010 | 0 | 2012 | 0.65 | SWWH001-05
RES-WATERHEAT-55.3 | Res ¦ Res Normal Flow Faucet (Gas WH) ¦ SCG ¦ All | Res ¦ Res Normal Flow Faucet (Gas WH) | SCG ¦ All | SCG | All | Gas | Normal Flow Faucet (Elec WH) | Average Existing and Code |  |  | 0 | Conventional | WaterHeat | Res - Single Family | Res | RET and NEW | 0 | Residential Households | faucet | 6.67 | DEER:Res_ClothesDishWasher | 0 | 0 | 9.9725 | eTRM SWWH001-05 | 0 | 2023 | 0 | 2022 | 0 | 0 | eTRM SWWH001-05 | Res Faucet Aerators (Gas) ¦ SCG ¦ All | Res Faucet Aerators (Gas) | 3.5881 | 1 | 0.4395 | RASS 2009; US Census 2010 | 0 | 2012 | 0.59 | SWWH001-05
RES-WATERHEAT-55.4 | Res ¦ Res Normal Flow Faucet (Gas WH) ¦ SCG ¦ All | Res ¦ Res Normal Flow Faucet (Gas WH) | SCG ¦ All | SCG | All | Gas | Normal Flow Faucet (Elec WH) | Average Existing and Code |  |  | 0 | Conventional | WaterHeat | Res - Multi Family | Res | RET and NEW | 0 | Residential Households | faucet | 6.67 | DEER:Res_ClothesDishWasher | 0 | 0 | 8.3 | eTRM SWWH001-05 | 0 | 2023 | 0 | 2022 | 0 | 0 | eTRM SWWH001-05 | Res Faucet Aerators (Gas) ¦ SCG ¦ All | Res Faucet Aerators (Gas) | 2.2164 | 1 | 0.3755 | RASS 2009; US Census 2010 | 0 | 2012 | 0.65 | SWWH001-05
RES-WATERHEAT-55.5 | Res ¦ Res Normal Flow Faucet (Gas WH) ¦ SDG&E ¦ All | Res ¦ Res Normal Flow Faucet (Gas WH) | SDG&E ¦ All | SDG&E | All | Gas | Normal Flow Faucet (Elec WH) | Average Existing and Code |  |  | 0 | Conventional | WaterHeat | Res - Single Family | Res | RET and NEW | 0 | Residential Households | faucet | 6.67 | DEER:Res_ClothesDishWasher | 0 | 0 | 10.2825 | eTRM SWWH001-05 | 0 | 2023 | 0 | 2022 | 0 | 0 | eTRM SWWH001-05 | Res Faucet Aerators (Gas) ¦ SDG&E ¦ All | Res Faucet Aerators (Gas) | 3.5443 | 1 | 0.4395 | RASS 2009; US Census 2010 | 0 | 2012 | 0.59 | SWWH001-05
RES-WATERHEAT-55.6 | Res ¦ Res Normal Flow Faucet (Gas WH) ¦ SDG&E ¦ All | Res ¦ Res Normal Flow Faucet (Gas WH) | SDG&E ¦ All | SDG&E | All | Gas | Normal Flow Faucet (Elec WH) | Average Existing and Code |  |  | 0 | Conventional | WaterHeat | Res - Multi Family | Res | RET and NEW | 0 | Residential Households | faucet | 6.67 | DEER:Res_ClothesDishWasher | 0 | 0 | 8.5375 | eTRM SWWH001-05 | 0 | 2023 | 0 | 2022 | 0 | 0 | eTRM SWWH001-05 | Res Faucet Aerators (Gas) ¦ SDG&E ¦ All | Res Faucet Aerators (Gas) | 2.3 | 1 | 0.3755 | RASS 2009; US Census 2010 | 0 | 2012 | 0.65 | SWWH001-05
RES-WATERHEAT-56.1 | Res ¦ Res Faucet Aerators (Gas WH) ¦ PG&E ¦ All | Res ¦ Res Faucet Aerators (Gas WH) | PG&E ¦ All | PG&E | All | Gas | Faucet Aerators (Elec WH) | Efficient |  |  | 0 | Conventional | WaterHeat | Res - Single Family | Res | RET and NEW | 0 | Residential Households | faucet | 6.67 | DEER:Res_ClothesDishWasher | 0 | 0 | 6.5775 | eTRM SWWH001-05 | 13.02 | 2023 | 16.12 | 2022 | 0 | 0 | eTRM SWWH001-05 | Res Faucet Aerators (Gas) ¦ PG&E ¦ All | Res Faucet Aerators (Gas) | 3.5621 | 1 | 0.5605 | RASS 2009; US Census 2010 | 0 | 2012 | 0.59 | SWWH001-05
RES-WATERHEAT-56.2 | Res ¦ Res Faucet Aerators (Gas WH) ¦ PG&E ¦ All | Res ¦ Res Faucet Aerators (Gas WH) | PG&E ¦ All | PG&E | All | Gas | Faucet Aerators (Elec WH) | Efficient |  |  | 0 | Conventional | WaterHeat | Res - Multi Family | Res | RET and NEW | 0 | Residential Households | faucet | 6.67 | DEER:Res_ClothesDishWasher | 0 | 0 | 5.475 | eTRM SWWH001-05 | 13.02 | 2023 | 16.12 | 2022 | 0 | 0 | eTRM SWWH001-05 | Res Faucet Aerators (Gas) ¦ PG&E ¦ All | Res Faucet Aerators (Gas) | 2.1955 | 1 | 0.6245 | RASS 2009; US Census 2010 | 0 | 2012 | 0.65 | SWWH001-05
RES-WATERHEAT-56.3 | Res ¦ Res Faucet Aerators (Gas WH) ¦ SCG ¦ All | Res ¦ Res Faucet Aerators (Gas WH) | SCG ¦ All | SCG | All | Gas | Faucet Aerators (Elec WH) | Efficient |  |  | 0 | Conventional | WaterHeat | Res - Single Family | Res | RET and NEW | 0 | Residential Households | faucet | 6.67 | DEER:Res_ClothesDishWasher | 0 | 0 | 5.555 | eTRM SWWH001-05 | 13.02 | 2023 | 16.12 | 2022 | 0 | 0 | eTRM SWWH001-05 | Res Faucet Aerators (Gas) ¦ SCG ¦ All | Res Faucet Aerators (Gas) | 3.5881 | 1 | 0.5605 | RASS 2009; US Census 2010 | 0 | 2012 | 0.59 | SWWH001-05
RES-WATERHEAT-56.4 | Res ¦ Res Faucet Aerators (Gas WH) ¦ SCG ¦ All | Res ¦ Res Faucet Aerators (Gas WH) | SCG ¦ All | SCG | All | Gas | Faucet Aerators (Elec WH) | Efficient |  |  | 0 | Conventional | WaterHeat | Res - Multi Family | Res | RET and NEW | 0 | Residential Households | faucet | 6.67 | DEER:Res_ClothesDishWasher | 0 | 0 | 4.615 | eTRM SWWH001-05 | 13.02 | 2023 | 16.12 | 2022 | 0 | 0 | eTRM SWWH001-05 | Res Faucet Aerators (Gas) ¦ SCG ¦ All | Res Faucet Aerators (Gas) | 2.2164 | 1 | 0.6245 | RASS 2009; US Census 2010 | 0 | 2012 | 0.65 | SWWH001-05
RES-WATERHEAT-56.5 | Res ¦ Res Faucet Aerators (Gas WH) ¦ SDG&E ¦ All | Res ¦ Res Faucet Aerators (Gas WH) | SDG&E ¦ All | SDG&E | All | Gas | Faucet Aerators (Elec WH) | Efficient |  |  | 0 | Conventional | WaterHeat | Res - Single Family | Res | RET and NEW | 0 | Residential Households | faucet | 6.67 | DEER:Res_ClothesDishWasher | 0 | 0 | 5.71 | eTRM SWWH001-05 | 13.02 | 2023 | 16.12 | 2022 | 0 | 0 | eTRM SWWH001-05 | Res Faucet Aerators (Gas) ¦ SDG&E ¦ All | Res Faucet Aerators (Gas) | 3.5443 | 1 | 0.5605 | RASS 2009; US Census 2010 | 0 | 2012 | 0.59 | SWWH001-05
RES-WATERHEAT-56.6 | Res ¦ Res Faucet Aerators (Gas WH) ¦ SDG&E ¦ All | Res ¦ Res Faucet Aerators (Gas WH) | SDG&E ¦ All | SDG&E | All | Gas | Faucet Aerators (Elec WH) | Efficient |  |  | 0 | Conventional | WaterHeat | Res - Multi Family | Res | RET and NEW | 0 | Residential Households | faucet | 6.67 | DEER:Res_ClothesDishWasher | 0 | 0 | 4.76 | eTRM SWWH001-05 | 13.02 | 2023 | 16.12 | 2022 | 0 | 0 | eTRM SWWH001-05 | Res Faucet Aerators (Gas) ¦ SDG&E ¦ All | Res Faucet Aerators (Gas) | 2.3 | 1 | 0.6245 | RASS 2009; US Census 2010 | 0 | 2012 | 0.65 | SWWH001-05
RES-WATERHEAT-70.1 | Res ¦ Res Normal Flow Showerheads (Elec WH) ¦ PG&E ¦ All | Res ¦ Res Normal Flow Showerheads (Elec WH) | PG&E ¦ All | PG&E | All | Electric | Normal Flow Showerheads (Elec WH) | Average Existing and Code |  |  | 0 | Conventional | WaterHeat | Res - Single Family | Res | RET and NEW | 0 | Residential Households | showerhead | 10 | DEER:Res_ClothesDishWasher | 434.5 | 0.05605 | 0 | eTRM SWWH002-05 | 0 | 2023 | 0 | 2022 | 0 | 0 | eTRM SWWH002-05 | Res Showerheads (Elec) ¦ PG&E ¦ All | Res Showerheads (Elec) | 0.017308 | 1 | 0.5425 | RASS 2009; US Census 2010 | 0 | 2012 | 0.85 | SWWH002-05
RES-WATERHEAT-70.2 | Res ¦ Res Normal Flow Showerheads (Elec WH) ¦ PG&E ¦ All | Res ¦ Res Normal Flow Showerheads (Elec WH) | PG&E ¦ All | PG&E | All | Electric | Normal Flow Showerheads (Elec WH) | Average Existing and Code |  |  | 0 | Conventional | WaterHeat | Res - Multi Family | Res | RET and NEW | 0 | Residential Households | showerhead | 10 | DEER:Res_ClothesDishWasher | 485 | 0.06725 | 0 | eTRM SWWH002-05 | 0 | 2023 | 0 | 2022 | 0 | 0 | eTRM SWWH002-05 | Res Showerheads (Elec) ¦ PG&E ¦ All | Res Showerheads (Elec) | 0.043478 | 1 | 0.4245 | RASS 2009; US Census 2010 | 0 | 2012 | 0.85 | SWWH002-05
RES-WATERHEAT-70.3 | Res ¦ Res Normal Flow Showerheads (Elec WH) ¦ SCE ¦ All | Res ¦ Res Normal Flow Showerheads (Elec WH) | SCE ¦ All | SCE | All | Electric | Normal Flow Showerheads (Elec WH) | Average Existing and Code |  |  | 0 | Conventional | WaterHeat | Res - Single Family | Res | RET and NEW | 0 | Residential Households | showerhead | 10 | DEER:Res_ClothesDishWasher | 367 | 0.04735 | 0 | eTRM SWWH002-05 | 0 | 2023 | 0 | 2022 | 0 | 0 | eTRM SWWH002-05 | Res Showerheads (Elec) ¦ SCE ¦ All | Res Showerheads (Elec) | 0.0028517 | 1 | 0.5425 | RASS 2009; US Census 2010 | 0 | 2012 | 0.85 | SWWH002-05
RES-WATERHEAT-70.4 | Res ¦ Res Normal Flow Showerheads (Elec WH) ¦ SCE ¦ All | Res ¦ Res Normal Flow Showerheads (Elec WH) | SCE ¦ All | SCE | All | Electric | Normal Flow Showerheads (Elec WH) | Average Existing and Code |  |  | 0 | Conventional | WaterHeat | Res - Multi Family | Res | RET and NEW | 0 | Residential Households | showerhead | 10 | DEER:Res_ClothesDishWasher | 409.5 | 0.0569 | 0 | eTRM SWWH002-05 | 0 | 2023 | 0 | 2022 | 0 | 0 | eTRM SWWH002-05 | Res Showerheads (Elec) ¦ SCE ¦ All | Res Showerheads (Elec) | 0.04 | 1 | 0.4245 | RASS 2009; US Census 2010 | 0 | 2012 | 0.85 | SWWH002-05
RES-WATERHEAT-70.5 | Res ¦ Res Normal Flow Showerheads (Elec WH) ¦ SDG&E ¦ All | Res ¦ Res Normal Flow Showerheads (Elec WH) | SDG&E ¦ All | SDG&E | All | Electric | Normal Flow Showerheads (Elec WH) | Average Existing and Code |  |  | 0 | Conventional | WaterHeat | Res - Single Family | Res | RET and NEW | 0 | Residential Households | showerhead | 10 | DEER:Res_ClothesDishWasher | 377.5 | 0.04875 | 0 | eTRM SWWH002-05 | 0 | 2023 | 0 | 2022 | 0 | 0 | eTRM SWWH002-05 | Res Showerheads (Elec) ¦ SDG&E ¦ All | Res Showerheads (Elec) | 0.019565 | 1 | 0.5425 | RASS 2009; US Census 2010 | 0 | 2012 | 0.85 | SWWH002-05
RES-WATERHEAT-70.6 | Res ¦ Res Normal Flow Showerheads (Elec WH) ¦ SDG&E ¦ All | Res ¦ Res Normal Flow Showerheads (Elec WH) | SDG&E ¦ All | SDG&E | All | Electric | Normal Flow Showerheads (Elec WH) | Average Existing and Code |  |  | 0 | Conventional | WaterHeat | Res - Multi Family | Res | RET and NEW | 0 | Residential Households | showerhead | 10 | DEER:Res_ClothesDishWasher | 421.5 | 0.0585 | 0 | eTRM SWWH002-05 | 0 | 2023 | 0 | 2022 | 0 | 0 | eTRM SWWH002-05 | Res Showerheads (Elec) ¦ SDG&E ¦ All | Res Showerheads (Elec) | 0.04 | 1 | 0.4245 | RASS 2009; US Census 2010 | 0 | 2012 | 0.85 | SWWH002-05
RES-WATERHEAT-71.1 | Res ¦ Res Low Flow Showerheads (Elec WH) ¦ PG&E ¦ All | Res ¦ Res Low Flow Showerheads (Elec WH) | PG&E ¦ All | PG&E | All | Electric | Low Flow Showerheads (Elec WH) | Efficient |  |  | 0 | Conventional | WaterHeat | Res - Single Family | Res | RET and NEW | 0 | Residential Households | showerhead | 10 | DEER:Res_ClothesDishWasher | 272 | 0.03511 | 0 | eTRM SWWH002-05 | 19.31 | 2023 | 23.03 | 2022 | 0 | 0 | eTRM SWWH002-05 | Res Showerheads (Elec) ¦ PG&E ¦ All | Res Showerheads (Elec) | 0.017308 | 1 | 0.4575 | RASS 2009; US Census 2010 | 0 | 2012 | 0.85 | SWWH002-05
RES-WATERHEAT-71.2 | Res ¦ Res Low Flow Showerheads (Elec WH) ¦ PG&E ¦ All | Res ¦ Res Low Flow Showerheads (Elec WH) | PG&E ¦ All | PG&E | All | Electric | Low Flow Showerheads (Elec WH) | Efficient |  |  | 0 | Conventional | WaterHeat | Res - Multi Family | Res | RET and NEW | 0 | Residential Households | showerhead | 10 | DEER:Res_ClothesDishWasher | 303.9 | 0.04218 | 0 | eTRM SWWH002-05 | 19.31 | 2023 | 23.03 | 2022 | 0 | 0 | eTRM SWWH002-05 | Res Showerheads (Elec) ¦ PG&E ¦ All | Res Showerheads (Elec) | 0.043478 | 1 | 0.5755 | RASS 2009; US Census 2010 | 0 | 2012 | 0.85 | SWWH002-05
RES-WATERHEAT-71.3 | Res ¦ Res Low Flow Showerheads (Elec WH) ¦ SCE ¦ All | Res ¦ Res Low Flow Showerheads (Elec WH) | SCE ¦ All | SCE | All | Electric | Low Flow Showerheads (Elec WH) | Efficient |  |  | 0 | Conventional | WaterHeat | Res - Single Family | Res | RET and NEW | 0 | Residential Households | showerhead | 10 | DEER:Res_ClothesDishWasher | 229.98 | 0.02967 | 0 | eTRM SWWH002-05 | 19.31 | 2023 | 23.03 | 2022 | 0 | 0 | eTRM SWWH002-05 | Res Showerheads (Elec) ¦ SCE ¦ All | Res Showerheads (Elec) | 0.0028517 | 1 | 0.4575 | RASS 2009; US Census 2010 | 0 | 2012 | 0.85 | SWWH002-05
RES-WATERHEAT-71.4 | Res ¦ Res Low Flow Showerheads (Elec WH) ¦ SCE ¦ All | Res ¦ Res Low Flow Showerheads (Elec WH) | SCE ¦ All | SCE | All | Electric | Low Flow Showerheads (Elec WH) | Efficient |  |  | 0 | Conventional | WaterHeat | Res - Multi Family | Res | RET and NEW | 0 | Residential Households | showerhead | 10 | DEER:Res_ClothesDishWasher | 256.7 | 0.03563 | 0 | eTRM SWWH002-05 | 19.31 | 2023 | 23.03 | 2022 | 0 | 0 | eTRM SWWH002-05 | Res Showerheads (Elec) ¦ SCE ¦ All | Res Showerheads (Elec) | 0.04 | 1 | 0.5755 | RASS 2009; US Census 2010 | 0 | 2012 | 0.85 | SWWH002-05
RES-WATERHEAT-71.5 | Res ¦ Res Low Flow Showerheads (Elec WH) ¦ SDG&E ¦ All | Res ¦ Res Low Flow Showerheads (Elec WH) | SDG&E ¦ All | SDG&E | All | Electric | Low Flow Showerheads (Elec WH) | Efficient |  |  | 0 | Conventional | WaterHeat | Res - Single Family | Res | RET and NEW | 0 | Residential Households | showerhead | 10 | DEER:Res_ClothesDishWasher | 236.56 | 0.03056 | 0 | eTRM SWWH002-05 | 19.31 | 2023 | 23.03 | 2022 | 0 | 0 | eTRM SWWH002-05 | Res Showerheads (Elec) ¦ SDG&E ¦ All | Res Showerheads (Elec) | 0.019565 | 1 | 0.4575 | RASS 2009; US Census 2010 | 0 | 2012 | 0.85 | SWWH002-05
RES-WATERHEAT-71.6 | Res ¦ Res Low Flow Showerheads (Elec WH) ¦ SDG&E ¦ All | Res ¦ Res Low Flow Showerheads (Elec WH) | SDG&E ¦ All | SDG&E | All | Electric | Low Flow Showerheads (Elec WH) | Efficient |  |  | 0 | Conventional | WaterHeat | Res - Multi Family | Res | RET and NEW | 0 | Residential Households | showerhead | 10 | DEER:Res_ClothesDishWasher | 264.3 | 0.03668 | 0 | eTRM SWWH002-05 | 19.31 | 2023 | 23.03 | 2022 | 0 | 0 | eTRM SWWH002-05 | Res Showerheads (Elec) ¦ SDG&E ¦ All | Res Showerheads (Elec) | 0.04 | 1 | 0.5755 | RASS 2009; US Census 2010 | 0 | 2012 | 0.85 | SWWH002-05
RES-WATERHEAT-75.1 | Res ¦ Res Normal Flow Showerheads (Gas WH) ¦ PG&E ¦ All | Res ¦ Res Normal Flow Showerheads (Gas WH) | PG&E ¦ All | PG&E | All | Gas | Normal Flow Showerheads (Gas WH) | Average Existing and Code |  |  | 0 | Conventional | WaterHeat | Res - Single Family | Res | RET and NEW | 0 | Residential Households | showerhead | 10 | DEER:Res_ClothesDishWasher | 0 | 0 | 26.5 | eTRM SWWH002-05 | 0 | 2023 | 0 | 2022 | 0 | 0 | eTRM SWWH002-05 | Res Showerheads (Gas) ¦ PG&E ¦ All | Res Showerheads (Gas) | 1.4842 | 1 | 0.5425 | RASS 2009; US Census 2010 | 0 | 2012 | 0.85 | SWWH002-05
RES-WATERHEAT-75.2 | Res ¦ Res Normal Flow Showerheads (Gas WH) ¦ PG&E ¦ All | Res ¦ Res Normal Flow Showerheads (Gas WH) | PG&E ¦ All | PG&E | All | Gas | Normal Flow Showerheads (Gas WH) | Average Existing and Code |  |  | 0 | Conventional | WaterHeat | Res - Multi Family | Res | RET and NEW | 0 | Residential Households | showerhead | 10 | DEER:Res_ClothesDishWasher | 0 | 0 | 29.6 | eTRM SWWH002-05 | 0 | 2023 | 0 | 2022 | 0 | 0 | eTRM SWWH002-05 | Res Showerheads (Gas) ¦ PG&E ¦ All | Res Showerheads (Gas) | 0.95455 | 1 | 0.4245 | RASS 2009; US Census 2010 | 0 | 2012 | 0.85 | SWWH002-05
RES-WATERHEAT-75.3 | Res ¦ Res Normal Flow Showerheads (Gas WH) ¦ SCG ¦ All | Res ¦ Res Normal Flow Showerheads (Gas WH) | SCG ¦ All | SCG | All | Gas | Normal Flow Showerheads (Gas WH) | Average Existing and Code |  |  | 0 | Conventional | WaterHeat | Res - Single Family | Res | RET and NEW | 0 | Residential Households | showerhead | 10 | DEER:Res_ClothesDishWasher | 0 | 0 | 22.4 | eTRM SWWH002-05 | 0 | 2023 | 0 | 2022 | 0 | 0 | eTRM SWWH002-05 | Res Showerheads (Gas) ¦ SCG ¦ All | Res Showerheads (Gas) | 1.4951 | 1 | 0.5425 | RASS 2009; US Census 2010 | 0 | 2012 | 0.85 | SWWH002-05
RES-WATERHEAT-75.4 | Res ¦ Res Normal Flow Showerheads (Gas WH) ¦ SCG ¦ All | Res ¦ Res Normal Flow Showerheads (Gas WH) | SCG ¦ All | SCG | All | Gas | Normal Flow Showerheads (Gas WH) | Average Existing and Code |  |  | 0 | Conventional | WaterHeat | Res - Multi Family | Res | RET and NEW | 0 | Residential Households | showerhead | 10 | DEER:Res_ClothesDishWasher | 0 | 0 | 25 | eTRM SWWH002-05 | 0 | 2023 | 0 | 2022 | 0 | 0 | eTRM SWWH002-05 | Res Showerheads (Gas) ¦ SCG ¦ All | Res Showerheads (Gas) | 0.96364 | 1 | 0.4245 | RASS 2009; US Census 2010 | 0 | 2012 | 0.85 | SWWH002-05
RES-WATERHEAT-75.5 | Res ¦ Res Normal Flow Showerheads (Gas WH) ¦ SDG&E ¦ All | Res ¦ Res Normal Flow Showerheads (Gas WH) | SDG&E ¦ All | SDG&E | All | Gas | Normal Flow Showerheads (Gas WH) | Average Existing and Code |  |  | 0 | Conventional | WaterHeat | Res - Single Family | Res | RET and NEW | 0 | Residential Households | showerhead | 10 | DEER:Res_ClothesDishWasher | 0 | 0 | 23.1 | eTRM SWWH002-05 | 0 | 2023 | 0 | 2022 | 0 | 0 | eTRM SWWH002-05 | Res Showerheads (Gas) ¦ SDG&E ¦ All | Res Showerheads (Gas) | 1.4768 | 1 | 0.5425 | RASS 2009; US Census 2010 | 0 | 2012 | 0.85 | SWWH002-05
RES-WATERHEAT-75.6 | Res ¦ Res Normal Flow Showerheads (Gas WH) ¦ SDG&E ¦ All | Res ¦ Res Normal Flow Showerheads (Gas WH) | SDG&E ¦ All | SDG&E | All | Gas | Normal Flow Showerheads (Gas WH) | Average Existing and Code |  |  | 0 | Conventional | WaterHeat | Res - Multi Family | Res | RET and NEW | 0 | Residential Households | showerhead | 10 | DEER:Res_ClothesDishWasher | 0 | 0 | 25.8 | eTRM SWWH002-05 | 0 | 2023 | 0 | 2022 | 0 | 0 | eTRM SWWH002-05 | Res Showerheads (Gas) ¦ SDG&E ¦ All | Res Showerheads (Gas) | 1 | 1 | 0.4245 | RASS 2009; US Census 2010 | 0 | 2012 | 0.85 | SWWH002-05
RES-WATERHEAT-76.1 | Res ¦ Res Low Flow Showerheads (Gas WH) ¦ PG&E ¦ All | Res ¦ Res Low Flow Showerheads (Gas WH) | PG&E ¦ All | PG&E | All | Gas | Low Flow Showerheads (Gas WH) | Efficient |  |  | 0 | Conventional | WaterHeat | Res - Single Family | Res | RET and NEW | 0 | Residential Households | showerhead | 10 | DEER:Res_ClothesDishWasher | 0 | 0 | 16.62 | eTRM SWWH002-05 | 19.31 | 2023 | 23.03 | 2022 | 0 | 0 | eTRM SWWH002-05 | Res Showerheads (Gas) ¦ PG&E ¦ All | Res Showerheads (Gas) | 1.4842 | 1 | 0.4575 | RASS 2009; US Census 2010 | 0 | 2012 | 0.85 | SWWH002-05
RES-WATERHEAT-76.2 | Res ¦ Res Low Flow Showerheads (Gas WH) ¦ PG&E ¦ All | Res ¦ Res Low Flow Showerheads (Gas WH) | PG&E ¦ All | PG&E | All | Gas | Low Flow Showerheads (Gas WH) | Efficient |  |  | 0 | Conventional | WaterHeat | Res - Multi Family | Res | RET and NEW | 0 | Residential Households | showerhead | 10 | DEER:Res_ClothesDishWasher | 0 | 0 | 18.58 | eTRM SWWH002-05 | 19.31 | 2023 | 23.03 | 2022 | 0 | 0 | eTRM SWWH002-05 | Res Showerheads (Gas) ¦ PG&E ¦ All | Res Showerheads (Gas) | 0.95455 | 1 | 0.5755 | RASS 2009; US Census 2010 | 0 | 2012 | 0.85 | SWWH002-05
RES-WATERHEAT-76.3 | Res ¦ Res Low Flow Showerheads (Gas WH) ¦ SCG ¦ All | Res ¦ Res Low Flow Showerheads (Gas WH) | SCG ¦ All | SCG | All | Gas | Low Flow Showerheads (Gas WH) | Efficient |  |  | 0 | Conventional | WaterHeat | Res - Single Family | Res | RET and NEW | 0 | Residential Households | showerhead | 10 | DEER:Res_ClothesDishWasher | 0 | 0 | 14.032 | eTRM SWWH002-05 | 19.31 | 2023 | 23.03 | 2022 | 0 | 0 | eTRM SWWH002-05 | Res Showerheads (Gas) ¦ SCG ¦ All | Res Showerheads (Gas) | 1.4951 | 1 | 0.4575 | RASS 2009; US Census 2010 | 0 | 2012 | 0.85 | SWWH002-05
RES-WATERHEAT-76.4 | Res ¦ Res Low Flow Showerheads (Gas WH) ¦ SCG ¦ All | Res ¦ Res Low Flow Showerheads (Gas WH) | SCG ¦ All | SCG | All | Gas | Low Flow Showerheads (Gas WH) | Efficient |  |  | 0 | Conventional | WaterHeat | Res - Multi Family | Res | RET and NEW | 0 | Residential Households | showerhead | 10 | DEER:Res_ClothesDishWasher | 0 | 0 | 15.68 | eTRM SWWH002-05 | 19.31 | 2023 | 23.03 | 2022 | 0 | 0 | eTRM SWWH002-05 | Res Showerheads (Gas) ¦ SCG ¦ All | Res Showerheads (Gas) | 0.96364 | 1 | 0.5755 | RASS 2009; US Census 2010 | 0 | 2012 | 0.85 | SWWH002-05
RES-WATERHEAT-76.5 | Res ¦ Res Low Flow Showerheads (Gas WH) ¦ SDG&E ¦ All | Res ¦ Res Low Flow Showerheads (Gas WH) | SDG&E ¦ All | SDG&E | All | Gas | Low Flow Showerheads (Gas WH) | Efficient |  |  | 0 | Conventional | WaterHeat | Res - Single Family | Res | RET and NEW | 0 | Residential Households | showerhead | 10 | DEER:Res_ClothesDishWasher | 0 | 0 | 14.46 | eTRM SWWH002-05 | 19.31 | 2023 | 23.03 | 2022 | 0 | 0 | eTRM SWWH002-05 | Res Showerheads (Gas) ¦ SDG&E ¦ All | Res Showerheads (Gas) | 1.4768 | 1 | 0.4575 | RASS 2009; US Census 2010 | 0 | 2012 | 0.85 | SWWH002-05
RES-WATERHEAT-76.6 | Res ¦ Res Low Flow Showerheads (Gas WH) ¦ SDG&E ¦ All | Res ¦ Res Low Flow Showerheads (Gas WH) | SDG&E ¦ All | SDG&E | All | Gas | Low Flow Showerheads (Gas WH) | Efficient |  |  | 0 | Conventional | WaterHeat | Res - Multi Family | Res | RET and NEW | 0 | Residential Households | showerhead | 10 | DEER:Res_ClothesDishWasher | 0 | 0 | 16.14 | eTRM SWWH002-05 | 19.31 | 2023 | 23.03 | 2022 | 0 | 0 | eTRM SWWH002-05 | Res Showerheads (Gas) ¦ SDG&E ¦ All | Res Showerheads (Gas) | 1 | 1 | 0.5755 | RASS 2009; US Census 2010 | 0 | 2012 | 0.85 | SWWH002-05
RES-WATERHEAT-FS-10.1 | Res ¦ Res Small Gas Storage Water Heater (0.63 UEF - 50 Gal) - Marine ¦ PG&E ¦ Marine | Res ¦ Res Small Gas Storage Water Heater (0.63 UEF - 50 Gal) - Marine | PG&E ¦ Marine | PG&E | All | Electric & Gas | Res Small Gas Storage Water Heater (0.63 UEF - 50 Gal) | Average Existing and Code |  | 2027 | 1 | Conventional | WaterHeat | Res - Single Family | Res | ROB and NEW | 0 | Residential Households | water heater | 25 | DEER:Res_ClothesDishWasher | 0 | 0 | 0 | SWWH025-07 | 1090.33 | 2022 | 409.45 | 2022 | 0 | 0 | SWWH025-07 | Res Gas Water Heaters - Marine ¦ PG&E ¦ Marine | Res Gas Water Heaters - Marine | 0.8548 | 0.5 | 0.91769 | RASS 2019 | 0 | 2012 | 1 | SWWH025-07
RES-WATERHEAT-FS-10.2 | Res ¦ Res Small Gas Storage Water Heater (0.63 UEF - 50 Gal) - Marine ¦ PG&E ¦ Marine | Res ¦ Res Small Gas Storage Water Heater (0.63 UEF - 50 Gal) - Marine | PG&E ¦ Marine | PG&E | All | Electric & Gas | Res Small Gas Storage Water Heater (0.63 UEF - 50 Gal) | Average Existing and Code |  | 2027 | 1 | Conventional | WaterHeat | Res - Multi Family | Res | ROB and NEW | 0 | Residential Households | water heater | 25 | DEER:Res_ClothesDishWasher | 0 | 0 | 0 | SWWH025-07 | 1090.33 | 2022 | 409.45 | 2022 | 0 | 0 | SWWH025-07 | Res Gas Water Heaters - Marine ¦ PG&E ¦ Marine | Res Gas Water Heaters - Marine | 0.30454 | 0.5 | 0.82106 | RASS 2019 | 0 | 2012 | 1 | SWWH025-07
RES-WATERHEAT-FS-10.3 | Res ¦ Res Small Gas Storage Water Heater (0.63 UEF - 50 Gal) - Hot-Dry ¦ PG&E ¦ Hot-Dry | Res ¦ Res Small Gas Storage Water Heater (0.63 UEF - 50 Gal) - Hot-Dry | PG&E ¦ Hot-Dry | PG&E | All | Electric & Gas | Res Small Gas Storage Water Heater (0.63 UEF - 50 Gal) | Average Existing and Code |  | 2027 | 1 | Conventional | WaterHeat | Res - Single Family | Res | ROB and NEW | 0 | Residential Households | water heater | 25 | DEER:Res_ClothesDishWasher | 0 | 0 | 0 | SWWH025-07 | 1090.33 | 2022 | 409.45 | 2022 | 0 | 0 | SWWH025-07 | Res Gas Water Heaters - Hot-Dry ¦ PG&E ¦ Hot-Dry | Res Gas Water Heaters - Hot-Dry | 0.86268 | 0.5 | 0.89954 | RASS 2019 | 0 | 2012 | 1 | SWWH025-07
RES-WATERHEAT-FS-10.4 | Res ¦ Res Small Gas Storage Water Heater (0.63 UEF - 50 Gal) - Hot-Dry ¦ PG&E ¦ Hot-Dry | Res ¦ Res Small Gas Storage Water Heater (0.63 UEF - 50 Gal) - Hot-Dry | PG&E ¦ Hot-Dry | PG&E | All | Electric & Gas | Res Small Gas Storage Water Heater (0.63 UEF - 50 Gal) | Average Existing and Code |  | 2027 | 1 | Conventional | WaterHeat | Res - Multi Family | Res | ROB and NEW | 0 | Residential Households | water heater | 25 | DEER:Res_ClothesDishWasher | 0 | 0 | 0 | SWWH025-07 | 1090.33 | 2022 | 409.45 | 2022 | 0 | 0 | SWWH025-07 | Res Gas Water Heaters - Hot-Dry ¦ PG&E ¦ Hot-Dry | Res Gas Water Heaters - Hot-Dry | 0.35325 | 0.5 | 0.91648 | RASS 2019 | 0 | 2012 | 1 | SWWH025-07
RES-WATERHEAT-FS-10.5 | Res ¦ Res Small Gas Storage Water Heater (0.63 UEF - 50 Gal) - Cold ¦ PG&E ¦ Cold | Res ¦ Res Small Gas Storage Water Heater (0.63 UEF - 50 Gal) - Cold | PG&E ¦ Cold | PG&E | All | Electric & Gas | Res Small Gas Storage Water Heater (0.63 UEF - 50 Gal) | Average Existing and Code |  | 2027 | 1 | Conventional | WaterHeat | Res - Single Family | Res | ROB and NEW | 0 | Residential Households | water heater | 25 | DEER:Res_ClothesDishWasher | 0 | 0 | 0 | SWWH025-07 | 1090.33 | 2022 | 409.45 | 2022 | 0 | 0 | SWWH025-07 | Res Gas Water Heaters - Cold ¦ PG&E ¦ Cold | Res Gas Water Heaters - Cold | 0.77281 | 0.5 | 0.97547 | RASS 2019 | 0 | 2012 | 1 | SWWH025-07
RES-WATERHEAT-FS-10.6 | Res ¦ Res Small Gas Storage Water Heater (0.63 UEF - 50 Gal) - Cold ¦ PG&E ¦ Cold | Res ¦ Res Small Gas Storage Water Heater (0.63 UEF - 50 Gal) - Cold | PG&E ¦ Cold | PG&E | All | Electric & Gas | Res Small Gas Storage Water Heater (0.63 UEF - 50 Gal) | Average Existing and Code |  | 2027 | 1 | Conventional | WaterHeat | Res - Multi Family | Res | ROB and NEW | 0 | Residential Households | water heater | 25 | DEER:Res_ClothesDishWasher | 0 | 0 | 0 | SWWH025-07 | 1090.33 | 2022 | 409.45 | 2022 | 0 | 0 | SWWH025-07 | Res Gas Water Heaters - Cold ¦ PG&E ¦ Cold | Res Gas Water Heaters - Cold | 0.1935 | 0.5 | 0.9128 | RASS 2019 | 0 | 2012 | 1 | SWWH025-07
RES-WATERHEAT-FS-10.7 | Res ¦ Res Small Gas Storage Water Heater (0.63 UEF - 50 Gal) - Marine ¦ SCG ¦ Marine | Res ¦ Res Small Gas Storage Water Heater (0.63 UEF - 50 Gal) - Marine | SCG ¦ Marine | SCG | All | Electric & Gas | Res Small Gas Storage Water Heater (0.63 UEF - 50 Gal) | Average Existing and Code |  | 2027 | 1 | Conventional | WaterHeat | Res - Single Family | Res | ROB and NEW | 0 | Residential Households | water heater | 25 | DEER:Res_ClothesDishWasher | 0 | 0 | 0 | SWWH025-07 | 1090.33 | 2022 | 409.45 | 2022 | 0 | 0 | SWWH025-07 | Res Gas Water Heaters - Marine ¦ SCG ¦ Marine | Res Gas Water Heaters - Marine | 0.84553 | 0.5 | 0.88052 | RASS 2019 | 0 | 2012 | 1 | SWWH025-07
RES-WATERHEAT-FS-10.8 | Res ¦ Res Small Gas Storage Water Heater (0.63 UEF - 50 Gal) - Marine ¦ SCG ¦ Marine | Res ¦ Res Small Gas Storage Water Heater (0.63 UEF - 50 Gal) - Marine | SCG ¦ Marine | SCG | All | Electric & Gas | Res Small Gas Storage Water Heater (0.63 UEF - 50 Gal) | Average Existing and Code |  | 2027 | 1 | Conventional | WaterHeat | Res - Multi Family | Res | ROB and NEW | 0 | Residential Households | water heater | 25 | DEER:Res_ClothesDishWasher | 0 | 0 | 0 | SWWH025-07 | 1090.33 | 2022 | 409.45 | 2022 | 0 | 0 | SWWH025-07 | Res Gas Water Heaters - Marine ¦ SCG ¦ Marine | Res Gas Water Heaters - Marine | 0.33538 | 0.5 | 0.98187 | RASS 2019 | 0 | 2012 | 1 | SWWH025-07
RES-WATERHEAT-FS-10.9 | Res ¦ Res Small Gas Storage Water Heater (0.63 UEF - 50 Gal) - Hot-Dry ¦ SCG ¦ Hot-Dry | Res ¦ Res Small Gas Storage Water Heater (0.63 UEF - 50 Gal) - Hot-Dry | SCG ¦ Hot-Dry | SCG | All | Electric & Gas | Res Small Gas Storage Water Heater (0.63 UEF - 50 Gal) | Average Existing and Code |  | 2027 | 1 | Conventional | WaterHeat | Res - Single Family | Res | ROB and NEW | 0 | Residential Households | water heater | 25 | DEER:Res_ClothesDishWasher | 0 | 0 | 0 | SWWH025-07 | 1090.33 | 2022 | 409.45 | 2022 | 0 | 0 | SWWH025-07 | Res Gas Water Heaters - Hot-Dry ¦ SCG ¦ Hot-Dry | Res Gas Water Heaters - Hot-Dry | 0.86306 | 0.5 | 0.89883 | RASS 2019 | 0 | 2012 | 1 | SWWH025-07
RES-WATERHEAT-FS-10.10 | Res ¦ Res Small Gas Storage Water Heater (0.63 UEF - 50 Gal) - Hot-Dry ¦ SCG ¦ Hot-Dry | Res ¦ Res Small Gas Storage Water Heater (0.63 UEF - 50 Gal) - Hot-Dry | SCG ¦ Hot-Dry | SCG | All | Electric & Gas | Res Small Gas Storage Water Heater (0.63 UEF - 50 Gal) | Average Existing and Code |  | 2027 | 1 | Conventional | WaterHeat | Res - Multi Family | Res | ROB and NEW | 0 | Residential Households | water heater | 25 | DEER:Res_ClothesDishWasher | 0 | 0 | 0 | SWWH025-07 | 1090.33 | 2022 | 409.45 | 2022 | 0 | 0 | SWWH025-07 | Res Gas Water Heaters - Hot-Dry ¦ SCG ¦ Hot-Dry | Res Gas Water Heaters - Hot-Dry | 0.27215 | 0.5 | 0.89352 | RASS 2019 | 0 | 2012 | 1 | SWWH025-07
RES-WATERHEAT-FS-10.11 | Res ¦ Res Small Gas Storage Water Heater (0.63 UEF - 50 Gal) - Cold ¦ SCG ¦ Cold | Res ¦ Res Small Gas Storage Water Heater (0.63 UEF - 50 Gal) - Cold | SCG ¦ Cold | SCG | All | Electric & Gas | Res Small Gas Storage Water Heater (0.63 UEF - 50 Gal) | Average Existing and Code |  | 2027 | 1 | Conventional | WaterHeat | Res - Single Family | Res | ROB and NEW | 0 | Residential Households | water heater | 25 | DEER:Res_ClothesDishWasher | 0 | 0 | 0 | SWWH025-07 | 1090.33 | 2022 | 409.45 | 2022 | 0 | 0 | SWWH025-07 | Res Gas Water Heaters - Cold ¦ SCG ¦ Cold | Res Gas Water Heaters - Cold | 0.57576 | 0.5 | 0.9128 | RASS 2019 | 0 | 2012 | 1 | SWWH025-07
RES-WATERHEAT-FS-10.12 | Res ¦ Res Small Gas Storage Water Heater (0.63 UEF - 50 Gal) - Cold ¦ SCG ¦ Cold | Res ¦ Res Small Gas Storage Water Heater (0.63 UEF - 50 Gal) - Cold | SCG ¦ Cold | SCG | All | Electric & Gas | Res Small Gas Storage Water Heater (0.63 UEF - 50 Gal) | Average Existing and Code |  | 2027 | 1 | Conventional | WaterHeat | Res - Multi Family | Res | ROB and NEW | 0 | Residential Households | water heater | 25 | DEER:Res_ClothesDishWasher | 0 | 0 | 0 | SWWH025-07 | 1090.33 | 2022 | 409.45 | 2022 | 0 | 0 | SWWH025-07 | Res Gas Water Heaters - Cold ¦ SCG ¦ Cold | Res Gas Water Heaters - Cold | 0.1935 | 0.5 | 1 | RASS 2019 | 0 | 2012 | 1 | SWWH025-07
RES-WATERHEAT-FS-10.13 | Res ¦ Res Small Gas Storage Water Heater (0.63 UEF - 50 Gal) - Marine ¦ SDG&E ¦ Marine | Res ¦ Res Small Gas Storage Water Heater (0.63 UEF - 50 Gal) - Marine | SDG&E ¦ Marine | SDG&E | All | Electric & Gas | Res Small Gas Storage Water Heater (0.63 UEF - 50 Gal) | Average Existing and Code |  | 2027 | 1 | Conventional | WaterHeat | Res - Single Family | Res | ROB and NEW | 0 | Residential Households | water heater | 25 | DEER:Res_ClothesDishWasher | 0 | 0 | 0 | SWWH025-07 | 1090.33 | 2022 | 409.45 | 2022 | 0 | 0 | SWWH025-07 | Res Gas Water Heaters - Marine ¦ SDG&E ¦ Marine | Res Gas Water Heaters - Marine | 0.92491 | 0.5 | 0.87248 | RASS 2019 | 0 | 2012 | 1 | SWWH025-07
RES-WATERHEAT-FS-10.14 | Res ¦ Res Small Gas Storage Water Heater (0.63 UEF - 50 Gal) - Marine ¦ SDG&E ¦ Marine | Res ¦ Res Small Gas Storage Water Heater (0.63 UEF - 50 Gal) - Marine | SDG&E ¦ Marine | SDG&E | All | Electric & Gas | Res Small Gas Storage Water Heater (0.63 UEF - 50 Gal) | Average Existing and Code |  | 2027 | 1 | Conventional | WaterHeat | Res - Multi Family | Res | ROB and NEW | 0 | Residential Households | water heater | 25 | DEER:Res_ClothesDishWasher | 0 | 0 | 0 | SWWH025-07 | 1090.33 | 2022 | 409.45 | 2022 | 0 | 0 | SWWH025-07 | Res Gas Water Heaters - Marine ¦ SDG&E ¦ Marine | Res Gas Water Heaters - Marine | 0.52432 | 0.5 | 0.97694 | RASS 2019 | 0 | 2012 | 1 | SWWH025-07
RES-WATERHEAT-FS-10.15 | Res ¦ Res Small Gas Storage Water Heater (0.63 UEF - 50 Gal) - Hot-Dry ¦ SDG&E ¦ Hot-Dry | Res ¦ Res Small Gas Storage Water Heater (0.63 UEF - 50 Gal) - Hot-Dry | SDG&E ¦ Hot-Dry | SDG&E | All | Electric & Gas | Res Small Gas Storage Water Heater (0.63 UEF - 50 Gal) | Average Existing and Code |  | 2027 | 1 | Conventional | WaterHeat | Res - Single Family | Res | ROB and NEW | 0 | Residential Households | water heater | 25 | DEER:Res_ClothesDishWasher | 0 | 0 | 0 | SWWH025-07 | 1090.33 | 2022 | 409.45 | 2022 | 0 | 0 | SWWH025-07 | Res Gas Water Heaters - Hot-Dry ¦ SDG&E ¦ Hot-Dry | Res Gas Water Heaters - Hot-Dry | 0.88872 | 0.5 | 0.91113 | RASS 2019 | 0 | 2012 | 1 | SWWH025-07
RES-WATERHEAT-FS-10.16 | Res ¦ Res Small Gas Storage Water Heater (0.63 UEF - 50 Gal) - Hot-Dry ¦ SDG&E ¦ Hot-Dry | Res ¦ Res Small Gas Storage Water Heater (0.63 UEF - 50 Gal) - Hot-Dry | SDG&E ¦ Hot-Dry | SDG&E | All | Electric & Gas | Res Small Gas Storage Water Heater (0.63 UEF - 50 Gal) | Average Existing and Code |  | 2027 | 1 | Conventional | WaterHeat | Res - Multi Family | Res | ROB and NEW | 0 | Residential Households | water heater | 25 | DEER:Res_ClothesDishWasher | 0 | 0 | 0 | SWWH025-07 | 1090.33 | 2022 | 409.45 | 2022 | 0 | 0 | SWWH025-07 | Res Gas Water Heaters - Hot-Dry ¦ SDG&E ¦ Hot-Dry | Res Gas Water Heaters - Hot-Dry | 0.32533 | 0.5 | 0.80749 | RASS 2019 | 0 | 2012 | 1 | SWWH025-07
RES-WATERHEAT-FS-10A.1 | Res ¦ Res Small Electric Storage Water Heater (0.92 UEF - 50 Gal) - FS Future Baseline 2027 - Marine ¦ PG&E ¦ Marine | Res ¦ Res Small Electric Storage Water Heater (0.92 UEF - 50 Gal) - FS Future Baseline 2027 - Marine | PG&E ¦ Marine | PG&E | All | Electric & Gas | Res Small Electric Storage Water Heater (0.92 UEF - 50 Gal) - FS Future Baseline 2027 | Efficient | 2027 | 2028 | 1 | Conventional | WaterHeat | Res - Single Family | Res | ROB and NEW | 0 | Residential Households | water heater | 20 | DEER:Res_ClothesDishWasher | 840.3333 | 0.043267 | -71 | SWWH025-07, SWWH014-05 | 1168.049 | 2022 | 471.7 | 2022 | 0 | -70.2633 | SWWH025-07, SWWH014-05 | Res Gas Water Heaters - Marine ¦ PG&E ¦ Marine | Res Gas Water Heaters - Marine | 0.8548 | 0.5 | 0 | RASS 2019 | 0 | 2012 | 1 | SWWH025-07, SWWH014-05
RES-WATERHEAT-FS-10A.2 | Res ¦ Res Small Electric Storage Water Heater (0.92 UEF - 50 Gal) - FS Future Baseline 2027 - Marine ¦ PG&E ¦ Marine | Res ¦ Res Small Electric Storage Water Heater (0.92 UEF - 50 Gal) - FS Future Baseline 2027 - Marine | PG&E ¦ Marine | PG&E | All | Electric & Gas | Res Small Electric Storage Water Heater (0.92 UEF - 50 Gal) - FS Future Baseline 2027 | Efficient | 2027 | 2028 | 1 | Conventional | WaterHeat | Res - Multi Family | Res | ROB and NEW | 0 | Residential Households | water heater | 20 | DEER:Res_ClothesDishWasher | 719.5 | 0.055367 | -61.6667 | SWWH025-07, SWWH014-05 | 1168.049 | 2022 | 471.7 | 2022 | 0 | -70.2633 | SWWH025-07, SWWH014-05 | Res Gas Water Heaters - Marine ¦ PG&E ¦ Marine | Res Gas Water Heaters - Marine | 0.30454 | 0.5 | 0 | RASS 2019 | 0 | 2012 | 1 | SWWH025-07, SWWH014-05
RES-WATERHEAT-FS-10A.3 | Res ¦ Res Small Electric Storage Water Heater (0.92 UEF - 50 Gal) - FS Future Baseline 2027 - Hot-Dry ¦ PG&E ¦ Hot-Dry | Res ¦ Res Small Electric Storage Water Heater (0.92 UEF - 50 Gal) - FS Future Baseline 2027 - Hot-Dry | PG&E ¦ Hot-Dry | PG&E | All | Electric & Gas | Res Small Electric Storage Water Heater (0.92 UEF - 50 Gal) - FS Future Baseline 2027 | Efficient | 2027 | 2028 | 1 | Conventional | WaterHeat | Res - Single Family | Res | ROB and NEW | 0 | Residential Households | water heater | 20 | DEER:Res_ClothesDishWasher | 803.8333 | 0.041617 | -67.3333 | SWWH025-07, SWWH014-05 | 1168.049 | 2022 | 471.7 | 2022 | 0 | -70.2633 | SWWH025-07, SWWH014-05 | Res Gas Water Heaters - Hot-Dry ¦ PG&E ¦ Hot-Dry | Res Gas Water Heaters - Hot-Dry | 0.86268 | 0.5 | 0 | RASS 2019 | 0 | 2012 | 1 | SWWH025-07, SWWH014-05
RES-WATERHEAT-FS-10A.4 | Res ¦ Res Small Electric Storage Water Heater (0.92 UEF - 50 Gal) - FS Future Baseline 2027 - Hot-Dry ¦ PG&E ¦ Hot-Dry | Res ¦ Res Small Electric Storage Water Heater (0.92 UEF - 50 Gal) - FS Future Baseline 2027 - Hot-Dry | PG&E ¦ Hot-Dry | PG&E | All | Electric & Gas | Res Small Electric Storage Water Heater (0.92 UEF - 50 Gal) - FS Future Baseline 2027 | Efficient | 2027 | 2028 | 1 | Conventional | WaterHeat | Res - Multi Family | Res | ROB and NEW | 0 | Residential Households | water heater | 20 | DEER:Res_ClothesDishWasher | 689.6667 | 0.0495 | -59 | SWWH025-07, SWWH014-05 | 1168.049 | 2022 | 471.7 | 2022 | 0 | -70.2633 | SWWH025-07, SWWH014-05 | Res Gas Water Heaters - Hot-Dry ¦ PG&E ¦ Hot-Dry | Res Gas Water Heaters - Hot-Dry | 0.35325 | 0.5 | 0 | RASS 2019 | 0 | 2012 | 1 | SWWH025-07, SWWH014-05
RES-WATERHEAT-FS-10A.5 | Res ¦ Res Small Electric Storage Water Heater (0.92 UEF - 50 Gal) - FS Future Baseline 2027 - Cold ¦ PG&E ¦ Cold | Res ¦ Res Small Electric Storage Water Heater (0.92 UEF - 50 Gal) - FS Future Baseline 2027 - Cold | PG&E ¦ Cold | PG&E | All | Electric & Gas | Res Small Electric Storage Water Heater (0.92 UEF - 50 Gal) - FS Future Baseline 2027 | Efficient | 2027 | 2028 | 1 | Conventional | WaterHeat | Res - Single Family | Res | ROB and NEW | 0 | Residential Households | water heater | 20 | DEER:Res_ClothesDishWasher | 1002.5 | 0.04345 | -75.6667 | SWWH025-07, SWWH014-05 | 1168.049 | 2022 | 471.7 | 2022 | 0 | -70.2633 | SWWH025-07, SWWH014-05 | Res Gas Water Heaters - Cold ¦ PG&E ¦ Cold | Res Gas Water Heaters - Cold | 0.77281 | 0.5 | 0 | RASS 2019 | 0 | 2012 | 1 | SWWH025-07, SWWH014-05
RES-WATERHEAT-FS-10A.6 | Res ¦ Res Small Electric Storage Water Heater (0.92 UEF - 50 Gal) - FS Future Baseline 2027 - Cold ¦ PG&E ¦ Cold | Res ¦ Res Small Electric Storage Water Heater (0.92 UEF - 50 Gal) - FS Future Baseline 2027 - Cold | PG&E ¦ Cold | PG&E | All | Electric & Gas | Res Small Electric Storage Water Heater (0.92 UEF - 50 Gal) - FS Future Baseline 2027 | Efficient | 2027 | 2028 | 1 | Conventional | WaterHeat | Res - Multi Family | Res | ROB and NEW | 0 | Residential Households | water heater | 20 | DEER:Res_ClothesDishWasher | 781.3333 | 0.054633 | -64.3333 | SWWH025-07, SWWH014-05 | 1168.049 | 2022 | 471.7 | 2022 | 0 | -70.2633 | SWWH025-07, SWWH014-05 | Res Gas Water Heaters - Cold ¦ PG&E ¦ Cold | Res Gas Water Heaters - Cold | 0.1935 | 0.5 | 0 | RASS 2019 | 0 | 2012 | 1 | SWWH025-07, SWWH014-05
RES-WATERHEAT-FS-10A.7 | Res ¦ Res Small Electric Storage Water Heater (0.92 UEF - 50 Gal) - FS Future Baseline 2027 - Marine ¦ SCG ¦ Marine | Res ¦ Res Small Electric Storage Water Heater (0.92 UEF - 50 Gal) - FS Future Baseline 2027 - Marine | SCG ¦ Marine | SCG | All | Electric & Gas | Res Small Electric Storage Water Heater (0.92 UEF - 50 Gal) - FS Future Baseline 2027 | Efficient | 2027 | 2028 | 1 | Conventional | WaterHeat | Res - Single Family | Res | ROB and NEW | 0 | Residential Households | water heater | 20 | DEER:Res_ClothesDishWasher | 764.5 | 0.056283 | -65.3333 | SWWH025-07, SWWH014-05 | 1168.049 | 2022 | 471.7 | 2022 | 0 | -70.2633 | SWWH025-07, SWWH014-05 | Res Gas Water Heaters - Marine ¦ SCG ¦ Marine | Res Gas Water Heaters - Marine | 0.84553 | 0.5 | 0 | RASS 2019 | 0 | 2012 | 1 | SWWH025-07, SWWH014-05
RES-WATERHEAT-FS-10A.8 | Res ¦ Res Small Electric Storage Water Heater (0.92 UEF - 50 Gal) - FS Future Baseline 2027 - Marine ¦ SCG ¦ Marine | Res ¦ Res Small Electric Storage Water Heater (0.92 UEF - 50 Gal) - FS Future Baseline 2027 - Marine | SCG ¦ Marine | SCG | All | Electric & Gas | Res Small Electric Storage Water Heater (0.92 UEF - 50 Gal) - FS Future Baseline 2027 | Efficient | 2027 | 2028 | 1 | Conventional | WaterHeat | Res - Multi Family | Res | ROB and NEW | 0 | Residential Households | water heater | 20 | DEER:Res_ClothesDishWasher | 664.1667 | 0.057017 | -57.3333 | SWWH025-07, SWWH014-05 | 1168.049 | 2022 | 471.7 | 2022 | 0 | -70.2633 | SWWH025-07, SWWH014-05 | Res Gas Water Heaters - Marine ¦ SCG ¦ Marine | Res Gas Water Heaters - Marine | 0.33538 | 0.5 | 0 | RASS 2019 | 0 | 2012 | 1 | SWWH025-07, SWWH014-05
RES-WATERHEAT-FS-10A.9 | Res ¦ Res Small Electric Storage Water Heater (0.92 UEF - 50 Gal) - FS Future Baseline 2027 - Hot-Dry ¦ SCG ¦ Hot-Dry | Res ¦ Res Small Electric Storage Water Heater (0.92 UEF - 50 Gal) - FS Future Baseline 2027 - Hot-Dry | SCG ¦ Hot-Dry | SCG | All | Electric & Gas | Res Small Electric Storage Water Heater (0.92 UEF - 50 Gal) - FS Future Baseline 2027 | Efficient | 2027 | 2028 | 1 | Conventional | WaterHeat | Res - Single Family | Res | ROB and NEW | 0 | Residential Households | water heater | 20 | DEER:Res_ClothesDishWasher | 753.1667 | 0.052983 | -64 | SWWH025-07, SWWH014-05 | 1168.049 | 2022 | 471.7 | 2022 | 0 | -70.2633 | SWWH025-07, SWWH014-05 | Res Gas Water Heaters - Hot-Dry ¦ SCG ¦ Hot-Dry | Res Gas Water Heaters - Hot-Dry | 0.86306 | 0.5 | 0 | RASS 2019 | 0 | 2012 | 1 | SWWH025-07, SWWH014-05
RES-WATERHEAT-FS-10A.10 | Res ¦ Res Small Electric Storage Water Heater (0.92 UEF - 50 Gal) - FS Future Baseline 2027 - Hot-Dry ¦ SCG ¦ Hot-Dry | Res ¦ Res Small Electric Storage Water Heater (0.92 UEF - 50 Gal) - FS Future Baseline 2027 - Hot-Dry | SCG ¦ Hot-Dry | SCG | All | Electric & Gas | Res Small Electric Storage Water Heater (0.92 UEF - 50 Gal) - FS Future Baseline 2027 | Efficient | 2027 | 2028 | 1 | Conventional | WaterHeat | Res - Multi Family | Res | ROB and NEW | 0 | Residential Households | water heater | 20 | DEER:Res_ClothesDishWasher | 658 | 0.05115 | -56.3333 | SWWH025-07, SWWH014-05 | 1168.049 | 2022 | 471.7 | 2022 | 0 | -70.2633 | SWWH025-07, SWWH014-05 | Res Gas Water Heaters - Hot-Dry ¦ SCG ¦ Hot-Dry | Res Gas Water Heaters - Hot-Dry | 0.27215 | 0.5 | 0 | RASS 2019 | 0 | 2012 | 1 | SWWH025-07, SWWH014-05
RES-WATERHEAT-FS-10A.11 | Res ¦ Res Small Electric Storage Water Heater (0.92 UEF - 50 Gal) - FS Future Baseline 2027 - Cold ¦ SCG ¦ Cold | Res ¦ Res Small Electric Storage Water Heater (0.92 UEF - 50 Gal) - FS Future Baseline 2027 - Cold | SCG ¦ Cold | SCG | All | Electric & Gas | Res Small Electric Storage Water Heater (0.92 UEF - 50 Gal) - FS Future Baseline 2027 | Efficient | 2027 | 2028 | 1 | Conventional | WaterHeat | Res - Single Family | Res | ROB and NEW | 0 | Residential Households | water heater | 20 | DEER:Res_ClothesDishWasher | 1002.5 | 0.04345 | -75.6667 | SWWH025-07, SWWH014-05 | 1168.049 | 2022 | 471.7 | 2022 | 0 | -70.2633 | SWWH025-07, SWWH014-05 | Res Gas Water Heaters - Cold ¦ SCG ¦ Cold | Res Gas Water Heaters - Cold | 0.57576 | 0.5 | 0 | RASS 2019 | 0 | 2012 | 1 | SWWH025-07, SWWH014-05
RES-WATERHEAT-FS-10A.12 | Res ¦ Res Small Electric Storage Water Heater (0.92 UEF - 50 Gal) - FS Future Baseline 2027 - Cold ¦ SCG ¦ Cold | Res ¦ Res Small Electric Storage Water Heater (0.92 UEF - 50 Gal) - FS Future Baseline 2027 - Cold | SCG ¦ Cold | SCG | All | Electric & Gas | Res Small Electric Storage Water Heater (0.92 UEF - 50 Gal) - FS Future Baseline 2027 | Efficient | 2027 | 2028 | 1 | Conventional | WaterHeat | Res - Multi Family | Res | ROB and NEW | 0 | Residential Households | water heater | 20 | DEER:Res_ClothesDishWasher | 781.3333 | 0.054633 | -64.3333 | SWWH025-07, SWWH014-05 | 1168.049 | 2022 | 471.7 | 2022 | 0 | -70.2633 | SWWH025-07, SWWH014-05 | Res Gas Water Heaters - Cold ¦ SCG ¦ Cold | Res Gas Water Heaters - Cold | 0.1935 | 0.5 | 0 | RASS 2019 | 0 | 2012 | 1 | SWWH025-07, SWWH014-05
RES-WATERHEAT-FS-10A.13 | Res ¦ Res Small Electric Storage Water Heater (0.92 UEF - 50 Gal) - FS Future Baseline 2027 - Marine ¦ SDG&E ¦ Marine | Res ¦ Res Small Electric Storage Water Heater (0.92 UEF - 50 Gal) - FS Future Baseline 2027 - Marine | SDG&E ¦ Marine | SDG&E | All | Electric & Gas | Res Small Electric Storage Water Heater (0.92 UEF - 50 Gal) - FS Future Baseline 2027 | Efficient | 2027 | 2028 | 1 | Conventional | WaterHeat | Res - Single Family | Res | ROB and NEW | 0 | Residential Households | water heater | 20 | DEER:Res_ClothesDishWasher | 764.5 | 0.056283 | -65.3333 | SWWH025-07, SWWH014-05 | 1168.049 | 2022 | 471.7 | 2022 | 0 | -70.2633 | SWWH025-07, SWWH014-05 | Res Gas Water Heaters - Marine ¦ SDG&E ¦ Marine | Res Gas Water Heaters - Marine | 0.92491 | 0.5 | 0 | RASS 2019 | 0 | 2012 | 1 | SWWH025-07, SWWH014-05
RES-WATERHEAT-FS-10A.14 | Res ¦ Res Small Electric Storage Water Heater (0.92 UEF - 50 Gal) - FS Future Baseline 2027 - Marine ¦ SDG&E ¦ Marine | Res ¦ Res Small Electric Storage Water Heater (0.92 UEF - 50 Gal) - FS Future Baseline 2027 - Marine | SDG&E ¦ Marine | SDG&E | All | Electric & Gas | Res Small Electric Storage Water Heater (0.92 UEF - 50 Gal) - FS Future Baseline 2027 | Efficient | 2027 | 2028 | 1 | Conventional | WaterHeat | Res - Multi Family | Res | ROB and NEW | 0 | Residential Households | water heater | 20 | DEER:Res_ClothesDishWasher | 664.1667 | 0.057017 | -57.3333 | SWWH025-07, SWWH014-05 | 1168.049 | 2022 | 471.7 | 2022 | 0 | -70.2633 | SWWH025-07, SWWH014-05 | Res Gas Water Heaters - Marine ¦ SDG&E ¦ Marine | Res Gas Water Heaters - Marine | 0.52432 | 0.5 | 0 | RASS 2019 | 0 | 2012 | 1 | SWWH025-07, SWWH014-05
RES-WATERHEAT-FS-10A.15 | Res ¦ Res Small Electric Storage Water Heater (0.92 UEF - 50 Gal) - FS Future Baseline 2027 - Hot-Dry ¦ SDG&E ¦ Hot-Dry | Res ¦ Res Small Electric Storage Water Heater (0.92 UEF - 50 Gal) - FS Future Baseline 2027 - Hot-Dry | SDG&E ¦ Hot-Dry | SDG&E | All | Electric & Gas | Res Small Electric Storage Water Heater (0.92 UEF - 50 Gal) - FS Future Baseline 2027 | Efficient | 2027 | 2028 | 1 | Conventional | WaterHeat | Res - Single Family | Res | ROB and NEW | 0 | Residential Households | water heater | 20 | DEER:Res_ClothesDishWasher | 761.1667 | 0.05665 | -65.3333 | SWWH025-07, SWWH014-05 | 1168.049 | 2022 | 471.7 | 2022 | 0 | -70.2633 | SWWH025-07, SWWH014-05 | Res Gas Water Heaters - Hot-Dry ¦ SDG&E ¦ Hot-Dry | Res Gas Water Heaters - Hot-Dry | 0.88872 | 0.5 | 0 | RASS 2019 | 0 | 2012 | 1 | SWWH025-07, SWWH014-05
RES-WATERHEAT-FS-10A.16 | Res ¦ Res Small Electric Storage Water Heater (0.92 UEF - 50 Gal) - FS Future Baseline 2027 - Hot-Dry ¦ SDG&E ¦ Hot-Dry | Res ¦ Res Small Electric Storage Water Heater (0.92 UEF - 50 Gal) - FS Future Baseline 2027 - Hot-Dry | SDG&E ¦ Hot-Dry | SDG&E | All | Electric & Gas | Res Small Electric Storage Water Heater (0.92 UEF - 50 Gal) - FS Future Baseline 2027 | Efficient | 2027 | 2028 | 1 | Conventional | WaterHeat | Res - Multi Family | Res | ROB and NEW | 0 | Residential Households | water heater | 20 | DEER:Res_ClothesDishWasher | 662.3333 | 0.058117 | -57 | SWWH025-07, SWWH014-05 | 1168.049 | 2022 | 471.7 | 2022 | 0 | -70.2633 | SWWH025-07, SWWH014-05 | Res Gas Water Heaters - Hot-Dry ¦ SDG&E ¦ Hot-Dry | Res Gas Water Heaters - Hot-Dry | 0.32533 | 0.5 | 0 | RASS 2019 | 0 | 2012 | 1 | SWWH025-07, SWWH014-05
RES-WATERHEAT-FS-10B.1 | Res ¦ Res Small Electric Storage Water Heater (0.92 UEF - 50 Gal) - FS Future Baseline 2028 - Marine ¦ PG&E ¦ Marine | Res ¦ Res Small Electric Storage Water Heater (0.92 UEF - 50 Gal) - FS Future Baseline 2028 - Marine | PG&E ¦ Marine | PG&E | All | Electric & Gas | Res Small Electric Storage Water Heater (0.92 UEF - 50 Gal) - FS Future Baseline 2028 | Efficient | 2028 | 2029 | 1 | Conventional | WaterHeat | Res - Single Family | Res | ROB and NEW | 0 | Residential Households | water heater | 20 | DEER:Res_ClothesDishWasher | 1680.6667 | 0.086533 | -142 | SWWH025-07, SWWH014-05 | 1245.768 | 2022 | 533.95 | 2022 | 0 | -140.5267 | SWWH025-07, SWWH014-05 | Res Gas Water Heaters - Marine ¦ PG&E ¦ Marine | Res Gas Water Heaters - Marine | 0.8548 | 0.5 | 0 | RASS 2019 | 0 | 2012 | 1 | SWWH025-07, SWWH014-05
RES-WATERHEAT-FS-10B.2 | Res ¦ Res Small Electric Storage Water Heater (0.92 UEF - 50 Gal) - FS Future Baseline 2028 - Marine ¦ PG&E ¦ Marine | Res ¦ Res Small Electric Storage Water Heater (0.92 UEF - 50 Gal) - FS Future Baseline 2028 - Marine | PG&E ¦ Marine | PG&E | All | Electric & Gas | Res Small Electric Storage Water Heater (0.92 UEF - 50 Gal) - FS Future Baseline 2028 | Efficient | 2028 | 2029 | 1 | Conventional | WaterHeat | Res - Multi Family | Res | ROB and NEW | 0 | Residential Households | water heater | 20 | DEER:Res_ClothesDishWasher | 1439 | 0.11073 | -123.3333 | SWWH025-07, SWWH014-05 | 1245.768 | 2022 | 533.95 | 2022 | 0 | -140.5267 | SWWH025-07, SWWH014-05 | Res Gas Water Heaters - Marine ¦ PG&E ¦ Marine | Res Gas Water Heaters - Marine | 0.30454 | 0.5 | 0 | RASS 2019 | 0 | 2012 | 1 | SWWH025-07, SWWH014-05
RES-WATERHEAT-FS-10B.3 | Res ¦ Res Small Electric Storage Water Heater (0.92 UEF - 50 Gal) - FS Future Baseline 2028 - Hot-Dry ¦ PG&E ¦ Hot-Dry | Res ¦ Res Small Electric Storage Water Heater (0.92 UEF - 50 Gal) - FS Future Baseline 2028 - Hot-Dry | PG&E ¦ Hot-Dry | PG&E | All | Electric & Gas | Res Small Electric Storage Water Heater (0.92 UEF - 50 Gal) - FS Future Baseline 2028 | Efficient | 2028 | 2029 | 1 | Conventional | WaterHeat | Res - Single Family | Res | ROB and NEW | 0 | Residential Households | water heater | 20 | DEER:Res_ClothesDishWasher | 1607.6667 | 0.083233 | -134.6667 | SWWH025-07, SWWH014-05 | 1245.768 | 2022 | 533.95 | 2022 | 0 | -140.5267 | SWWH025-07, SWWH014-05 | Res Gas Water Heaters - Hot-Dry ¦ PG&E ¦ Hot-Dry | Res Gas Water Heaters - Hot-Dry | 0.86268 | 0.5 | 0 | RASS 2019 | 0 | 2012 | 1 | SWWH025-07, SWWH014-05
RES-WATERHEAT-FS-10B.4 | Res ¦ Res Small Electric Storage Water Heater (0.92 UEF - 50 Gal) - FS Future Baseline 2028 - Hot-Dry ¦ PG&E ¦ Hot-Dry | Res ¦ Res Small Electric Storage Water Heater (0.92 UEF - 50 Gal) - FS Future Baseline 2028 - Hot-Dry | PG&E ¦ Hot-Dry | PG&E | All | Electric & Gas | Res Small Electric Storage Water Heater (0.92 UEF - 50 Gal) - FS Future Baseline 2028 | Efficient | 2028 | 2029 | 1 | Conventional | WaterHeat | Res - Multi Family | Res | ROB and NEW | 0 | Residential Households | water heater | 20 | DEER:Res_ClothesDishWasher | 1379.3333 | 0.099 | -118 | SWWH025-07, SWWH014-05 | 1245.768 | 2022 | 533.95 | 2022 | 0 | -140.5267 | SWWH025-07, SWWH014-05 | Res Gas Water Heaters - Hot-Dry ¦ PG&E ¦ Hot-Dry | Res Gas Water Heaters - Hot-Dry | 0.35325 | 0.5 | 0 | RASS 2019 | 0 | 2012 | 1 | SWWH025-07, SWWH014-05
RES-WATERHEAT-FS-10B.5 | Res ¦ Res Small Electric Storage Water Heater (0.92 UEF - 50 Gal) - FS Future Baseline 2028 - Cold ¦ PG&E ¦ Cold | Res ¦ Res Small Electric Storage Water Heater (0.92 UEF - 50 Gal) - FS Future Baseline 2028 - Cold | PG&E ¦ Cold | PG&E | All | Electric & Gas | Res Small Electric Storage Water Heater (0.92 UEF - 50 Gal) - FS Future Baseline 2028 | Efficient | 2028 | 2029 | 1 | Conventional | WaterHeat | Res - Single Family | Res | ROB and NEW | 0 | Residential Households | water heater | 20 | DEER:Res_ClothesDishWasher | 2005 | 0.0869 | -151.3333 | SWWH025-07, SWWH014-05 | 1245.768 | 2022 | 533.95 | 2022 | 0 | -140.5267 | SWWH025-07, SWWH014-05 | Res Gas Water Heaters - Cold ¦ PG&E ¦ Cold | Res Gas Water Heaters - Cold | 0.77281 | 0.5 | 0 | RASS 2019 | 0 | 2012 | 1 | SWWH025-07, SWWH014-05
RES-WATERHEAT-FS-10B.6 | Res ¦ Res Small Electric Storage Water Heater (0.92 UEF - 50 Gal) - FS Future Baseline 2028 - Cold ¦ PG&E ¦ Cold | Res ¦ Res Small Electric Storage Water Heater (0.92 UEF - 50 Gal) - FS Future Baseline 2028 - Cold | PG&E ¦ Cold | PG&E | All | Electric & Gas | Res Small Electric Storage Water Heater (0.92 UEF - 50 Gal) - FS Future Baseline 2028 | Efficient | 2028 | 2029 | 1 | Conventional | WaterHeat | Res - Multi Family | Res | ROB and NEW | 0 | Residential Households | water heater | 20 | DEER:Res_ClothesDishWasher | 1562.6667 | 0.10927 | -128.6667 | SWWH025-07, SWWH014-05 | 1245.768 | 2022 | 533.95 | 2022 | 0 | -140.5267 | SWWH025-07, SWWH014-05 | Res Gas Water Heaters - Cold ¦ PG&E ¦ Cold | Res Gas Water Heaters - Cold | 0.1935 | 0.5 | 0 | RASS 2019 | 0 | 2012 | 1 | SWWH025-07, SWWH014-05
RES-WATERHEAT-FS-10B.7 | Res ¦ Res Small Electric Storage Water Heater (0.92 UEF - 50 Gal) - FS Future Baseline 2028 - Marine ¦ SCG ¦ Marine | Res ¦ Res Small Electric Storage Water Heater (0.92 UEF - 50 Gal) - FS Future Baseline 2028 - Marine | SCG ¦ Marine | SCG | All | Electric & Gas | Res Small Electric Storage Water Heater (0.92 UEF - 50 Gal) - FS Future Baseline 2028 | Efficient | 2028 | 2029 | 1 | Conventional | WaterHeat | Res - Single Family | Res | ROB and NEW | 0 | Residential Households | water heater | 20 | DEER:Res_ClothesDishWasher | 1529 | 0.11257 | -130.6667 | SWWH025-07, SWWH014-05 | 1245.768 | 2022 | 533.95 | 2022 | 0 | -140.5267 | SWWH025-07, SWWH014-05 | Res Gas Water Heaters - Marine ¦ SCG ¦ Marine | Res Gas Water Heaters - Marine | 0.84553 | 0.5 | 0 | RASS 2019 | 0 | 2012 | 1 | SWWH025-07, SWWH014-05
RES-WATERHEAT-FS-10B.8 | Res ¦ Res Small Electric Storage Water Heater (0.92 UEF - 50 Gal) - FS Future Baseline 2028 - Marine ¦ SCG ¦ Marine | Res ¦ Res Small Electric Storage Water Heater (0.92 UEF - 50 Gal) - FS Future Baseline 2028 - Marine | SCG ¦ Marine | SCG | All | Electric & Gas | Res Small Electric Storage Water Heater (0.92 UEF - 50 Gal) - FS Future Baseline 2028 | Efficient | 2028 | 2029 | 1 | Conventional | WaterHeat | Res - Multi Family | Res | ROB and NEW | 0 | Residential Households | water heater | 20 | DEER:Res_ClothesDishWasher | 1328.3333 | 0.11403 | -114.6667 | SWWH025-07, SWWH014-05 | 1245.768 | 2022 | 533.95 | 2022 | 0 | -140.5267 | SWWH025-07, SWWH014-05 | Res Gas Water Heaters - Marine ¦ SCG ¦ Marine | Res Gas Water Heaters - Marine | 0.33538 | 0.5 | 0 | RASS 2019 | 0 | 2012 | 1 | SWWH025-07, SWWH014-05
RES-WATERHEAT-FS-10B.9 | Res ¦ Res Small Electric Storage Water Heater (0.92 UEF - 50 Gal) - FS Future Baseline 2028 - Hot-Dry ¦ SCG ¦ Hot-Dry | Res ¦ Res Small Electric Storage Water Heater (0.92 UEF - 50 Gal) - FS Future Baseline 2028 - Hot-Dry | SCG ¦ Hot-Dry | SCG | All | Electric & Gas | Res Small Electric Storage Water Heater (0.92 UEF - 50 Gal) - FS Future Baseline 2028 | Efficient | 2028 | 2029 | 1 | Conventional | WaterHeat | Res - Single Family | Res | ROB and NEW | 0 | Residential Households | water heater | 20 | DEER:Res_ClothesDishWasher | 1506.3333 | 0.10597 | -128 | SWWH025-07, SWWH014-05 | 1245.768 | 2022 | 533.95 | 2022 | 0 | -140.5267 | SWWH025-07, SWWH014-05 | Res Gas Water Heaters - Hot-Dry ¦ SCG ¦ Hot-Dry | Res Gas Water Heaters - Hot-Dry | 0.86306 | 0.5 | 0 | RASS 2019 | 0 | 2012 | 1 | SWWH025-07, SWWH014-05
RES-WATERHEAT-FS-10B.10 | Res ¦ Res Small Electric Storage Water Heater (0.92 UEF - 50 Gal) - FS Future Baseline 2028 - Hot-Dry ¦ SCG ¦ Hot-Dry | Res ¦ Res Small Electric Storage Water Heater (0.92 UEF - 50 Gal) - FS Future Baseline 2028 - Hot-Dry | SCG ¦ Hot-Dry | SCG | All | Electric & Gas | Res Small Electric Storage Water Heater (0.92 UEF - 50 Gal) - FS Future Baseline 2028 | Efficient | 2028 | 2029 | 1 | Conventional | WaterHeat | Res - Multi Family | Res | ROB and NEW | 0 | Residential Households | water heater | 20 | DEER:Res_ClothesDishWasher | 1316 | 0.1023 | -112.6667 | SWWH025-07, SWWH014-05 | 1245.768 | 2022 | 533.95 | 2022 | 0 | -140.5267 | SWWH025-07, SWWH014-05 | Res Gas Water Heaters - Hot-Dry ¦ SCG ¦ Hot-Dry | Res Gas Water Heaters - Hot-Dry | 0.27215 | 0.5 | 0 | RASS 2019 | 0 | 2012 | 1 | SWWH025-07, SWWH014-05
RES-WATERHEAT-FS-10B.11 | Res ¦ Res Small Electric Storage Water Heater (0.92 UEF - 50 Gal) - FS Future Baseline 2028 - Cold ¦ SCG ¦ Cold | Res ¦ Res Small Electric Storage Water Heater (0.92 UEF - 50 Gal) - FS Future Baseline 2028 - Cold | SCG ¦ Cold | SCG | All | Electric & Gas | Res Small Electric Storage Water Heater (0.92 UEF - 50 Gal) - FS Future Baseline 2028 | Efficient | 2028 | 2029 | 1 | Conventional | WaterHeat | Res - Single Family | Res | ROB and NEW | 0 | Residential Households | water heater | 20 | DEER:Res_ClothesDishWasher | 2005 | 0.0869 | -151.3333 | SWWH025-07, SWWH014-05 | 1245.768 | 2022 | 533.95 | 2022 | 0 | -140.5267 | SWWH025-07, SWWH014-05 | Res Gas Water Heaters - Cold ¦ SCG ¦ Cold | Res Gas Water Heaters - Cold | 0.57576 | 0.5 | 0 | RASS 2019 | 0 | 2012 | 1 | SWWH025-07, SWWH014-05
RES-WATERHEAT-FS-10B.12 | Res ¦ Res Small Electric Storage Water Heater (0.92 UEF - 50 Gal) - FS Future Baseline 2028 - Cold ¦ SCG ¦ Cold | Res ¦ Res Small Electric Storage Water Heater (0.92 UEF - 50 Gal) - FS Future Baseline 2028 - Cold | SCG ¦ Cold | SCG | All | Electric & Gas | Res Small Electric Storage Water Heater (0.92 UEF - 50 Gal) - FS Future Baseline 2028 | Efficient | 2028 | 2029 | 1 | Conventional | WaterHeat | Res - Multi Family | Res | ROB and NEW | 0 | Residential Households | water heater | 20 | DEER:Res_ClothesDishWasher | 1562.6667 | 0.10927 | -128.6667 | SWWH025-07, SWWH014-05 | 1245.768 | 2022 | 533.95 | 2022 | 0 | -140.5267 | SWWH025-07, SWWH014-05 | Res Gas Water Heaters - Cold ¦ SCG ¦ Cold | Res Gas Water Heaters - Cold | 0.1935 | 0.5 | 0 | RASS 2019 | 0 | 2012 | 1 | SWWH025-07, SWWH014-05
RES-WATERHEAT-FS-10B.13 | Res ¦ Res Small Electric Storage Water Heater (0.92 UEF - 50 Gal) - FS Future Baseline 2028 - Marine ¦ SDG&E ¦ Marine | Res ¦ Res Small Electric Storage Water Heater (0.92 UEF - 50 Gal) - FS Future Baseline 2028 - Marine | SDG&E ¦ Marine | SDG&E | All | Electric & Gas | Res Small Electric Storage Water Heater (0.92 UEF - 50 Gal) - FS Future Baseline 2028 | Efficient | 2028 | 2029 | 1 | Conventional | WaterHeat | Res - Single Family | Res | ROB and NEW | 0 | Residential Households | water heater | 20 | DEER:Res_ClothesDishWasher | 1529 | 0.11257 | -130.6667 | SWWH025-07, SWWH014-05 | 1245.768 | 2022 | 533.95 | 2022 | 0 | -140.5267 | SWWH025-07, SWWH014-05 | Res Gas Water Heaters - Marine ¦ SDG&E ¦ Marine | Res Gas Water Heaters - Marine | 0.92491 | 0.5 | 0 | RASS 2019 | 0 | 2012 | 1 | SWWH025-07, SWWH014-05
RES-WATERHEAT-FS-10B.14 | Res ¦ Res Small Electric Storage Water Heater (0.92 UEF - 50 Gal) - FS Future Baseline 2028 - Marine ¦ SDG&E ¦ Marine | Res ¦ Res Small Electric Storage Water Heater (0.92 UEF - 50 Gal) - FS Future Baseline 2028 - Marine | SDG&E ¦ Marine | SDG&E | All | Electric & Gas | Res Small Electric Storage Water Heater (0.92 UEF - 50 Gal) - FS Future Baseline 2028 | Efficient | 2028 | 2029 | 1 | Conventional | WaterHeat | Res - Multi Family | Res | ROB and NEW | 0 | Residential Households | water heater | 20 | DEER:Res_ClothesDishWasher | 1328.3333 | 0.11403 | -114.6667 | SWWH025-07, SWWH014-05 | 1245.768 | 2022 | 533.95 | 2022 | 0 | -140.5267 | SWWH025-07, SWWH014-05 | Res Gas Water Heaters - Marine ¦ SDG&E ¦ Marine | Res Gas Water Heaters - Marine | 0.52432 | 0.5 | 0 | RASS 2019 | 0 | 2012 | 1 | SWWH025-07, SWWH014-05
RES-WATERHEAT-FS-10B.15 | Res ¦ Res Small Electric Storage Water Heater (0.92 UEF - 50 Gal) - FS Future Baseline 2028 - Hot-Dry ¦ SDG&E ¦ Hot-Dry | Res ¦ Res Small Electric Storage Water Heater (0.92 UEF - 50 Gal) - FS Future Baseline 2028 - Hot-Dry | SDG&E ¦ Hot-Dry | SDG&E | All | Electric & Gas | Res Small Electric Storage Water Heater (0.92 UEF - 50 Gal) - FS Future Baseline 2028 | Efficient | 2028 | 2029 | 1 | Conventional | WaterHeat | Res - Single Family | Res | ROB and NEW | 0 | Residential Households | water heater | 20 | DEER:Res_ClothesDishWasher | 1522.3333 | 0.1133 | -130.6667 | SWWH025-07, SWWH014-05 | 1245.768 | 2022 | 533.95 | 2022 | 0 | -140.5267 | SWWH025-07, SWWH014-05 | Res Gas Water Heaters - Hot-Dry ¦ SDG&E ¦ Hot-Dry | Res Gas Water Heaters - Hot-Dry | 0.88872 | 0.5 | 0 | RASS 2019 | 0 | 2012 | 1 | SWWH025-07, SWWH014-05
RES-WATERHEAT-FS-10B.16 | Res ¦ Res Small Electric Storage Water Heater (0.92 UEF - 50 Gal) - FS Future Baseline 2028 - Hot-Dry ¦ SDG&E ¦ Hot-Dry | Res ¦ Res Small Electric Storage Water Heater (0.92 UEF - 50 Gal) - FS Future Baseline 2028 - Hot-Dry | SDG&E ¦ Hot-Dry | SDG&E | All | Electric & Gas | Res Small Electric Storage Water Heater (0.92 UEF - 50 Gal) - FS Future Baseline 2028 | Efficient | 2028 | 2029 | 1 | Conventional | WaterHeat | Res - Multi Family | Res | ROB and NEW | 0 | Residential Households | water heater | 20 | DEER:Res_ClothesDishWasher | 1324.6667 | 0.11623 | -114 | SWWH025-07, SWWH014-05 | 1245.768 | 2022 | 533.95 | 2022 | 0 | -140.5267 | SWWH025-07, SWWH014-05 | Res Gas Water Heaters - Hot-Dry ¦ SDG&E ¦ Hot-Dry | Res Gas Water Heaters - Hot-Dry | 0.32533 | 0.5 | 0 | RASS 2019 | 0 | 2012 | 1 | SWWH025-07, SWWH014-05
RES-WATERHEAT-FS-10C.1 | Res ¦ Res Small Electric Storage Water Heater (0.92 UEF - 50 Gal) - FS Future Baseline 2029 - Marine ¦ PG&E ¦ Marine | Res ¦ Res Small Electric Storage Water Heater (0.92 UEF - 50 Gal) - FS Future Baseline 2029 - Marine | PG&E ¦ Marine | PG&E | All | Electric & Gas | Res Small Electric Storage Water Heater (0.92 UEF - 50 Gal) - FS Future Baseline 2029 | Efficient | 2029 |  | 1 | Conventional | WaterHeat | Res - Single Family | Res | ROB and NEW | 0 | Residential Households | water heater | 20 | DEER:Res_ClothesDishWasher | 2521 | 0.1298 | -213 | SWWH014-05 | 1323.487 | 2022 | 596.2 | 2022 | 0 | -210.79 | SWWH014-05 | Res Gas Water Heaters - Marine ¦ PG&E ¦ Marine | Res Gas Water Heaters - Marine | 0.8548 | 0.5 | 0 | RASS 2019 | 0 | 2012 | 1 | SWWH014-05
RES-WATERHEAT-FS-10C.2 | Res ¦ Res Small Electric Storage Water Heater (0.92 UEF - 50 Gal) - FS Future Baseline 2029 - Marine ¦ PG&E ¦ Marine | Res ¦ Res Small Electric Storage Water Heater (0.92 UEF - 50 Gal) - FS Future Baseline 2029 - Marine | PG&E ¦ Marine | PG&E | All | Electric & Gas | Res Small Electric Storage Water Heater (0.92 UEF - 50 Gal) - FS Future Baseline 2029 | Efficient | 2029 |  | 1 | Conventional | WaterHeat | Res - Multi Family | Res | ROB and NEW | 0 | Residential Households | water heater | 20 | DEER:Res_ClothesDishWasher | 2158.5 | 0.1661 | -185 | SWWH014-05 | 1323.487 | 2022 | 596.2 | 2022 | 0 | -210.79 | SWWH014-05 | Res Gas Water Heaters - Marine ¦ PG&E ¦ Marine | Res Gas Water Heaters - Marine | 0.30454 | 0.5 | 0 | RASS 2019 | 0 | 2012 | 1 | SWWH014-05
RES-WATERHEAT-FS-10C.3 | Res ¦ Res Small Electric Storage Water Heater (0.92 UEF - 50 Gal) - FS Future Baseline 2029 - Hot-Dry ¦ PG&E ¦ Hot-Dry | Res ¦ Res Small Electric Storage Water Heater (0.92 UEF - 50 Gal) - FS Future Baseline 2029 - Hot-Dry | PG&E ¦ Hot-Dry | PG&E | All | Electric & Gas | Res Small Electric Storage Water Heater (0.92 UEF - 50 Gal) - FS Future Baseline 2029 | Efficient | 2029 |  | 1 | Conventional | WaterHeat | Res - Single Family | Res | ROB and NEW | 0 | Residential Households | water heater | 20 | DEER:Res_ClothesDishWasher | 2411.5 | 0.12485 | -202 | SWWH014-05 | 1323.487 | 2022 | 596.2 | 2022 | 0 | -210.79 | SWWH014-05 | Res Gas Water Heaters - Hot-Dry ¦ PG&E ¦ Hot-Dry | Res Gas Water Heaters - Hot-Dry | 0.86268 | 0.5 | 0 | RASS 2019 | 0 | 2012 | 1 | SWWH014-05
RES-WATERHEAT-FS-10C.4 | Res ¦ Res Small Electric Storage Water Heater (0.92 UEF - 50 Gal) - FS Future Baseline 2029 - Hot-Dry ¦ PG&E ¦ Hot-Dry | Res ¦ Res Small Electric Storage Water Heater (0.92 UEF - 50 Gal) - FS Future Baseline 2029 - Hot-Dry | PG&E ¦ Hot-Dry | PG&E | All | Electric & Gas | Res Small Electric Storage Water Heater (0.92 UEF - 50 Gal) - FS Future Baseline 2029 | Efficient | 2029 |  | 1 | Conventional | WaterHeat | Res - Multi Family | Res | ROB and NEW | 0 | Residential Households | water heater | 20 | DEER:Res_ClothesDishWasher | 2069 | 0.1485 | -177 | SWWH014-05 | 1323.487 | 2022 | 596.2 | 2022 | 0 | -210.79 | SWWH014-05 | Res Gas Water Heaters - Hot-Dry ¦ PG&E ¦ Hot-Dry | Res Gas Water Heaters - Hot-Dry | 0.35325 | 0.5 | 0 | RASS 2019 | 0 | 2012 | 1 | SWWH014-05
RES-WATERHEAT-FS-10C.5 | Res ¦ Res Small Electric Storage Water Heater (0.92 UEF - 50 Gal) - FS Future Baseline 2029 - Cold ¦ PG&E ¦ Cold | Res ¦ Res Small Electric Storage Water Heater (0.92 UEF - 50 Gal) - FS Future Baseline 2029 - Cold | PG&E ¦ Cold | PG&E | All | Electric & Gas | Res Small Electric Storage Water Heater (0.92 UEF - 50 Gal) - FS Future Baseline 2029 | Efficient | 2029 |  | 1 | Conventional | WaterHeat | Res - Single Family | Res | ROB and NEW | 0 | Residential Households | water heater | 20 | DEER:Res_ClothesDishWasher | 3007.5 | 0.13035 | -227 | SWWH014-05 | 1323.487 | 2022 | 596.2 | 2022 | 0 | -210.79 | SWWH014-05 | Res Gas Water Heaters - Cold ¦ PG&E ¦ Cold | Res Gas Water Heaters - Cold | 0.77281 | 0.5 | 0 | RASS 2019 | 0 | 2012 | 1 | SWWH014-05
RES-WATERHEAT-FS-10C.6 | Res ¦ Res Small Electric Storage Water Heater (0.92 UEF - 50 Gal) - FS Future Baseline 2029 - Cold ¦ PG&E ¦ Cold | Res ¦ Res Small Electric Storage Water Heater (0.92 UEF - 50 Gal) - FS Future Baseline 2029 - Cold | PG&E ¦ Cold | PG&E | All | Electric & Gas | Res Small Electric Storage Water Heater (0.92 UEF - 50 Gal) - FS Future Baseline 2029 | Efficient | 2029 |  | 1 | Conventional | WaterHeat | Res - Multi Family | Res | ROB and NEW | 0 | Residential Households | water heater | 20 | DEER:Res_ClothesDishWasher | 2344 | 0.1639 | -193 | SWWH014-05 | 1323.487 | 2022 | 596.2 | 2022 | 0 | -210.79 | SWWH014-05 | Res Gas Water Heaters - Cold ¦ PG&E ¦ Cold | Res Gas Water Heaters - Cold | 0.1935 | 0.5 | 0 | RASS 2019 | 0 | 2012 | 1 | SWWH014-05
RES-WATERHEAT-FS-10C.7 | Res ¦ Res Small Electric Storage Water Heater (0.92 UEF - 50 Gal) - FS Future Baseline 2029 - Marine ¦ SCG ¦ Marine | Res ¦ Res Small Electric Storage Water Heater (0.92 UEF - 50 Gal) - FS Future Baseline 2029 - Marine | SCG ¦ Marine | SCG | All | Electric & Gas | Res Small Electric Storage Water Heater (0.92 UEF - 50 Gal) - FS Future Baseline 2029 | Efficient | 2029 |  | 1 | Conventional | WaterHeat | Res - Single Family | Res | ROB and NEW | 0 | Residential Households | water heater | 20 | DEER:Res_ClothesDishWasher | 2293.5 | 0.16885 | -196 | SWWH014-05 | 1323.487 | 2022 | 596.2 | 2022 | 0 | -210.79 | SWWH014-05 | Res Gas Water Heaters - Marine ¦ SCG ¦ Marine | Res Gas Water Heaters - Marine | 0.84553 | 0.5 | 0 | RASS 2019 | 0 | 2012 | 1 | SWWH014-05
RES-WATERHEAT-FS-10C.8 | Res ¦ Res Small Electric Storage Water Heater (0.92 UEF - 50 Gal) - FS Future Baseline 2029 - Marine ¦ SCG ¦ Marine | Res ¦ Res Small Electric Storage Water Heater (0.92 UEF - 50 Gal) - FS Future Baseline 2029 - Marine | SCG ¦ Marine | SCG | All | Electric & Gas | Res Small Electric Storage Water Heater (0.92 UEF - 50 Gal) - FS Future Baseline 2029 | Efficient | 2029 |  | 1 | Conventional | WaterHeat | Res - Multi Family | Res | ROB and NEW | 0 | Residential Households | water heater | 20 | DEER:Res_ClothesDishWasher | 1992.5 | 0.17105 | -172 | SWWH014-05 | 1323.487 | 2022 | 596.2 | 2022 | 0 | -210.79 | SWWH014-05 | Res Gas Water Heaters - Marine ¦ SCG ¦ Marine | Res Gas Water Heaters - Marine | 0.33538 | 0.5 | 0 | RASS 2019 | 0 | 2012 | 1 | SWWH014-05
RES-WATERHEAT-FS-10C.9 | Res ¦ Res Small Electric Storage Water Heater (0.92 UEF - 50 Gal) - FS Future Baseline 2029 - Hot-Dry ¦ SCG ¦ Hot-Dry | Res ¦ Res Small Electric Storage Water Heater (0.92 UEF - 50 Gal) - FS Future Baseline 2029 - Hot-Dry | SCG ¦ Hot-Dry | SCG | All | Electric & Gas | Res Small Electric Storage Water Heater (0.92 UEF - 50 Gal) - FS Future Baseline 2029 | Efficient | 2029 |  | 1 | Conventional | WaterHeat | Res - Single Family | Res | ROB and NEW | 0 | Residential Households | water heater | 20 | DEER:Res_ClothesDishWasher | 2259.5 | 0.15895 | -192 | SWWH014-05 | 1323.487 | 2022 | 596.2 | 2022 | 0 | -210.79 | SWWH014-05 | Res Gas Water Heaters - Hot-Dry ¦ SCG ¦ Hot-Dry | Res Gas Water Heaters - Hot-Dry | 0.86306 | 0.5 | 0 | RASS 2019 | 0 | 2012 | 1 | SWWH014-05
RES-WATERHEAT-FS-10C.10 | Res ¦ Res Small Electric Storage Water Heater (0.92 UEF - 50 Gal) - FS Future Baseline 2029 - Hot-Dry ¦ SCG ¦ Hot-Dry | Res ¦ Res Small Electric Storage Water Heater (0.92 UEF - 50 Gal) - FS Future Baseline 2029 - Hot-Dry | SCG ¦ Hot-Dry | SCG | All | Electric & Gas | Res Small Electric Storage Water Heater (0.92 UEF - 50 Gal) - FS Future Baseline 2029 | Efficient | 2029 |  | 1 | Conventional | WaterHeat | Res - Multi Family | Res | ROB and NEW | 0 | Residential Households | water heater | 20 | DEER:Res_ClothesDishWasher | 1974 | 0.15345 | -169 | SWWH014-05 | 1323.487 | 2022 | 596.2 | 2022 | 0 | -210.79 | SWWH014-05 | Res Gas Water Heaters - Hot-Dry ¦ SCG ¦ Hot-Dry | Res Gas Water Heaters - Hot-Dry | 0.27215 | 0.5 | 0 | RASS 2019 | 0 | 2012 | 1 | SWWH014-05
RES-WATERHEAT-FS-10C.11 | Res ¦ Res Small Electric Storage Water Heater (0.92 UEF - 50 Gal) - FS Future Baseline 2029 - Cold ¦ SCG ¦ Cold | Res ¦ Res Small Electric Storage Water Heater (0.92 UEF - 50 Gal) - FS Future Baseline 2029 - Cold | SCG ¦ Cold | SCG | All | Electric & Gas | Res Small Electric Storage Water Heater (0.92 UEF - 50 Gal) - FS Future Baseline 2029 | Efficient | 2029 |  | 1 | Conventional | WaterHeat | Res - Single Family | Res | ROB and NEW | 0 | Residential Households | water heater | 20 | DEER:Res_ClothesDishWasher | 3007.5 | 0.13035 | -227 | SWWH014-05 | 1323.487 | 2022 | 596.2 | 2022 | 0 | -210.79 | SWWH014-05 | Res Gas Water Heaters - Cold ¦ SCG ¦ Cold | Res Gas Water Heaters - Cold | 0.57576 | 0.5 | 0 | RASS 2019 | 0 | 2012 | 1 | SWWH014-05
RES-WATERHEAT-FS-10C.12 | Res ¦ Res Small Electric Storage Water Heater (0.92 UEF - 50 Gal) - FS Future Baseline 2029 - Cold ¦ SCG ¦ Cold | Res ¦ Res Small Electric Storage Water Heater (0.92 UEF - 50 Gal) - FS Future Baseline 2029 - Cold | SCG ¦ Cold | SCG | All | Electric & Gas | Res Small Electric Storage Water Heater (0.92 UEF - 50 Gal) - FS Future Baseline 2029 | Efficient | 2029 |  | 1 | Conventional | WaterHeat | Res - Multi Family | Res | ROB and NEW | 0 | Residential Households | water heater | 20 | DEER:Res_ClothesDishWasher | 2344 | 0.1639 | -193 | SWWH014-05 | 1323.487 | 2022 | 596.2 | 2022 | 0 | -210.79 | SWWH014-05 | Res Gas Water Heaters - Cold ¦ SCG ¦ Cold | Res Gas Water Heaters - Cold | 0.1935 | 0.5 | 0 | RASS 2019 | 0 | 2012 | 1 | SWWH014-05
RES-WATERHEAT-FS-10C.13 | Res ¦ Res Small Electric Storage Water Heater (0.92 UEF - 50 Gal) - FS Future Baseline 2029 - Marine ¦ SDG&E ¦ Marine | Res ¦ Res Small Electric Storage Water Heater (0.92 UEF - 50 Gal) - FS Future Baseline 2029 - Marine | SDG&E ¦ Marine | SDG&E | All | Electric & Gas | Res Small Electric Storage Water Heater (0.92 UEF - 50 Gal) - FS Future Baseline 2029 | Efficient | 2029 |  | 1 | Conventional | WaterHeat | Res - Single Family | Res | ROB and NEW | 0 | Residential Households | water heater | 20 | DEER:Res_ClothesDishWasher | 2293.5 | 0.16885 | -196 | SWWH014-05 | 1323.487 | 2022 | 596.2 | 2022 | 0 | -210.79 | SWWH014-05 | Res Gas Water Heaters - Marine ¦ SDG&E ¦ Marine | Res Gas Water Heaters - Marine | 0.92491 | 0.5 | 0 | RASS 2019 | 0 | 2012 | 1 | SWWH014-05
RES-WATERHEAT-FS-10C.14 | Res ¦ Res Small Electric Storage Water Heater (0.92 UEF - 50 Gal) - FS Future Baseline 2029 - Marine ¦ SDG&E ¦ Marine | Res ¦ Res Small Electric Storage Water Heater (0.92 UEF - 50 Gal) - FS Future Baseline 2029 - Marine | SDG&E ¦ Marine | SDG&E | All | Electric & Gas | Res Small Electric Storage Water Heater (0.92 UEF - 50 Gal) - FS Future Baseline 2029 | Efficient | 2029 |  | 1 | Conventional | WaterHeat | Res - Multi Family | Res | ROB and NEW | 0 | Residential Households | water heater | 20 | DEER:Res_ClothesDishWasher | 1992.5 | 0.17105 | -172 | SWWH014-05 | 1323.487 | 2022 | 596.2 | 2022 | 0 | -210.79 | SWWH014-05 | Res Gas Water Heaters - Marine ¦ SDG&E ¦ Marine | Res Gas Water Heaters - Marine | 0.52432 | 0.5 | 0 | RASS 2019 | 0 | 2012 | 1 | SWWH014-05
RES-WATERHEAT-FS-10C.15 | Res ¦ Res Small Electric Storage Water Heater (0.92 UEF - 50 Gal) - FS Future Baseline 2029 - Hot-Dry ¦ SDG&E ¦ Hot-Dry | Res ¦ Res Small Electric Storage Water Heater (0.92 UEF - 50 Gal) - FS Future Baseline 2029 - Hot-Dry | SDG&E ¦ Hot-Dry | SDG&E | All | Electric & Gas | Res Small Electric Storage Water Heater (0.92 UEF - 50 Gal) - FS Future Baseline 2029 | Efficient | 2029 |  | 1 | Conventional | WaterHeat | Res - Single Family | Res | ROB and NEW | 0 | Residential Households | water heater | 20 | DEER:Res_ClothesDishWasher | 2283.5 | 0.16995 | -196 | SWWH014-05 | 1323.487 | 2022 | 596.2 | 2022 | 0 | -210.79 | SWWH014-05 | Res Gas Water Heaters - Hot-Dry ¦ SDG&E ¦ Hot-Dry | Res Gas Water Heaters - Hot-Dry | 0.88872 | 0.5 | 0 | RASS 2019 | 0 | 2012 | 1 | SWWH014-05
RES-WATERHEAT-FS-10C.16 | Res ¦ Res Small Electric Storage Water Heater (0.92 UEF - 50 Gal) - FS Future Baseline 2029 - Hot-Dry ¦ SDG&E ¦ Hot-Dry | Res ¦ Res Small Electric Storage Water Heater (0.92 UEF - 50 Gal) - FS Future Baseline 2029 - Hot-Dry | SDG&E ¦ Hot-Dry | SDG&E | All | Electric & Gas | Res Small Electric Storage Water Heater (0.92 UEF - 50 Gal) - FS Future Baseline 2029 | Efficient | 2029 |  | 1 | Conventional | WaterHeat | Res - Multi Family | Res | ROB and NEW | 0 | Residential Households | water heater | 20 | DEER:Res_ClothesDishWasher | 1987 | 0.17435 | -171 | SWWH014-05 | 1323.487 | 2022 | 596.2 | 2022 | 0 | -210.79 | SWWH014-05 | Res Gas Water Heaters - Hot-Dry ¦ SDG&E ¦ Hot-Dry | Res Gas Water Heaters - Hot-Dry | 0.32533 | 0.5 | 0 | RASS 2019 | 0 | 2012 | 1 | SWWH014-05
RES-WATERHEAT-FS-11.1 | Res ¦ Res Condensing Eff. Small Gas Storage Water Heater (0.68 UEF - 50 Gal) - Marine ¦ PG&E ¦ Marine | Res ¦ Res Condensing Eff. Small Gas Storage Water Heater (0.68 UEF - 50 Gal) - Marine | PG&E ¦ Marine | PG&E | All | Electric & Gas | Res Condensing Eff. Small Gas Storage Water Heater (0.68 UEF - 50 Gal) | Efficient |  | 2029 | 1 | Conventional | WaterHeat | Res - Single Family | Res | ROB and NEW | 0 | Residential Households | water heater | 25 | DEER:Res_ClothesDishWasher | 0 | 0 | -14.28 | SWWH012-03 | 1223.894 | 2022 | 409.45 | 2022 | 0 | 0 | SWWH012-03 | Res Gas Water Heaters - Marine ¦ PG&E ¦ Marine | Res Gas Water Heaters - Marine | 0.8548 | 0.5 | 0.015014 | RASS 2019 | 394.3145 | 2032 | 1 | SWWH012-03
RES-WATERHEAT-FS-11.2 | Res ¦ Res Condensing Eff. Small Gas Storage Water Heater (0.68 UEF - 50 Gal) - Marine ¦ PG&E ¦ Marine | Res ¦ Res Condensing Eff. Small Gas Storage Water Heater (0.68 UEF - 50 Gal) - Marine | PG&E ¦ Marine | PG&E | All | Electric & Gas | Res Condensing Eff. Small Gas Storage Water Heater (0.68 UEF - 50 Gal) | Efficient |  | 2029 | 1 | Conventional | WaterHeat | Res - Multi Family | Res | ROB and NEW | 0 | Residential Households | water heater | 25 | DEER:Res_ClothesDishWasher | 0 | 0 | -11.24 | SWWH012-03 | 1223.894 | 2022 | 409.45 | 2022 | 0 | 0 | SWWH012-03 | Res Gas Water Heaters - Marine ¦ PG&E ¦ Marine | Res Gas Water Heaters - Marine | 0.30454 | 0.5 | 0.04962 | RASS 2019 | 0 | 2012 | 1 | SWWH012-03
RES-WATERHEAT-FS-11.3 | Res ¦ Res Condensing Eff. Small Gas Storage Water Heater (0.68 UEF - 50 Gal) - Hot-Dry ¦ PG&E ¦ Hot-Dry | Res ¦ Res Condensing Eff. Small Gas Storage Water Heater (0.68 UEF - 50 Gal) - Hot-Dry | PG&E ¦ Hot-Dry | PG&E | All | Electric & Gas | Res Condensing Eff. Small Gas Storage Water Heater (0.68 UEF - 50 Gal) | Efficient |  | 2029 | 1 | Conventional | WaterHeat | Res - Single Family | Res | ROB and NEW | 0 | Residential Households | water heater | 25 | DEER:Res_ClothesDishWasher | 0 | 0 | -13.4 | SWWH012-03 | 1223.894 | 2022 | 409.45 | 2022 | 0 | 0 | SWWH012-03 | Res Gas Water Heaters - Hot-Dry ¦ PG&E ¦ Hot-Dry | Res Gas Water Heaters - Hot-Dry | 0.86268 | 0.5 | 0.018731 | RASS 2019 | 394.3145 | 2032 | 1 | SWWH012-03
RES-WATERHEAT-FS-11.4 | Res ¦ Res Condensing Eff. Small Gas Storage Water Heater (0.68 UEF - 50 Gal) - Hot-Dry ¦ PG&E ¦ Hot-Dry | Res ¦ Res Condensing Eff. Small Gas Storage Water Heater (0.68 UEF - 50 Gal) - Hot-Dry | PG&E ¦ Hot-Dry | PG&E | All | Electric & Gas | Res Condensing Eff. Small Gas Storage Water Heater (0.68 UEF - 50 Gal) | Efficient |  | 2029 | 1 | Conventional | WaterHeat | Res - Multi Family | Res | ROB and NEW | 0 | Residential Households | water heater | 25 | DEER:Res_ClothesDishWasher | 0 | 0 | -10.92 | SWWH012-03 | 1223.894 | 2022 | 409.45 | 2022 | 0 | 0 | SWWH012-03 | Res Gas Water Heaters - Hot-Dry ¦ PG&E ¦ Hot-Dry | Res Gas Water Heaters - Hot-Dry | 0.35325 | 0.5 | 0.013093 | RASS 2019 | 0 | 2012 | 1 | SWWH012-03
RES-WATERHEAT-FS-11.5 | Res ¦ Res Condensing Eff. Small Gas Storage Water Heater (0.68 UEF - 50 Gal) - Cold ¦ PG&E ¦ Cold | Res ¦ Res Condensing Eff. Small Gas Storage Water Heater (0.68 UEF - 50 Gal) - Cold | PG&E ¦ Cold | PG&E | All | Electric & Gas | Res Condensing Eff. Small Gas Storage Water Heater (0.68 UEF - 50 Gal) | Efficient |  | 2029 | 1 | Conventional | WaterHeat | Res - Single Family | Res | ROB and NEW | 0 | Residential Households | water heater | 25 | DEER:Res_ClothesDishWasher | 0 | 0 | -15.08 | SWWH012-03 | 1223.894 | 2022 | 409.45 | 2022 | 0 | 0 | SWWH012-03 | Res Gas Water Heaters - Cold ¦ PG&E ¦ Cold | Res Gas Water Heaters - Cold | 0.77281 | 0.5 | 0 | RASS 2019 | 394.3145 | 2032 | 1 | SWWH012-03
RES-WATERHEAT-FS-11.6 | Res ¦ Res Condensing Eff. Small Gas Storage Water Heater (0.68 UEF - 50 Gal) - Cold ¦ PG&E ¦ Cold | Res ¦ Res Condensing Eff. Small Gas Storage Water Heater (0.68 UEF - 50 Gal) - Cold | PG&E ¦ Cold | PG&E | All | Electric & Gas | Res Condensing Eff. Small Gas Storage Water Heater (0.68 UEF - 50 Gal) | Efficient |  | 2029 | 1 | Conventional | WaterHeat | Res - Multi Family | Res | ROB and NEW | 0 | Residential Households | water heater | 25 | DEER:Res_ClothesDishWasher | 0 | 0 | -11.28 | SWWH012-03 | 1223.894 | 2022 | 409.45 | 2022 | 0 | 0 | SWWH012-03 | Res Gas Water Heaters - Cold ¦ PG&E ¦ Cold | Res Gas Water Heaters - Cold | 0.1935 | 0.5 | 0.0026631 | RASS 2019 | 0 | 2012 | 1 | SWWH012-03
RES-WATERHEAT-FS-11.7 | Res ¦ Res Condensing Eff. Small Gas Storage Water Heater (0.68 UEF - 50 Gal) - Marine ¦ SCG ¦ Marine | Res ¦ Res Condensing Eff. Small Gas Storage Water Heater (0.68 UEF - 50 Gal) - Marine | SCG ¦ Marine | SCG | All | Electric & Gas | Res Condensing Eff. Small Gas Storage Water Heater (0.68 UEF - 50 Gal) | Efficient |  | 2029 | 1 | Conventional | WaterHeat | Res - Single Family | Res | ROB and NEW | 0 | Residential Households | water heater | 25 | DEER:Res_ClothesDishWasher | 0 | 0 | -13.08 | SWWH012-03 | 1223.894 | 2022 | 409.45 | 2022 | 0 | 0 | SWWH012-03 | Res Gas Water Heaters - Marine ¦ SCG ¦ Marine | Res Gas Water Heaters - Marine | 0.84553 | 0.5 | 0.0086841 | RASS 2019 | 394.3145 | 2032 | 1 | SWWH012-03
RES-WATERHEAT-FS-11.8 | Res ¦ Res Condensing Eff. Small Gas Storage Water Heater (0.68 UEF - 50 Gal) - Marine ¦ SCG ¦ Marine | Res ¦ Res Condensing Eff. Small Gas Storage Water Heater (0.68 UEF - 50 Gal) - Marine | SCG ¦ Marine | SCG | All | Electric & Gas | Res Condensing Eff. Small Gas Storage Water Heater (0.68 UEF - 50 Gal) | Efficient |  | 2029 | 1 | Conventional | WaterHeat | Res - Multi Family | Res | ROB and NEW | 0 | Residential Households | water heater | 25 | DEER:Res_ClothesDishWasher | 0 | 0 | -10.64 | SWWH012-03 | 1223.894 | 2022 | 409.45 | 2022 | 0 | 0 | SWWH012-03 | Res Gas Water Heaters - Marine ¦ SCG ¦ Marine | Res Gas Water Heaters - Marine | 0.33538 | 0.5 | 0.0022691 | RASS 2019 | 0 | 2012 | 1 | SWWH012-03
RES-WATERHEAT-FS-11.9 | Res ¦ Res Condensing Eff. Small Gas Storage Water Heater (0.68 UEF - 50 Gal) - Hot-Dry ¦ SCG ¦ Hot-Dry | Res ¦ Res Condensing Eff. Small Gas Storage Water Heater (0.68 UEF - 50 Gal) - Hot-Dry | SCG ¦ Hot-Dry | SCG | All | Electric & Gas | Res Condensing Eff. Small Gas Storage Water Heater (0.68 UEF - 50 Gal) | Efficient |  | 2029 | 1 | Conventional | WaterHeat | Res - Single Family | Res | ROB and NEW | 0 | Residential Households | water heater | 25 | DEER:Res_ClothesDishWasher | 0 | 0 | -12.68 | SWWH012-03 | 1223.894 | 2022 | 409.45 | 2022 | 0 | 0 | SWWH012-03 | Res Gas Water Heaters - Hot-Dry ¦ SCG ¦ Hot-Dry | Res Gas Water Heaters - Hot-Dry | 0.86306 | 0.5 | 0.018956 | RASS 2019 | 394.3145 | 2032 | 1 | SWWH012-03
RES-WATERHEAT-FS-11.10 | Res ¦ Res Condensing Eff. Small Gas Storage Water Heater (0.68 UEF - 50 Gal) - Hot-Dry ¦ SCG ¦ Hot-Dry | Res ¦ Res Condensing Eff. Small Gas Storage Water Heater (0.68 UEF - 50 Gal) - Hot-Dry | SCG ¦ Hot-Dry | SCG | All | Electric & Gas | Res Condensing Eff. Small Gas Storage Water Heater (0.68 UEF - 50 Gal) | Efficient |  | 2029 | 1 | Conventional | WaterHeat | Res - Multi Family | Res | ROB and NEW | 0 | Residential Households | water heater | 25 | DEER:Res_ClothesDishWasher | 0 | 0 | -10.52 | SWWH012-03 | 1223.894 | 2022 | 409.45 | 2022 | 0 | 0 | SWWH012-03 | Res Gas Water Heaters - Hot-Dry ¦ SCG ¦ Hot-Dry | Res Gas Water Heaters - Hot-Dry | 0.27215 | 0.5 | 0.023386 | RASS 2019 | 0 | 2012 | 1 | SWWH012-03
RES-WATERHEAT-FS-11.11 | Res ¦ Res Condensing Eff. Small Gas Storage Water Heater (0.68 UEF - 50 Gal) - Cold ¦ SCG ¦ Cold | Res ¦ Res Condensing Eff. Small Gas Storage Water Heater (0.68 UEF - 50 Gal) - Cold | SCG ¦ Cold | SCG | All | Electric & Gas | Res Condensing Eff. Small Gas Storage Water Heater (0.68 UEF - 50 Gal) | Efficient |  | 2029 | 1 | Conventional | WaterHeat | Res - Single Family | Res | ROB and NEW | 0 | Residential Households | water heater | 25 | DEER:Res_ClothesDishWasher | 0 | 0 | -15.08 | SWWH012-03 | 1223.894 | 2022 | 409.45 | 2022 | 0 | 0 | SWWH012-03 | Res Gas Water Heaters - Cold ¦ SCG ¦ Cold | Res Gas Water Heaters - Cold | 0.57576 | 0.5 | 0.0026631 | RASS 2019 | 394.3145 | 2032 | 1 | SWWH012-03
RES-WATERHEAT-FS-11.12 | Res ¦ Res Condensing Eff. Small Gas Storage Water Heater (0.68 UEF - 50 Gal) - Cold ¦ SCG ¦ Cold | Res ¦ Res Condensing Eff. Small Gas Storage Water Heater (0.68 UEF - 50 Gal) - Cold | SCG ¦ Cold | SCG | All | Electric & Gas | Res Condensing Eff. Small Gas Storage Water Heater (0.68 UEF - 50 Gal) | Efficient |  | 2029 | 1 | Conventional | WaterHeat | Res - Multi Family | Res | ROB and NEW | 0 | Residential Households | water heater | 25 | DEER:Res_ClothesDishWasher | 0 | 0 | -11.28 | SWWH012-03 | 1223.894 | 2022 | 409.45 | 2022 | 0 | 0 | SWWH012-03 | Res Gas Water Heaters - Cold ¦ SCG ¦ Cold | Res Gas Water Heaters - Cold | 0.1935 | 0.5 | 0 | RASS 2019 | 0 | 2012 | 1 | SWWH012-03
RES-WATERHEAT-FS-11.13 | Res ¦ Res Condensing Eff. Small Gas Storage Water Heater (0.68 UEF - 50 Gal) - Marine ¦ SDG&E ¦ Marine | Res ¦ Res Condensing Eff. Small Gas Storage Water Heater (0.68 UEF - 50 Gal) - Marine | SDG&E ¦ Marine | SDG&E | All | Electric & Gas | Res Condensing Eff. Small Gas Storage Water Heater (0.68 UEF - 50 Gal) | Efficient |  | 2029 | 1 | Conventional | WaterHeat | Res - Single Family | Res | ROB and NEW | 0 | Residential Households | water heater | 25 | DEER:Res_ClothesDishWasher | 0 | 0 | -13.08 | SWWH012-03 | 1223.894 | 2022 | 409.45 | 2022 | 0 | 0 | SWWH012-03 | Res Gas Water Heaters - Marine ¦ SDG&E ¦ Marine | Res Gas Water Heaters - Marine | 0.92491 | 0.5 | 0.0037976 | RASS 2019 | 394.3145 | 2032 | 1 | SWWH012-03
RES-WATERHEAT-FS-11.14 | Res ¦ Res Condensing Eff. Small Gas Storage Water Heater (0.68 UEF - 50 Gal) - Marine ¦ SDG&E ¦ Marine | Res ¦ Res Condensing Eff. Small Gas Storage Water Heater (0.68 UEF - 50 Gal) - Marine | SDG&E ¦ Marine | SDG&E | All | Electric & Gas | Res Condensing Eff. Small Gas Storage Water Heater (0.68 UEF - 50 Gal) | Efficient |  | 2029 | 1 | Conventional | WaterHeat | Res - Multi Family | Res | ROB and NEW | 0 | Residential Households | water heater | 25 | DEER:Res_ClothesDishWasher | 0 | 0 | -10.64 | SWWH012-03 | 1223.894 | 2022 | 409.45 | 2022 | 0 | 0 | SWWH012-03 | Res Gas Water Heaters - Marine ¦ SDG&E ¦ Marine | Res Gas Water Heaters - Marine | 0.52432 | 0.5 | 0 | RASS 2019 | 0 | 2012 | 1 | SWWH012-03
RES-WATERHEAT-FS-11.15 | Res ¦ Res Condensing Eff. Small Gas Storage Water Heater (0.68 UEF - 50 Gal) - Hot-Dry ¦ SDG&E ¦ Hot-Dry | Res ¦ Res Condensing Eff. Small Gas Storage Water Heater (0.68 UEF - 50 Gal) - Hot-Dry | SDG&E ¦ Hot-Dry | SDG&E | All | Electric & Gas | Res Condensing Eff. Small Gas Storage Water Heater (0.68 UEF - 50 Gal) | Efficient |  | 2029 | 1 | Conventional | WaterHeat | Res - Single Family | Res | ROB and NEW | 0 | Residential Households | water heater | 25 | DEER:Res_ClothesDishWasher | 0 | 0 | -13.04 | SWWH012-03 | 1223.894 | 2022 | 409.45 | 2022 | 0 | 0 | SWWH012-03 | Res Gas Water Heaters - Hot-Dry ¦ SDG&E ¦ Hot-Dry | Res Gas Water Heaters - Hot-Dry | 0.88872 | 0.5 | 0.0032064 | RASS 2019 | 394.3145 | 2032 | 1 | SWWH012-03
RES-WATERHEAT-FS-11.16 | Res ¦ Res Condensing Eff. Small Gas Storage Water Heater (0.68 UEF - 50 Gal) - Hot-Dry ¦ SDG&E ¦ Hot-Dry | Res ¦ Res Condensing Eff. Small Gas Storage Water Heater (0.68 UEF - 50 Gal) - Hot-Dry | SDG&E ¦ Hot-Dry | SDG&E | All | Electric & Gas | Res Condensing Eff. Small Gas Storage Water Heater (0.68 UEF - 50 Gal) | Efficient |  | 2029 | 1 | Conventional | WaterHeat | Res - Multi Family | Res | ROB and NEW | 0 | Residential Households | water heater | 25 | DEER:Res_ClothesDishWasher | 0 | 0 | -10.64 | SWWH012-03 | 1223.894 | 2022 | 409.45 | 2022 | 0 | 0 | SWWH012-03 | Res Gas Water Heaters - Hot-Dry ¦ SDG&E ¦ Hot-Dry | Res Gas Water Heaters - Hot-Dry | 0.32533 | 0.5 | 0.039592 | RASS 2019 | 0 | 2012 | 1 | SWWH012-03
RES-WATERHEAT-FS-12.1 | Res ¦ Res Tankless Gas Water Heater (0.87 UEF - High Draw) - Marine ¦ PG&E ¦ Marine | Res ¦ Res Tankless Gas Water Heater (0.87 UEF - High Draw) - Marine | PG&E ¦ Marine | PG&E | All | Electric & Gas | Res Tankless Gas Water Heater (0.87 UEF - High Draw) | Efficient |  | 2029 | 1 | Conventional | WaterHeat | Res - Single Family | Res | ROB and NEW | 0 | Residential Households | water heater | 20 | DEER:Res_ClothesDishWasher | 4.52 | 0.00062 | -36.44 | SWWH013-03 | 1300.202 | 2022 | 565.31 | 2022 | 0 | 0 | SWWH013-03 | Res Gas Water Heaters - Marine ¦ PG&E ¦ Marine | Res Gas Water Heaters - Marine | 0.8548 | 0.5 | 0.067293 | RASS 2019 | 394.3145 | 2032 | 1 | SWWH013-03
RES-WATERHEAT-FS-12.2 | Res ¦ Res Tankless Gas Water Heater (0.87 UEF - High Draw) - Marine ¦ PG&E ¦ Marine | Res ¦ Res Tankless Gas Water Heater (0.87 UEF - High Draw) - Marine | PG&E ¦ Marine | PG&E | All | Electric & Gas | Res Tankless Gas Water Heater (0.87 UEF - High Draw) | Efficient |  | 2029 | 1 | Conventional | WaterHeat | Res - Multi Family | Res | ROB and NEW | 0 | Residential Households | water heater | 20 | DEER:Res_ClothesDishWasher | 4.4 | 0.000788 | -30.2 | SWWH013-03 | 1300.202 | 2022 | 565.31 | 2022 | 0 | 0 | SWWH013-03 | Res Gas Water Heaters - Marine ¦ PG&E ¦ Marine | Res Gas Water Heaters - Marine | 0.30454 | 0.5 | 0.12932 | RASS 2019 | 0 | 2012 | 1 | SWWH013-03
RES-WATERHEAT-FS-12.3 | Res ¦ Res Tankless Gas Water Heater (0.87 UEF - High Draw) - Hot-Dry ¦ PG&E ¦ Hot-Dry | Res ¦ Res Tankless Gas Water Heater (0.87 UEF - High Draw) - Hot-Dry | PG&E ¦ Hot-Dry | PG&E | All | Electric & Gas | Res Tankless Gas Water Heater (0.87 UEF - High Draw) | Efficient |  | 2029 | 1 | Conventional | WaterHeat | Res - Single Family | Res | ROB and NEW | 0 | Residential Households | water heater | 20 | DEER:Res_ClothesDishWasher | 4.32 | 0.000552 | -34.48 | SWWH013-03 | 1300.202 | 2022 | 565.31 | 2022 | 0 | 0 | SWWH013-03 | Res Gas Water Heaters - Hot-Dry ¦ PG&E ¦ Hot-Dry | Res Gas Water Heaters - Hot-Dry | 0.86268 | 0.5 | 0.081726 | RASS 2019 | 394.3145 | 2032 | 1 | SWWH013-03
RES-WATERHEAT-FS-12.4 | Res ¦ Res Tankless Gas Water Heater (0.87 UEF - High Draw) - Hot-Dry ¦ PG&E ¦ Hot-Dry | Res ¦ Res Tankless Gas Water Heater (0.87 UEF - High Draw) - Hot-Dry | PG&E ¦ Hot-Dry | PG&E | All | Electric & Gas | Res Tankless Gas Water Heater (0.87 UEF - High Draw) | Efficient |  | 2029 | 1 | Conventional | WaterHeat | Res - Multi Family | Res | ROB and NEW | 0 | Residential Households | water heater | 20 | DEER:Res_ClothesDishWasher | 4.16 | 0.000704 | -29.12 | SWWH013-03 | 1300.202 | 2022 | 565.31 | 2022 | 0 | 0 | SWWH013-03 | Res Gas Water Heaters - Hot-Dry ¦ PG&E ¦ Hot-Dry | Res Gas Water Heaters - Hot-Dry | 0.35325 | 0.5 | 0.070424 | RASS 2019 | 0 | 2012 | 1 | SWWH013-03
RES-WATERHEAT-FS-12.5 | Res ¦ Res Tankless Gas Water Heater (0.87 UEF - High Draw) - Cold ¦ PG&E ¦ Cold | Res ¦ Res Tankless Gas Water Heater (0.87 UEF - High Draw) - Cold | PG&E ¦ Cold | PG&E | All | Electric & Gas | Res Tankless Gas Water Heater (0.87 UEF - High Draw) | Efficient |  | 2029 | 1 | Conventional | WaterHeat | Res - Single Family | Res | ROB and NEW | 0 | Residential Households | water heater | 20 | DEER:Res_ClothesDishWasher | 4.84 | 0.000624 | -38.56 | SWWH013-03 | 1300.202 | 2022 | 565.31 | 2022 | 0 | 0 | SWWH013-03 | Res Gas Water Heaters - Cold ¦ PG&E ¦ Cold | Res Gas Water Heaters - Cold | 0.77281 | 0.5 | 0.024526 | RASS 2019 | 394.3145 | 2032 | 1 | SWWH013-03
RES-WATERHEAT-FS-12.6 | Res ¦ Res Tankless Gas Water Heater (0.87 UEF - High Draw) - Cold ¦ PG&E ¦ Cold | Res ¦ Res Tankless Gas Water Heater (0.87 UEF - High Draw) - Cold | PG&E ¦ Cold | PG&E | All | Electric & Gas | Res Tankless Gas Water Heater (0.87 UEF - High Draw) | Efficient |  | 2029 | 1 | Conventional | WaterHeat | Res - Multi Family | Res | ROB and NEW | 0 | Residential Households | water heater | 20 | DEER:Res_ClothesDishWasher | 4.68 | 0.000796 | -30.84 | SWWH013-03 | 1300.202 | 2022 | 565.31 | 2022 | 0 | 0 | SWWH013-03 | Res Gas Water Heaters - Cold ¦ PG&E ¦ Cold | Res Gas Water Heaters - Cold | 0.1935 | 0.5 | 0.084537 | RASS 2019 | 0 | 2012 | 1 | SWWH013-03
RES-WATERHEAT-FS-12.7 | Res ¦ Res Tankless Gas Water Heater (0.87 UEF - High Draw) - Marine ¦ SCG ¦ Marine | Res ¦ Res Tankless Gas Water Heater (0.87 UEF - High Draw) - Marine | SCG ¦ Marine | SCG | All | Electric & Gas | Res Tankless Gas Water Heater (0.87 UEF - High Draw) | Efficient |  | 2029 | 1 | Conventional | WaterHeat | Res - Single Family | Res | ROB and NEW | 0 | Residential Households | water heater | 20 | DEER:Res_ClothesDishWasher | 4.16 | 0.000752 | -33.56 | SWWH013-03 | 1300.202 | 2022 | 565.31 | 2022 | 0 | 0 | SWWH013-03 | Res Gas Water Heaters - Marine ¦ SCG ¦ Marine | Res Gas Water Heaters - Marine | 0.84553 | 0.5 | 0.1108 | RASS 2019 | 394.3145 | 2032 | 1 | SWWH013-03
RES-WATERHEAT-FS-12.8 | Res ¦ Res Tankless Gas Water Heater (0.87 UEF - High Draw) - Marine ¦ SCG ¦ Marine | Res ¦ Res Tankless Gas Water Heater (0.87 UEF - High Draw) - Marine | SCG ¦ Marine | SCG | All | Electric & Gas | Res Tankless Gas Water Heater (0.87 UEF - High Draw) | Efficient |  | 2029 | 1 | Conventional | WaterHeat | Res - Multi Family | Res | ROB and NEW | 0 | Residential Households | water heater | 20 | DEER:Res_ClothesDishWasher | 4.04 | 0.000804 | -28.4 | SWWH013-03 | 1300.202 | 2022 | 565.31 | 2022 | 0 | 0 | SWWH013-03 | Res Gas Water Heaters - Marine ¦ SCG ¦ Marine | Res Gas Water Heaters - Marine | 0.33538 | 0.5 | 0.015858 | RASS 2019 | 0 | 2012 | 1 | SWWH013-03
RES-WATERHEAT-FS-12.9 | Res ¦ Res Tankless Gas Water Heater (0.87 UEF - High Draw) - Hot-Dry ¦ SCG ¦ Hot-Dry | Res ¦ Res Tankless Gas Water Heater (0.87 UEF - High Draw) - Hot-Dry | SCG ¦ Hot-Dry | SCG | All | Electric & Gas | Res Tankless Gas Water Heater (0.87 UEF - High Draw) | Efficient |  | 2029 | 1 | Conventional | WaterHeat | Res - Single Family | Res | ROB and NEW | 0 | Residential Households | water heater | 20 | DEER:Res_ClothesDishWasher | 4.08 | 0.000716 | -32.72 | SWWH013-03 | 1300.202 | 2022 | 565.31 | 2022 | 0 | 0 | SWWH013-03 | Res Gas Water Heaters - Hot-Dry ¦ SCG ¦ Hot-Dry | Res Gas Water Heaters - Hot-Dry | 0.86306 | 0.5 | 0.082217 | RASS 2019 | 394.3145 | 2032 | 1 | SWWH013-03
RES-WATERHEAT-FS-12.10 | Res ¦ Res Tankless Gas Water Heater (0.87 UEF - High Draw) - Hot-Dry ¦ SCG ¦ Hot-Dry | Res ¦ Res Tankless Gas Water Heater (0.87 UEF - High Draw) - Hot-Dry | SCG ¦ Hot-Dry | SCG | All | Electric & Gas | Res Tankless Gas Water Heater (0.87 UEF - High Draw) | Efficient |  | 2029 | 1 | Conventional | WaterHeat | Res - Multi Family | Res | ROB and NEW | 0 | Residential Households | water heater | 20 | DEER:Res_ClothesDishWasher | 3.956 | 0.000764 | -28 | SWWH013-03 | 1300.202 | 2022 | 565.31 | 2022 | 0 | 0 | SWWH013-03 | Res Gas Water Heaters - Hot-Dry ¦ SCG ¦ Hot-Dry | Res Gas Water Heaters - Hot-Dry | 0.27215 | 0.5 | 0.083099 | RASS 2019 | 0 | 2012 | 1 | SWWH013-03
RES-WATERHEAT-FS-12.11 | Res ¦ Res Tankless Gas Water Heater (0.87 UEF - High Draw) - Cold ¦ SCG ¦ Cold | Res ¦ Res Tankless Gas Water Heater (0.87 UEF - High Draw) - Cold | SCG ¦ Cold | SCG | All | Electric & Gas | Res Tankless Gas Water Heater (0.87 UEF - High Draw) | Efficient |  | 2029 | 1 | Conventional | WaterHeat | Res - Single Family | Res | ROB and NEW | 0 | Residential Households | water heater | 20 | DEER:Res_ClothesDishWasher | 4.84 | 0.000624 | -38.56 | SWWH013-03 | 1300.202 | 2022 | 565.31 | 2022 | 0 | 0 | SWWH013-03 | Res Gas Water Heaters - Cold ¦ SCG ¦ Cold | Res Gas Water Heaters - Cold | 0.57576 | 0.5 | 0.084537 | RASS 2019 | 394.3145 | 2032 | 1 | SWWH013-03
RES-WATERHEAT-FS-12.12 | Res ¦ Res Tankless Gas Water Heater (0.87 UEF - High Draw) - Cold ¦ SCG ¦ Cold | Res ¦ Res Tankless Gas Water Heater (0.87 UEF - High Draw) - Cold | SCG ¦ Cold | SCG | All | Electric & Gas | Res Tankless Gas Water Heater (0.87 UEF - High Draw) | Efficient |  | 2029 | 1 | Conventional | WaterHeat | Res - Multi Family | Res | ROB and NEW | 0 | Residential Households | water heater | 20 | DEER:Res_ClothesDishWasher | 4.68 | 0.000796 | -30.84 | SWWH013-03 | 1300.202 | 2022 | 565.31 | 2022 | 0 | 0 | SWWH013-03 | Res Gas Water Heaters - Cold ¦ SCG ¦ Cold | Res Gas Water Heaters - Cold | 0.1935 | 0.5 | 0 | RASS 2019 | 0 | 2012 | 1 | SWWH013-03
RES-WATERHEAT-FS-12.13 | Res ¦ Res Tankless Gas Water Heater (0.87 UEF - High Draw) - Marine ¦ SDG&E ¦ Marine | Res ¦ Res Tankless Gas Water Heater (0.87 UEF - High Draw) - Marine | SDG&E ¦ Marine | SDG&E | All | Electric & Gas | Res Tankless Gas Water Heater (0.87 UEF - High Draw) | Efficient |  | 2029 | 1 | Conventional | WaterHeat | Res - Single Family | Res | ROB and NEW | 0 | Residential Households | water heater | 20 | DEER:Res_ClothesDishWasher | 4.16 | 0.000752 | -33.56 | SWWH013-03 | 1300.202 | 2022 | 565.31 | 2022 | 0 | 0 | SWWH013-03 | Res Gas Water Heaters - Marine ¦ SDG&E ¦ Marine | Res Gas Water Heaters - Marine | 0.92491 | 0.5 | 0.12372 | RASS 2019 | 394.3145 | 2032 | 1 | SWWH013-03
RES-WATERHEAT-FS-12.14 | Res ¦ Res Tankless Gas Water Heater (0.87 UEF - High Draw) - Marine ¦ SDG&E ¦ Marine | Res ¦ Res Tankless Gas Water Heater (0.87 UEF - High Draw) - Marine | SDG&E ¦ Marine | SDG&E | All | Electric & Gas | Res Tankless Gas Water Heater (0.87 UEF - High Draw) | Efficient |  | 2029 | 1 | Conventional | WaterHeat | Res - Multi Family | Res | ROB and NEW | 0 | Residential Households | water heater | 20 | DEER:Res_ClothesDishWasher | 4.04 | 0.000804 | -28.4 | SWWH013-03 | 1300.202 | 2022 | 565.31 | 2022 | 0 | 0 | SWWH013-03 | Res Gas Water Heaters - Marine ¦ SDG&E ¦ Marine | Res Gas Water Heaters - Marine | 0.52432 | 0.5 | 0.02306 | RASS 2019 | 0 | 2012 | 1 | SWWH013-03
RES-WATERHEAT-FS-12.15 | Res ¦ Res Tankless Gas Water Heater (0.87 UEF - High Draw) - Hot-Dry ¦ SDG&E ¦ Hot-Dry | Res ¦ Res Tankless Gas Water Heater (0.87 UEF - High Draw) - Hot-Dry | SDG&E ¦ Hot-Dry | SDG&E | All | Electric & Gas | Res Tankless Gas Water Heater (0.87 UEF - High Draw) | Efficient |  | 2029 | 1 | Conventional | WaterHeat | Res - Single Family | Res | ROB and NEW | 0 | Residential Households | water heater | 20 | DEER:Res_ClothesDishWasher | 4.16 | 0.000748 | -33.48 | SWWH013-03 | 1300.202 | 2022 | 565.31 | 2022 | 0 | 0 | SWWH013-03 | Res Gas Water Heaters - Hot-Dry ¦ SDG&E ¦ Hot-Dry | Res Gas Water Heaters - Hot-Dry | 0.88872 | 0.5 | 0.085662 | RASS 2019 | 394.3145 | 2032 | 1 | SWWH013-03
RES-WATERHEAT-FS-12.16 | Res ¦ Res Tankless Gas Water Heater (0.87 UEF - High Draw) - Hot-Dry ¦ SDG&E ¦ Hot-Dry | Res ¦ Res Tankless Gas Water Heater (0.87 UEF - High Draw) - Hot-Dry | SDG&E ¦ Hot-Dry | SDG&E | All | Electric & Gas | Res Tankless Gas Water Heater (0.87 UEF - High Draw) | Efficient |  | 2029 | 1 | Conventional | WaterHeat | Res - Multi Family | Res | ROB and NEW | 0 | Residential Households | water heater | 20 | DEER:Res_ClothesDishWasher | 4.04 | 0.0008 | -28.36 | SWWH013-03 | 1300.202 | 2022 | 565.31 | 2022 | 0 | 0 | SWWH013-03 | Res Gas Water Heaters - Hot-Dry ¦ SDG&E ¦ Hot-Dry | Res Gas Water Heaters - Hot-Dry | 0.32533 | 0.5 | 0.15292 | RASS 2019 | 0 | 2012 | 1 | SWWH013-03
RES-WATERHEAT-FS-13.1 | Res ¦ Res Heat Pump Water Heater (3.30 UEF - 50 Gal) - Fuel Sub - Marine ¦ PG&E ¦ Marine | Res ¦ Res Heat Pump Water Heater (3.30 UEF - 50 Gal) - Fuel Sub - Marine | PG&E ¦ Marine | PG&E | All | Electric & Gas | Res Heat Pump Water Heater (3.30 UEF - 50 Gal) - Fuel Sub | Efficient |  |  | 1 | Conventional | WaterHeat | Res - Single Family | Res | ROB Only | 1 | Residential Households | water heater | 20 | DEER:Res_ClothesDishWasher | 1630 | 0 | -213 | SWWH025-07 | 1895.3 | 2022 | 596.2 | 2022 | 0 | -210.79 | SWWH025-07 | Res Gas Water Heaters - Marine ¦ PG&E ¦ Marine | Res Gas Water Heaters - Marine | 0.8548 | 0.5 | 0 | RASS 2019 | 569.2133 | 2032 | 1 | SWWH025-07
RES-WATERHEAT-FS-13.2 | Res ¦ Res Heat Pump Water Heater (3.30 UEF - 50 Gal) - Fuel Sub - Marine ¦ PG&E ¦ Marine | Res ¦ Res Heat Pump Water Heater (3.30 UEF - 50 Gal) - Fuel Sub - Marine | PG&E ¦ Marine | PG&E | All | Electric & Gas | Res Heat Pump Water Heater (3.30 UEF - 50 Gal) - Fuel Sub | Efficient |  |  | 1 | Conventional | WaterHeat | Res - Multi Family | Res | ROB Only | 1 | Residential Households | water heater | 20 | DEER:Res_ClothesDishWasher | 1240 | 0 | -185 | SWWH025-07 | 1895.3 | 2022 | 596.2 | 2022 | 0 | -210.79 | SWWH025-07 | Res Gas Water Heaters - Marine ¦ PG&E ¦ Marine | Res Gas Water Heaters - Marine | 0.30454 | 0.5 | 0 | RASS 2019 | 0 | 2012 | 1 | SWWH025-07
RES-WATERHEAT-FS-13.3 | Res ¦ Res Heat Pump Water Heater (3.30 UEF - 50 Gal) - Fuel Sub - Hot-Dry ¦ PG&E ¦ Hot-Dry | Res ¦ Res Heat Pump Water Heater (3.30 UEF - 50 Gal) - Fuel Sub - Hot-Dry | PG&E ¦ Hot-Dry | PG&E | All | Electric & Gas | Res Heat Pump Water Heater (3.30 UEF - 50 Gal) - Fuel Sub | Efficient |  |  | 1 | Conventional | WaterHeat | Res - Single Family | Res | ROB Only | 1 | Residential Households | water heater | 20 | DEER:Res_ClothesDishWasher | 1570 | 0 | -202 | SWWH025-07 | 1895.3 | 2022 | 596.2 | 2022 | 0 | -210.79 | SWWH025-07 | Res Gas Water Heaters - Hot-Dry ¦ PG&E ¦ Hot-Dry | Res Gas Water Heaters - Hot-Dry | 0.86268 | 0.5 | 0 | RASS 2019 | 569.2133 | 2032 | 1 | SWWH025-07
RES-WATERHEAT-FS-13.4 | Res ¦ Res Heat Pump Water Heater (3.30 UEF - 50 Gal) - Fuel Sub - Hot-Dry ¦ PG&E ¦ Hot-Dry | Res ¦ Res Heat Pump Water Heater (3.30 UEF - 50 Gal) - Fuel Sub - Hot-Dry | PG&E ¦ Hot-Dry | PG&E | All | Electric & Gas | Res Heat Pump Water Heater (3.30 UEF - 50 Gal) - Fuel Sub | Efficient |  |  | 1 | Conventional | WaterHeat | Res - Multi Family | Res | ROB Only | 1 | Residential Households | water heater | 20 | DEER:Res_ClothesDishWasher | 1200 | 0 | -177 | SWWH025-07 | 1895.3 | 2022 | 596.2 | 2022 | 0 | -210.79 | SWWH025-07 | Res Gas Water Heaters - Hot-Dry ¦ PG&E ¦ Hot-Dry | Res Gas Water Heaters - Hot-Dry | 0.35325 | 0.5 | 0 | RASS 2019 | 0 | 2012 | 1 | SWWH025-07
RES-WATERHEAT-FS-13.5 | Res ¦ Res Heat Pump Water Heater (3.30 UEF - 50 Gal) - Fuel Sub - Cold ¦ PG&E ¦ Cold | Res ¦ Res Heat Pump Water Heater (3.30 UEF - 50 Gal) - Fuel Sub - Cold | PG&E ¦ Cold | PG&E | All | Electric & Gas | Res Heat Pump Water Heater (3.30 UEF - 50 Gal) - Fuel Sub | Efficient |  |  | 1 | Conventional | WaterHeat | Res - Single Family | Res | ROB Only | 1 | Residential Households | water heater | 20 | DEER:Res_ClothesDishWasher | 2430 | 0 | -227 | SWWH025-07 | 1895.3 | 2022 | 596.2 | 2022 | 0 | -210.79 | SWWH025-07 | Res Gas Water Heaters - Cold ¦ PG&E ¦ Cold | Res Gas Water Heaters - Cold | 0.77281 | 0.5 | 0 | RASS 2019 | 569.2133 | 2032 | 1 | SWWH025-07
RES-WATERHEAT-FS-13.6 | Res ¦ Res Heat Pump Water Heater (3.30 UEF - 50 Gal) - Fuel Sub - Cold ¦ PG&E ¦ Cold | Res ¦ Res Heat Pump Water Heater (3.30 UEF - 50 Gal) - Fuel Sub - Cold | PG&E ¦ Cold | PG&E | All | Electric & Gas | Res Heat Pump Water Heater (3.30 UEF - 50 Gal) - Fuel Sub | Efficient |  |  | 1 | Conventional | WaterHeat | Res - Multi Family | Res | ROB Only | 1 | Residential Households | water heater | 20 | DEER:Res_ClothesDishWasher | 1420 | 0 | -193 | SWWH025-07 | 1895.3 | 2022 | 596.2 | 2022 | 0 | -210.79 | SWWH025-07 | Res Gas Water Heaters - Cold ¦ PG&E ¦ Cold | Res Gas Water Heaters - Cold | 0.1935 | 0.5 | 0 | RASS 2019 | 0 | 2012 | 1 | SWWH025-07
RES-WATERHEAT-FS-13.7 | Res ¦ Res Heat Pump Water Heater (3.30 UEF - 50 Gal) - Fuel Sub - Marine ¦ SCG ¦ Marine | Res ¦ Res Heat Pump Water Heater (3.30 UEF - 50 Gal) - Fuel Sub - Marine | SCG ¦ Marine | SCG | All | Electric & Gas | Res Heat Pump Water Heater (3.30 UEF - 50 Gal) - Fuel Sub | Efficient |  |  | 1 | Conventional | WaterHeat | Res - Single Family | Res | ROB Only | 1 | Residential Households | water heater | 20 | DEER:Res_ClothesDishWasher | 1430 | 0 | -196 | SWWH025-07 | 1895.3 | 2022 | 596.2 | 2022 | 0 | -210.79 | SWWH025-07 | Res Gas Water Heaters - Marine ¦ SCG ¦ Marine | Res Gas Water Heaters - Marine | 0.84553 | 0.5 | 0 | RASS 2019 | 569.2133 | 2032 | 1 | SWWH025-07
RES-WATERHEAT-FS-13.8 | Res ¦ Res Heat Pump Water Heater (3.30 UEF - 50 Gal) - Fuel Sub - Marine ¦ SCG ¦ Marine | Res ¦ Res Heat Pump Water Heater (3.30 UEF - 50 Gal) - Fuel Sub - Marine | SCG ¦ Marine | SCG | All | Electric & Gas | Res Heat Pump Water Heater (3.30 UEF - 50 Gal) - Fuel Sub | Efficient |  |  | 1 | Conventional | WaterHeat | Res - Multi Family | Res | ROB Only | 1 | Residential Households | water heater | 20 | DEER:Res_ClothesDishWasher | 1140 | 0 | -172 | SWWH025-07 | 1895.3 | 2022 | 596.2 | 2022 | 0 | -210.79 | SWWH025-07 | Res Gas Water Heaters - Marine ¦ SCG ¦ Marine | Res Gas Water Heaters - Marine | 0.33538 | 0.5 | 0 | RASS 2019 | 0 | 2012 | 1 | SWWH025-07
RES-WATERHEAT-FS-13.9 | Res ¦ Res Heat Pump Water Heater (3.30 UEF - 50 Gal) - Fuel Sub - Hot-Dry ¦ SCG ¦ Hot-Dry | Res ¦ Res Heat Pump Water Heater (3.30 UEF - 50 Gal) - Fuel Sub - Hot-Dry | SCG ¦ Hot-Dry | SCG | All | Electric & Gas | Res Heat Pump Water Heater (3.30 UEF - 50 Gal) - Fuel Sub | Efficient |  |  | 1 | Conventional | WaterHeat | Res - Single Family | Res | ROB Only | 1 | Residential Households | water heater | 20 | DEER:Res_ClothesDishWasher | 1440 | 0 | -192 | SWWH025-07 | 1895.3 | 2022 | 596.2 | 2022 | 0 | -210.79 | SWWH025-07 | Res Gas Water Heaters - Hot-Dry ¦ SCG ¦ Hot-Dry | Res Gas Water Heaters - Hot-Dry | 0.86306 | 0.5 | 0 | RASS 2019 | 569.2133 | 2032 | 1 | SWWH025-07
RES-WATERHEAT-FS-13.10 | Res ¦ Res Heat Pump Water Heater (3.30 UEF - 50 Gal) - Fuel Sub - Hot-Dry ¦ SCG ¦ Hot-Dry | Res ¦ Res Heat Pump Water Heater (3.30 UEF - 50 Gal) - Fuel Sub - Hot-Dry | SCG ¦ Hot-Dry | SCG | All | Electric & Gas | Res Heat Pump Water Heater (3.30 UEF - 50 Gal) - Fuel Sub | Efficient |  |  | 1 | Conventional | WaterHeat | Res - Multi Family | Res | ROB Only | 1 | Residential Households | water heater | 20 | DEER:Res_ClothesDishWasher | 1160 | 0 | -169 | SWWH025-07 | 1895.3 | 2022 | 596.2 | 2022 | 0 | -210.79 | SWWH025-07 | Res Gas Water Heaters - Hot-Dry ¦ SCG ¦ Hot-Dry | Res Gas Water Heaters - Hot-Dry | 0.27215 | 0.5 | 0 | RASS 2019 | 0 | 2012 | 1 | SWWH025-07
RES-WATERHEAT-FS-13.11 | Res ¦ Res Heat Pump Water Heater (3.30 UEF - 50 Gal) - Fuel Sub - Cold ¦ SCG ¦ Cold | Res ¦ Res Heat Pump Water Heater (3.30 UEF - 50 Gal) - Fuel Sub - Cold | SCG ¦ Cold | SCG | All | Electric & Gas | Res Heat Pump Water Heater (3.30 UEF - 50 Gal) - Fuel Sub | Efficient |  |  | 1 | Conventional | WaterHeat | Res - Single Family | Res | ROB Only | 1 | Residential Households | water heater | 20 | DEER:Res_ClothesDishWasher | 2430 | 0 | -227 | SWWH025-07 | 1895.3 | 2022 | 596.2 | 2022 | 0 | -210.79 | SWWH025-07 | Res Gas Water Heaters - Cold ¦ SCG ¦ Cold | Res Gas Water Heaters - Cold | 0.57576 | 0.5 | 0 | RASS 2019 | 569.2133 | 2032 | 1 | SWWH025-07
RES-WATERHEAT-FS-13.12 | Res ¦ Res Heat Pump Water Heater (3.30 UEF - 50 Gal) - Fuel Sub - Cold ¦ SCG ¦ Cold | Res ¦ Res Heat Pump Water Heater (3.30 UEF - 50 Gal) - Fuel Sub - Cold | SCG ¦ Cold | SCG | All | Electric & Gas | Res Heat Pump Water Heater (3.30 UEF - 50 Gal) - Fuel Sub | Efficient |  |  | 1 | Conventional | WaterHeat | Res - Multi Family | Res | ROB Only | 1 | Residential Households | water heater | 20 | DEER:Res_ClothesDishWasher | 1420 | 0 | -193 | SWWH025-07 | 1895.3 | 2022 | 596.2 | 2022 | 0 | -210.79 | SWWH025-07 | Res Gas Water Heaters - Cold ¦ SCG ¦ Cold | Res Gas Water Heaters - Cold | 0.1935 | 0.5 | 0 | RASS 2019 | 0 | 2012 | 1 | SWWH025-07
RES-WATERHEAT-FS-13.13 | Res ¦ Res Heat Pump Water Heater (3.30 UEF - 50 Gal) - Fuel Sub - Marine ¦ SDG&E ¦ Marine | Res ¦ Res Heat Pump Water Heater (3.30 UEF - 50 Gal) - Fuel Sub - Marine | SDG&E ¦ Marine | SDG&E | All | Electric & Gas | Res Heat Pump Water Heater (3.30 UEF - 50 Gal) - Fuel Sub | Efficient |  |  | 1 | Conventional | WaterHeat | Res - Single Family | Res | ROB Only | 1 | Residential Households | water heater | 20 | DEER:Res_ClothesDishWasher | 1430 | 0 | -196 | SWWH025-07 | 1895.3 | 2022 | 596.2 | 2022 | 0 | -210.79 | SWWH025-07 | Res Gas Water Heaters - Marine ¦ SDG&E ¦ Marine | Res Gas Water Heaters - Marine | 0.92491 | 0.5 | 0 | RASS 2019 | 569.2133 | 2032 | 1 | SWWH025-07
RES-WATERHEAT-FS-13.14 | Res ¦ Res Heat Pump Water Heater (3.30 UEF - 50 Gal) - Fuel Sub - Marine ¦ SDG&E ¦ Marine | Res ¦ Res Heat Pump Water Heater (3.30 UEF - 50 Gal) - Fuel Sub - Marine | SDG&E ¦ Marine | SDG&E | All | Electric & Gas | Res Heat Pump Water Heater (3.30 UEF - 50 Gal) - Fuel Sub | Efficient |  |  | 1 | Conventional | WaterHeat | Res - Multi Family | Res | ROB Only | 1 | Residential Households | water heater | 20 | DEER:Res_ClothesDishWasher | 1140 | 0 | -172 | SWWH025-07 | 1895.3 | 2022 | 596.2 | 2022 | 0 | -210.79 | SWWH025-07 | Res Gas Water Heaters - Marine ¦ SDG&E ¦ Marine | Res Gas Water Heaters - Marine | 0.52432 | 0.5 | 0 | RASS 2019 | 0 | 2012 | 1 | SWWH025-07
RES-WATERHEAT-FS-13.15 | Res ¦ Res Heat Pump Water Heater (3.30 UEF - 50 Gal) - Fuel Sub - Hot-Dry ¦ SDG&E ¦ Hot-Dry | Res ¦ Res Heat Pump Water Heater (3.30 UEF - 50 Gal) - Fuel Sub - Hot-Dry | SDG&E ¦ Hot-Dry | SDG&E | All | Electric & Gas | Res Heat Pump Water Heater (3.30 UEF - 50 Gal) - Fuel Sub | Efficient |  |  | 1 | Conventional | WaterHeat | Res - Single Family | Res | ROB Only | 1 | Residential Households | water heater | 20 | DEER:Res_ClothesDishWasher | 1420 | 0 | -196 | SWWH025-07 | 1895.3 | 2022 | 596.2 | 2022 | 0 | -210.79 | SWWH025-07 | Res Gas Water Heaters - Hot-Dry ¦ SDG&E ¦ Hot-Dry | Res Gas Water Heaters - Hot-Dry | 0.88872 | 0.5 | 0 | RASS 2019 | 569.2133 | 2032 | 1 | SWWH025-07
RES-WATERHEAT-FS-13.16 | Res ¦ Res Heat Pump Water Heater (3.30 UEF - 50 Gal) - Fuel Sub - Hot-Dry ¦ SDG&E ¦ Hot-Dry | Res ¦ Res Heat Pump Water Heater (3.30 UEF - 50 Gal) - Fuel Sub - Hot-Dry | SDG&E ¦ Hot-Dry | SDG&E | All | Electric & Gas | Res Heat Pump Water Heater (3.30 UEF - 50 Gal) - Fuel Sub | Efficient |  |  | 1 | Conventional | WaterHeat | Res - Multi Family | Res | ROB Only | 1 | Residential Households | water heater | 20 | DEER:Res_ClothesDishWasher | 1140 | 0 | -171 | SWWH025-07 | 1895.3 | 2022 | 596.2 | 2022 | 0 | -210.79 | SWWH025-07 | Res Gas Water Heaters - Hot-Dry ¦ SDG&E ¦ Hot-Dry | Res Gas Water Heaters - Hot-Dry | 0.32533 | 0.5 | 0 | RASS 2019 | 0 | 2012 | 1 | SWWH025-07
RES-WATERHEAT-FS-14.1 | Res ¦ Res Heat Pump Water Heater (3.50 UEF - 50 Gal) - Fuel Sub - Marine ¦ PG&E ¦ Marine | Res ¦ Res Heat Pump Water Heater (3.50 UEF - 50 Gal) - Fuel Sub - Marine | PG&E ¦ Marine | PG&E | All | Electric & Gas | Res Heat Pump Water Heater (3.50 UEF - 50 Gal) - Fuel Sub | Efficient |  |  | 1 | Conventional | WaterHeat | Res - Single Family | Res | ROB Only | 1 | Residential Households | water heater | 20 | DEER:Res_ClothesDishWasher | 1580 | 0 | -213 | SWWH025-07 | 1895.3 | 2022 | 596.2 | 2022 | 0 | -210.79 | SWWH025-07 | Res Gas Water Heaters - Marine ¦ PG&E ¦ Marine | Res Gas Water Heaters - Marine | 0.8548 | 0.5 | 0 | RASS 2019 | 569.2133 | 2032 | 1 | SWWH025-07
RES-WATERHEAT-FS-14.2 | Res ¦ Res Heat Pump Water Heater (3.50 UEF - 50 Gal) - Fuel Sub - Marine ¦ PG&E ¦ Marine | Res ¦ Res Heat Pump Water Heater (3.50 UEF - 50 Gal) - Fuel Sub - Marine | PG&E ¦ Marine | PG&E | All | Electric & Gas | Res Heat Pump Water Heater (3.50 UEF - 50 Gal) - Fuel Sub | Efficient |  |  | 1 | Conventional | WaterHeat | Res - Multi Family | Res | ROB Only | 1 | Residential Households | water heater | 20 | DEER:Res_ClothesDishWasher | 1200 | 0 | -185 | SWWH025-07 | 1895.3 | 2022 | 596.2 | 2022 | 0 | -210.79 | SWWH025-07 | Res Gas Water Heaters - Marine ¦ PG&E ¦ Marine | Res Gas Water Heaters - Marine | 0.30454 | 0.5 | 0 | RASS 2019 | 0 | 2012 | 1 | SWWH025-07
RES-WATERHEAT-FS-14.3 | Res ¦ Res Heat Pump Water Heater (3.50 UEF - 50 Gal) - Fuel Sub - Hot-Dry ¦ PG&E ¦ Hot-Dry | Res ¦ Res Heat Pump Water Heater (3.50 UEF - 50 Gal) - Fuel Sub - Hot-Dry | PG&E ¦ Hot-Dry | PG&E | All | Electric & Gas | Res Heat Pump Water Heater (3.50 UEF - 50 Gal) - Fuel Sub | Efficient |  |  | 1 | Conventional | WaterHeat | Res - Single Family | Res | ROB Only | 1 | Residential Households | water heater | 20 | DEER:Res_ClothesDishWasher | 1520 | 0 | -202 | SWWH025-07 | 1895.3 | 2022 | 596.2 | 2022 | 0 | -210.79 | SWWH025-07 | Res Gas Water Heaters - Hot-Dry ¦ PG&E ¦ Hot-Dry | Res Gas Water Heaters - Hot-Dry | 0.86268 | 0.5 | 0 | RASS 2019 | 569.2133 | 2032 | 1 | SWWH025-07
RES-WATERHEAT-FS-14.4 | Res ¦ Res Heat Pump Water Heater (3.50 UEF - 50 Gal) - Fuel Sub - Hot-Dry ¦ PG&E ¦ Hot-Dry | Res ¦ Res Heat Pump Water Heater (3.50 UEF - 50 Gal) - Fuel Sub - Hot-Dry | PG&E ¦ Hot-Dry | PG&E | All | Electric & Gas | Res Heat Pump Water Heater (3.50 UEF - 50 Gal) - Fuel Sub | Efficient |  |  | 1 | Conventional | WaterHeat | Res - Multi Family | Res | ROB Only | 1 | Residential Households | water heater | 20 | DEER:Res_ClothesDishWasher | 1160 | 0 | -177 | SWWH025-07 | 1895.3 | 2022 | 596.2 | 2022 | 0 | -210.79 | SWWH025-07 | Res Gas Water Heaters - Hot-Dry ¦ PG&E ¦ Hot-Dry | Res Gas Water Heaters - Hot-Dry | 0.35325 | 0.5 | 0 | RASS 2019 | 0 | 2012 | 1 | SWWH025-07
RES-WATERHEAT-FS-14.5 | Res ¦ Res Heat Pump Water Heater (3.50 UEF - 50 Gal) - Fuel Sub - Cold ¦ PG&E ¦ Cold | Res ¦ Res Heat Pump Water Heater (3.50 UEF - 50 Gal) - Fuel Sub - Cold | PG&E ¦ Cold | PG&E | All | Electric & Gas | Res Heat Pump Water Heater (3.50 UEF - 50 Gal) - Fuel Sub | Efficient |  |  | 1 | Conventional | WaterHeat | Res - Single Family | Res | ROB Only | 1 | Residential Households | water heater | 20 | DEER:Res_ClothesDishWasher | 2380 | 0 | -227 | SWWH025-07 | 1895.3 | 2022 | 596.2 | 2022 | 0 | -210.79 | SWWH025-07 | Res Gas Water Heaters - Cold ¦ PG&E ¦ Cold | Res Gas Water Heaters - Cold | 0.77281 | 0.5 | 0 | RASS 2019 | 569.2133 | 2032 | 1 | SWWH025-07
RES-WATERHEAT-FS-14.6 | Res ¦ Res Heat Pump Water Heater (3.50 UEF - 50 Gal) - Fuel Sub - Cold ¦ PG&E ¦ Cold | Res ¦ Res Heat Pump Water Heater (3.50 UEF - 50 Gal) - Fuel Sub - Cold | PG&E ¦ Cold | PG&E | All | Electric & Gas | Res Heat Pump Water Heater (3.50 UEF - 50 Gal) - Fuel Sub | Efficient |  |  | 1 | Conventional | WaterHeat | Res - Multi Family | Res | ROB Only | 1 | Residential Households | water heater | 20 | DEER:Res_ClothesDishWasher | 1370 | 0 | -193 | SWWH025-07 | 1895.3 | 2022 | 596.2 | 2022 | 0 | -210.79 | SWWH025-07 | Res Gas Water Heaters - Cold ¦ PG&E ¦ Cold | Res Gas Water Heaters - Cold | 0.1935 | 0.5 | 0 | RASS 2019 | 0 | 2012 | 1 | SWWH025-07
RES-WATERHEAT-FS-14.7 | Res ¦ Res Heat Pump Water Heater (3.50 UEF - 50 Gal) - Fuel Sub - Marine ¦ SCG ¦ Marine | Res ¦ Res Heat Pump Water Heater (3.50 UEF - 50 Gal) - Fuel Sub - Marine | SCG ¦ Marine | SCG | All | Electric & Gas | Res Heat Pump Water Heater (3.50 UEF - 50 Gal) - Fuel Sub | Efficient |  |  | 1 | Conventional | WaterHeat | Res - Single Family | Res | ROB Only | 1 | Residential Households | water heater | 20 | DEER:Res_ClothesDishWasher | 1380 | 0 | -196 | SWWH025-07 | 1895.3 | 2022 | 596.2 | 2022 | 0 | -210.79 | SWWH025-07 | Res Gas Water Heaters - Marine ¦ SCG ¦ Marine | Res Gas Water Heaters - Marine | 0.84553 | 0.5 | 0 | RASS 2019 | 569.2133 | 2032 | 1 | SWWH025-07
RES-WATERHEAT-FS-14.8 | Res ¦ Res Heat Pump Water Heater (3.50 UEF - 50 Gal) - Fuel Sub - Marine ¦ SCG ¦ Marine | Res ¦ Res Heat Pump Water Heater (3.50 UEF - 50 Gal) - Fuel Sub - Marine | SCG ¦ Marine | SCG | All | Electric & Gas | Res Heat Pump Water Heater (3.50 UEF - 50 Gal) - Fuel Sub | Efficient |  |  | 1 | Conventional | WaterHeat | Res - Multi Family | Res | ROB Only | 1 | Residential Households | water heater | 20 | DEER:Res_ClothesDishWasher | 1110 | 0 | -172 | SWWH025-07 | 1895.3 | 2022 | 596.2 | 2022 | 0 | -210.79 | SWWH025-07 | Res Gas Water Heaters - Marine ¦ SCG ¦ Marine | Res Gas Water Heaters - Marine | 0.33538 | 0.5 | 0 | RASS 2019 | 0 | 2012 | 1 | SWWH025-07
RES-WATERHEAT-FS-14.9 | Res ¦ Res Heat Pump Water Heater (3.50 UEF - 50 Gal) - Fuel Sub - Hot-Dry ¦ SCG ¦ Hot-Dry | Res ¦ Res Heat Pump Water Heater (3.50 UEF - 50 Gal) - Fuel Sub - Hot-Dry | SCG ¦ Hot-Dry | SCG | All | Electric & Gas | Res Heat Pump Water Heater (3.50 UEF - 50 Gal) - Fuel Sub | Efficient |  |  | 1 | Conventional | WaterHeat | Res - Single Family | Res | ROB Only | 1 | Residential Households | water heater | 20 | DEER:Res_ClothesDishWasher | 1400 | 0 | -192 | SWWH025-07 | 1895.3 | 2022 | 596.2 | 2022 | 0 | -210.79 | SWWH025-07 | Res Gas Water Heaters - Hot-Dry ¦ SCG ¦ Hot-Dry | Res Gas Water Heaters - Hot-Dry | 0.86306 | 0.5 | 0 | RASS 2019 | 569.2133 | 2032 | 1 | SWWH025-07
RES-WATERHEAT-FS-14.10 | Res ¦ Res Heat Pump Water Heater (3.50 UEF - 50 Gal) - Fuel Sub - Hot-Dry ¦ SCG ¦ Hot-Dry | Res ¦ Res Heat Pump Water Heater (3.50 UEF - 50 Gal) - Fuel Sub - Hot-Dry | SCG ¦ Hot-Dry | SCG | All | Electric & Gas | Res Heat Pump Water Heater (3.50 UEF - 50 Gal) - Fuel Sub | Efficient |  |  | 1 | Conventional | WaterHeat | Res - Multi Family | Res | ROB Only | 1 | Residential Households | water heater | 20 | DEER:Res_ClothesDishWasher | 1120 | 0 | -169 | SWWH025-07 | 1895.3 | 2022 | 596.2 | 2022 | 0 | -210.79 | SWWH025-07 | Res Gas Water Heaters - Hot-Dry ¦ SCG ¦ Hot-Dry | Res Gas Water Heaters - Hot-Dry | 0.27215 | 0.5 | 0 | RASS 2019 | 0 | 2012 | 1 | SWWH025-07
RES-WATERHEAT-FS-14.11 | Res ¦ Res Heat Pump Water Heater (3.50 UEF - 50 Gal) - Fuel Sub - Cold ¦ SCG ¦ Cold | Res ¦ Res Heat Pump Water Heater (3.50 UEF - 50 Gal) - Fuel Sub - Cold | SCG ¦ Cold | SCG | All | Electric & Gas | Res Heat Pump Water Heater (3.50 UEF - 50 Gal) - Fuel Sub | Efficient |  |  | 1 | Conventional | WaterHeat | Res - Single Family | Res | ROB Only | 1 | Residential Households | water heater | 20 | DEER:Res_ClothesDishWasher | 2380 | 0 | -227 | SWWH025-07 | 1895.3 | 2022 | 596.2 | 2022 | 0 | -210.79 | SWWH025-07 | Res Gas Water Heaters - Cold ¦ SCG ¦ Cold | Res Gas Water Heaters - Cold | 0.57576 | 0.5 | 0 | RASS 2019 | 569.2133 | 2032 | 1 | SWWH025-07
RES-WATERHEAT-FS-14.12 | Res ¦ Res Heat Pump Water Heater (3.50 UEF - 50 Gal) - Fuel Sub - Cold ¦ SCG ¦ Cold | Res ¦ Res Heat Pump Water Heater (3.50 UEF - 50 Gal) - Fuel Sub - Cold | SCG ¦ Cold | SCG | All | Electric & Gas | Res Heat Pump Water Heater (3.50 UEF - 50 Gal) - Fuel Sub | Efficient |  |  | 1 | Conventional | WaterHeat | Res - Multi Family | Res | ROB Only | 1 | Residential Households | water heater | 20 | DEER:Res_ClothesDishWasher | 1370 | 0 | -193 | SWWH025-07 | 1895.3 | 2022 | 596.2 | 2022 | 0 | -210.79 | SWWH025-07 | Res Gas Water Heaters - Cold ¦ SCG ¦ Cold | Res Gas Water Heaters - Cold | 0.1935 | 0.5 | 0 | RASS 2019 | 0 | 2012 | 1 | SWWH025-07
RES-WATERHEAT-FS-14.13 | Res ¦ Res Heat Pump Water Heater (3.50 UEF - 50 Gal) - Fuel Sub - Marine ¦ SDG&E ¦ Marine | Res ¦ Res Heat Pump Water Heater (3.50 UEF - 50 Gal) - Fuel Sub - Marine | SDG&E ¦ Marine | SDG&E | All | Electric & Gas | Res Heat Pump Water Heater (3.50 UEF - 50 Gal) - Fuel Sub | Efficient |  |  | 1 | Conventional | WaterHeat | Res - Single Family | Res | ROB Only | 1 | Residential Households | water heater | 20 | DEER:Res_ClothesDishWasher | 1380 | 0 | -196 | SWWH025-07 | 1895.3 | 2022 | 596.2 | 2022 | 0 | -210.79 | SWWH025-07 | Res Gas Water Heaters - Marine ¦ SDG&E ¦ Marine | Res Gas Water Heaters - Marine | 0.92491 | 0.5 | 0 | RASS 2019 | 569.2133 | 2032 | 1 | SWWH025-07
RES-WATERHEAT-FS-14.14 | Res ¦ Res Heat Pump Water Heater (3.50 UEF - 50 Gal) - Fuel Sub - Marine ¦ SDG&E ¦ Marine | Res ¦ Res Heat Pump Water Heater (3.50 UEF - 50 Gal) - Fuel Sub - Marine | SDG&E ¦ Marine | SDG&E | All | Electric & Gas | Res Heat Pump Water Heater (3.50 UEF - 50 Gal) - Fuel Sub | Efficient |  |  | 1 | Conventional | WaterHeat | Res - Multi Family | Res | ROB Only | 1 | Residential Households | water heater | 20 | DEER:Res_ClothesDishWasher | 1110 | 0 | -172 | SWWH025-07 | 1895.3 | 2022 | 596.2 | 2022 | 0 | -210.79 | SWWH025-07 | Res Gas Water Heaters - Marine ¦ SDG&E ¦ Marine | Res Gas Water Heaters - Marine | 0.52432 | 0.5 | 0 | RASS 2019 | 0 | 2012 | 1 | SWWH025-07
RES-WATERHEAT-FS-14.15 | Res ¦ Res Heat Pump Water Heater (3.50 UEF - 50 Gal) - Fuel Sub - Hot-Dry ¦ SDG&E ¦ Hot-Dry | Res ¦ Res Heat Pump Water Heater (3.50 UEF - 50 Gal) - Fuel Sub - Hot-Dry | SDG&E ¦ Hot-Dry | SDG&E | All | Electric & Gas | Res Heat Pump Water Heater (3.50 UEF - 50 Gal) - Fuel Sub | Efficient |  |  | 1 | Conventional | WaterHeat | Res - Single Family | Res | ROB Only | 1 | Residential Households | water heater | 20 | DEER:Res_ClothesDishWasher | 1380 | 0 | -196 | SWWH025-07 | 1895.3 | 2022 | 596.2 | 2022 | 0 | -210.79 | SWWH025-07 | Res Gas Water Heaters - Hot-Dry ¦ SDG&E ¦ Hot-Dry | Res Gas Water Heaters - Hot-Dry | 0.88872 | 0.5 | 0 | RASS 2019 | 569.2133 | 2032 | 1 | SWWH025-07
RES-WATERHEAT-FS-14.16 | Res ¦ Res Heat Pump Water Heater (3.50 UEF - 50 Gal) - Fuel Sub - Hot-Dry ¦ SDG&E ¦ Hot-Dry | Res ¦ Res Heat Pump Water Heater (3.50 UEF - 50 Gal) - Fuel Sub - Hot-Dry | SDG&E ¦ Hot-Dry | SDG&E | All | Electric & Gas | Res Heat Pump Water Heater (3.50 UEF - 50 Gal) - Fuel Sub | Efficient |  |  | 1 | Conventional | WaterHeat | Res - Multi Family | Res | ROB Only | 1 | Residential Households | water heater | 20 | DEER:Res_ClothesDishWasher | 1100 | 0 | -171 | SWWH025-07 | 1895.3 | 2022 | 596.2 | 2022 | 0 | -210.79 | SWWH025-07 | Res Gas Water Heaters - Hot-Dry ¦ SDG&E ¦ Hot-Dry | Res Gas Water Heaters - Hot-Dry | 0.32533 | 0.5 | 0 | RASS 2019 | 0 | 2012 | 1 | SWWH025-07
RES-WATERHEAT-FS-15.1 | Res ¦ Res Heat Pump Water Heater (3.70 UEF - 50 Gal) - Fuel Sub - Marine ¦ PG&E ¦ Marine | Res ¦ Res Heat Pump Water Heater (3.70 UEF - 50 Gal) - Fuel Sub - Marine | PG&E ¦ Marine | PG&E | All | Electric & Gas | Res Heat Pump Water Heater (3.70 UEF - 50 Gal) - Fuel Sub | Efficient |  |  | 1 | Conventional | WaterHeat | Res - Single Family | Res | ROB Only | 1 | Residential Households | water heater | 20 | DEER:Res_ClothesDishWasher | 1470 | 0 | -213 | SWWH025-07 | 1982.47 | 2022 | 596.2 | 2022 | 0 | -210.79 | SWWH025-07 | Res Gas Water Heaters - Marine ¦ PG&E ¦ Marine | Res Gas Water Heaters - Marine | 0.8548 | 0.5 | 0 | RASS 2019 | 569.2133 | 2032 | 1 | SWWH025-07
RES-WATERHEAT-FS-15.2 | Res ¦ Res Heat Pump Water Heater (3.70 UEF - 50 Gal) - Fuel Sub - Marine ¦ PG&E ¦ Marine | Res ¦ Res Heat Pump Water Heater (3.70 UEF - 50 Gal) - Fuel Sub - Marine | PG&E ¦ Marine | PG&E | All | Electric & Gas | Res Heat Pump Water Heater (3.70 UEF - 50 Gal) - Fuel Sub | Efficient |  |  | 1 | Conventional | WaterHeat | Res - Multi Family | Res | ROB Only | 1 | Residential Households | water heater | 20 | DEER:Res_ClothesDishWasher | 1120 | 0 | -185 | SWWH025-07 | 1982.47 | 2022 | 596.2 | 2022 | 0 | -210.79 | SWWH025-07 | Res Gas Water Heaters - Marine ¦ PG&E ¦ Marine | Res Gas Water Heaters - Marine | 0.30454 | 0.5 | 0 | RASS 2019 | 0 | 2012 | 1 | SWWH025-07
RES-WATERHEAT-FS-15.3 | Res ¦ Res Heat Pump Water Heater (3.70 UEF - 50 Gal) - Fuel Sub - Hot-Dry ¦ PG&E ¦ Hot-Dry | Res ¦ Res Heat Pump Water Heater (3.70 UEF - 50 Gal) - Fuel Sub - Hot-Dry | PG&E ¦ Hot-Dry | PG&E | All | Electric & Gas | Res Heat Pump Water Heater (3.70 UEF - 50 Gal) - Fuel Sub | Efficient |  |  | 1 | Conventional | WaterHeat | Res - Single Family | Res | ROB Only | 1 | Residential Households | water heater | 20 | DEER:Res_ClothesDishWasher | 1420 | 0 | -202 | SWWH025-07 | 1982.47 | 2022 | 596.2 | 2022 | 0 | -210.79 | SWWH025-07 | Res Gas Water Heaters - Hot-Dry ¦ PG&E ¦ Hot-Dry | Res Gas Water Heaters - Hot-Dry | 0.86268 | 0.5 | 0 | RASS 2019 | 569.2133 | 2032 | 1 | SWWH025-07
RES-WATERHEAT-FS-15.4 | Res ¦ Res Heat Pump Water Heater (3.70 UEF - 50 Gal) - Fuel Sub - Hot-Dry ¦ PG&E ¦ Hot-Dry | Res ¦ Res Heat Pump Water Heater (3.70 UEF - 50 Gal) - Fuel Sub - Hot-Dry | PG&E ¦ Hot-Dry | PG&E | All | Electric & Gas | Res Heat Pump Water Heater (3.70 UEF - 50 Gal) - Fuel Sub | Efficient |  |  | 1 | Conventional | WaterHeat | Res - Multi Family | Res | ROB Only | 1 | Residential Households | water heater | 20 | DEER:Res_ClothesDishWasher | 1080 | 0 | -177 | SWWH025-07 | 1982.47 | 2022 | 596.2 | 2022 | 0 | -210.79 | SWWH025-07 | Res Gas Water Heaters - Hot-Dry ¦ PG&E ¦ Hot-Dry | Res Gas Water Heaters - Hot-Dry | 0.35325 | 0.5 | 0 | RASS 2019 | 0 | 2012 | 1 | SWWH025-07
RES-WATERHEAT-FS-15.5 | Res ¦ Res Heat Pump Water Heater (3.70 UEF - 50 Gal) - Fuel Sub - Cold ¦ PG&E ¦ Cold | Res ¦ Res Heat Pump Water Heater (3.70 UEF - 50 Gal) - Fuel Sub - Cold | PG&E ¦ Cold | PG&E | All | Electric & Gas | Res Heat Pump Water Heater (3.70 UEF - 50 Gal) - Fuel Sub | Efficient |  |  | 1 | Conventional | WaterHeat | Res - Single Family | Res | ROB Only | 1 | Residential Households | water heater | 20 | DEER:Res_ClothesDishWasher | 2270 | 0 | -227 | SWWH025-07 | 1982.47 | 2022 | 596.2 | 2022 | 0 | -210.79 | SWWH025-07 | Res Gas Water Heaters - Cold ¦ PG&E ¦ Cold | Res Gas Water Heaters - Cold | 0.77281 | 0.5 | 0 | RASS 2019 | 569.2133 | 2032 | 1 | SWWH025-07
RES-WATERHEAT-FS-15.6 | Res ¦ Res Heat Pump Water Heater (3.70 UEF - 50 Gal) - Fuel Sub - Cold ¦ PG&E ¦ Cold | Res ¦ Res Heat Pump Water Heater (3.70 UEF - 50 Gal) - Fuel Sub - Cold | PG&E ¦ Cold | PG&E | All | Electric & Gas | Res Heat Pump Water Heater (3.70 UEF - 50 Gal) - Fuel Sub | Efficient |  |  | 1 | Conventional | WaterHeat | Res - Multi Family | Res | ROB Only | 1 | Residential Households | water heater | 20 | DEER:Res_ClothesDishWasher | 1280 | 0 | -193 | SWWH025-07 | 1982.47 | 2022 | 596.2 | 2022 | 0 | -210.79 | SWWH025-07 | Res Gas Water Heaters - Cold ¦ PG&E ¦ Cold | Res Gas Water Heaters - Cold | 0.1935 | 0.5 | 0 | RASS 2019 | 0 | 2012 | 1 | SWWH025-07
RES-WATERHEAT-FS-15.7 | Res ¦ Res Heat Pump Water Heater (3.70 UEF - 50 Gal) - Fuel Sub - Marine ¦ SCG ¦ Marine | Res ¦ Res Heat Pump Water Heater (3.70 UEF - 50 Gal) - Fuel Sub - Marine | SCG ¦ Marine | SCG | All | Electric & Gas | Res Heat Pump Water Heater (3.70 UEF - 50 Gal) - Fuel Sub | Efficient |  |  | 1 | Conventional | WaterHeat | Res - Single Family | Res | ROB Only | 1 | Residential Households | water heater | 20 | DEER:Res_ClothesDishWasher | 1290 | 0 | -196 | SWWH025-07 | 1982.47 | 2022 | 596.2 | 2022 | 0 | -210.79 | SWWH025-07 | Res Gas Water Heaters - Marine ¦ SCG ¦ Marine | Res Gas Water Heaters - Marine | 0.84553 | 0.5 | 0 | RASS 2019 | 569.2133 | 2032 | 1 | SWWH025-07
RES-WATERHEAT-FS-15.8 | Res ¦ Res Heat Pump Water Heater (3.70 UEF - 50 Gal) - Fuel Sub - Marine ¦ SCG ¦ Marine | Res ¦ Res Heat Pump Water Heater (3.70 UEF - 50 Gal) - Fuel Sub - Marine | SCG ¦ Marine | SCG | All | Electric & Gas | Res Heat Pump Water Heater (3.70 UEF - 50 Gal) - Fuel Sub | Efficient |  |  | 1 | Conventional | WaterHeat | Res - Multi Family | Res | ROB Only | 1 | Residential Households | water heater | 20 | DEER:Res_ClothesDishWasher | 1030 | 0 | -172 | SWWH025-07 | 1982.47 | 2022 | 596.2 | 2022 | 0 | -210.79 | SWWH025-07 | Res Gas Water Heaters - Marine ¦ SCG ¦ Marine | Res Gas Water Heaters - Marine | 0.33538 | 0.5 | 0 | RASS 2019 | 0 | 2012 | 1 | SWWH025-07
RES-WATERHEAT-FS-15.9 | Res ¦ Res Heat Pump Water Heater (3.70 UEF - 50 Gal) - Fuel Sub - Hot-Dry ¦ SCG ¦ Hot-Dry | Res ¦ Res Heat Pump Water Heater (3.70 UEF - 50 Gal) - Fuel Sub - Hot-Dry | SCG ¦ Hot-Dry | SCG | All | Electric & Gas | Res Heat Pump Water Heater (3.70 UEF - 50 Gal) - Fuel Sub | Efficient |  |  | 1 | Conventional | WaterHeat | Res - Single Family | Res | ROB Only | 1 | Residential Households | water heater | 20 | DEER:Res_ClothesDishWasher | 1300 | 0 | -192 | SWWH025-07 | 1982.47 | 2022 | 596.2 | 2022 | 0 | -210.79 | SWWH025-07 | Res Gas Water Heaters - Hot-Dry ¦ SCG ¦ Hot-Dry | Res Gas Water Heaters - Hot-Dry | 0.86306 | 0.5 | 0 | RASS 2019 | 569.2133 | 2032 | 1 | SWWH025-07
RES-WATERHEAT-FS-15.10 | Res ¦ Res Heat Pump Water Heater (3.70 UEF - 50 Gal) - Fuel Sub - Hot-Dry ¦ SCG ¦ Hot-Dry | Res ¦ Res Heat Pump Water Heater (3.70 UEF - 50 Gal) - Fuel Sub - Hot-Dry | SCG ¦ Hot-Dry | SCG | All | Electric & Gas | Res Heat Pump Water Heater (3.70 UEF - 50 Gal) - Fuel Sub | Efficient |  |  | 1 | Conventional | WaterHeat | Res - Multi Family | Res | ROB Only | 1 | Residential Households | water heater | 20 | DEER:Res_ClothesDishWasher | 1040 | 0 | -169 | SWWH025-07 | 1982.47 | 2022 | 596.2 | 2022 | 0 | -210.79 | SWWH025-07 | Res Gas Water Heaters - Hot-Dry ¦ SCG ¦ Hot-Dry | Res Gas Water Heaters - Hot-Dry | 0.27215 | 0.5 | 0 | RASS 2019 | 0 | 2012 | 1 | SWWH025-07
RES-WATERHEAT-FS-15.11 | Res ¦ Res Heat Pump Water Heater (3.70 UEF - 50 Gal) - Fuel Sub - Cold ¦ SCG ¦ Cold | Res ¦ Res Heat Pump Water Heater (3.70 UEF - 50 Gal) - Fuel Sub - Cold | SCG ¦ Cold | SCG | All | Electric & Gas | Res Heat Pump Water Heater (3.70 UEF - 50 Gal) - Fuel Sub | Efficient |  |  | 1 | Conventional | WaterHeat | Res - Single Family | Res | ROB Only | 1 | Residential Households | water heater | 20 | DEER:Res_ClothesDishWasher | 2270 | 0 | -227 | SWWH025-07 | 1982.47 | 2022 | 596.2 | 2022 | 0 | -210.79 | SWWH025-07 | Res Gas Water Heaters - Cold ¦ SCG ¦ Cold | Res Gas Water Heaters - Cold | 0.57576 | 0.5 | 0 | RASS 2019 | 569.2133 | 2032 | 1 | SWWH025-07
RES-WATERHEAT-FS-15.12 | Res ¦ Res Heat Pump Water Heater (3.70 UEF - 50 Gal) - Fuel Sub - Cold ¦ SCG ¦ Cold | Res ¦ Res Heat Pump Water Heater (3.70 UEF - 50 Gal) - Fuel Sub - Cold | SCG ¦ Cold | SCG | All | Electric & Gas | Res Heat Pump Water Heater (3.70 UEF - 50 Gal) - Fuel Sub | Efficient |  |  | 1 | Conventional | WaterHeat | Res - Multi Family | Res | ROB Only | 1 | Residential Households | water heater | 20 | DEER:Res_ClothesDishWasher | 1280 | 0 | -193 | SWWH025-07 | 1982.47 | 2022 | 596.2 | 2022 | 0 | -210.79 | SWWH025-07 | Res Gas Water Heaters - Cold ¦ SCG ¦ Cold | Res Gas Water Heaters - Cold | 0.1935 | 0.5 | 0 | RASS 2019 | 0 | 2012 | 1 | SWWH025-07
RES-WATERHEAT-FS-15.13 | Res ¦ Res Heat Pump Water Heater (3.70 UEF - 50 Gal) - Fuel Sub - Marine ¦ SDG&E ¦ Marine | Res ¦ Res Heat Pump Water Heater (3.70 UEF - 50 Gal) - Fuel Sub - Marine | SDG&E ¦ Marine | SDG&E | All | Electric & Gas | Res Heat Pump Water Heater (3.70 UEF - 50 Gal) - Fuel Sub | Efficient |  |  | 1 | Conventional | WaterHeat | Res - Single Family | Res | ROB Only | 1 | Residential Households | water heater | 20 | DEER:Res_ClothesDishWasher | 1290 | 0 | -196 | SWWH025-07 | 1982.47 | 2022 | 596.2 | 2022 | 0 | -210.79 | SWWH025-07 | Res Gas Water Heaters - Marine ¦ SDG&E ¦ Marine | Res Gas Water Heaters - Marine | 0.92491 | 0.5 | 0 | RASS 2019 | 569.2133 | 2032 | 1 | SWWH025-07
RES-WATERHEAT-FS-15.14 | Res ¦ Res Heat Pump Water Heater (3.70 UEF - 50 Gal) - Fuel Sub - Marine ¦ SDG&E ¦ Marine | Res ¦ Res Heat Pump Water Heater (3.70 UEF - 50 Gal) - Fuel Sub - Marine | SDG&E ¦ Marine | SDG&E | All | Electric & Gas | Res Heat Pump Water Heater (3.70 UEF - 50 Gal) - Fuel Sub | Efficient |  |  | 1 | Conventional | WaterHeat | Res - Multi Family | Res | ROB Only | 1 | Residential Households | water heater | 20 | DEER:Res_ClothesDishWasher | 1030 | 0 | -172 | SWWH025-07 | 1982.47 | 2022 | 596.2 | 2022 | 0 | -210.79 | SWWH025-07 | Res Gas Water Heaters - Marine ¦ SDG&E ¦ Marine | Res Gas Water Heaters - Marine | 0.52432 | 0.5 | 0 | RASS 2019 | 0 | 2012 | 1 | SWWH025-07
RES-WATERHEAT-FS-15.15 | Res ¦ Res Heat Pump Water Heater (3.70 UEF - 50 Gal) - Fuel Sub - Hot-Dry ¦ SDG&E ¦ Hot-Dry | Res ¦ Res Heat Pump Water Heater (3.70 UEF - 50 Gal) - Fuel Sub - Hot-Dry | SDG&E ¦ Hot-Dry | SDG&E | All | Electric & Gas | Res Heat Pump Water Heater (3.70 UEF - 50 Gal) - Fuel Sub | Efficient |  |  | 1 | Conventional | WaterHeat | Res - Single Family | Res | ROB Only | 1 | Residential Households | water heater | 20 | DEER:Res_ClothesDishWasher | 1280 | 0 | -196 | SWWH025-07 | 1982.47 | 2022 | 596.2 | 2022 | 0 | -210.79 | SWWH025-07 | Res Gas Water Heaters - Hot-Dry ¦ SDG&E ¦ Hot-Dry | Res Gas Water Heaters - Hot-Dry | 0.88872 | 0.5 | 0 | RASS 2019 | 569.2133 | 2032 | 1 | SWWH025-07
RES-WATERHEAT-FS-15.16 | Res ¦ Res Heat Pump Water Heater (3.70 UEF - 50 Gal) - Fuel Sub - Hot-Dry ¦ SDG&E ¦ Hot-Dry | Res ¦ Res Heat Pump Water Heater (3.70 UEF - 50 Gal) - Fuel Sub - Hot-Dry | SDG&E ¦ Hot-Dry | SDG&E | All | Electric & Gas | Res Heat Pump Water Heater (3.70 UEF - 50 Gal) - Fuel Sub | Efficient |  |  | 1 | Conventional | WaterHeat | Res - Multi Family | Res | ROB Only | 1 | Residential Households | water heater | 20 | DEER:Res_ClothesDishWasher | 1030 | 0 | -171 | SWWH025-07 | 1982.47 | 2022 | 596.2 | 2022 | 0 | -210.79 | SWWH025-07 | Res Gas Water Heaters - Hot-Dry ¦ SDG&E ¦ Hot-Dry | Res Gas Water Heaters - Hot-Dry | 0.32533 | 0.5 | 0 | RASS 2019 | 0 | 2012 | 1 | SWWH025-07
RES-WATERHEAT-FS-PU-10.1 | Res ¦ Res Small Gas Storage Water Heater (0.63 UEF - 50 Gal) - Panel Upgrade - Marine ¦ PG&E ¦ Marine | Res ¦ Res Small Gas Storage Water Heater (0.63 UEF - 50 Gal) - Panel Upgrade - Marine | PG&E ¦ Marine | PG&E | All | Electric & Gas | Res Small Gas Storage Water Heater (0.63 UEF - 50 Gal) | Average Existing and Code |  | 2027 | 1 | Conventional | WaterHeat | Res - Single Family | Res | ROB and NEW | 0 | Residential Households | water heater | 25 | DEER:Res_ClothesDishWasher | 0 | 0 | 0 | SWWH025-07 | 1090.33 | 2022 | 409.45 | 2022 | 0 | 0 | SWWH025-07 | Res Gas Water Heaters - Panel Upgrade - Marine ¦ PG&E ¦ Marine | Res Gas Water Heaters - Panel Upgrade - Marine | 0.8548 | 0.5 | 0.91769 | RASS 2019 | 0 | 2012 | 1 | SWWH025-07
RES-WATERHEAT-FS-PU-10.2 | Res ¦ Res Small Gas Storage Water Heater (0.63 UEF - 50 Gal) - Panel Upgrade - Marine ¦ PG&E ¦ Marine | Res ¦ Res Small Gas Storage Water Heater (0.63 UEF - 50 Gal) - Panel Upgrade - Marine | PG&E ¦ Marine | PG&E | All | Electric & Gas | Res Small Gas Storage Water Heater (0.63 UEF - 50 Gal) | Average Existing and Code |  | 2027 | 1 | Conventional | WaterHeat | Res - Multi Family | Res | ROB and NEW | 0 | Residential Households | water heater | 25 | DEER:Res_ClothesDishWasher | 0 | 0 | 0 | SWWH025-07 | 1090.33 | 2022 | 409.45 | 2022 | 0 | 0 | SWWH025-07 | Res Gas Water Heaters - Panel Upgrade - Marine ¦ PG&E ¦ Marine | Res Gas Water Heaters - Panel Upgrade - Marine | 0.30454 | 0.5 | 0.82106 | RASS 2019 | 0 | 2012 | 1 | SWWH025-07
RES-WATERHEAT-FS-PU-10.3 | Res ¦ Res Small Gas Storage Water Heater (0.63 UEF - 50 Gal) - Panel Upgrade - Hot-Dry ¦ PG&E ¦ Hot-Dry | Res ¦ Res Small Gas Storage Water Heater (0.63 UEF - 50 Gal) - Panel Upgrade - Hot-Dry | PG&E ¦ Hot-Dry | PG&E | All | Electric & Gas | Res Small Gas Storage Water Heater (0.63 UEF - 50 Gal) | Average Existing and Code |  | 2027 | 1 | Conventional | WaterHeat | Res - Single Family | Res | ROB and NEW | 0 | Residential Households | water heater | 25 | DEER:Res_ClothesDishWasher | 0 | 0 | 0 | SWWH025-07 | 1090.33 | 2022 | 409.45 | 2022 | 0 | 0 | SWWH025-07 | Res Gas Water Heaters - Panel Upgrade - Hot-Dry ¦ PG&E ¦ Hot-Dry | Res Gas Water Heaters - Panel Upgrade - Hot-Dry | 0.86268 | 0.5 | 0.89954 | RASS 2019 | 0 | 2012 | 1 | SWWH025-07
RES-WATERHEAT-FS-PU-10.4 | Res ¦ Res Small Gas Storage Water Heater (0.63 UEF - 50 Gal) - Panel Upgrade - Hot-Dry ¦ PG&E ¦ Hot-Dry | Res ¦ Res Small Gas Storage Water Heater (0.63 UEF - 50 Gal) - Panel Upgrade - Hot-Dry | PG&E ¦ Hot-Dry | PG&E | All | Electric & Gas | Res Small Gas Storage Water Heater (0.63 UEF - 50 Gal) | Average Existing and Code |  | 2027 | 1 | Conventional | WaterHeat | Res - Multi Family | Res | ROB and NEW | 0 | Residential Households | water heater | 25 | DEER:Res_ClothesDishWasher | 0 | 0 | 0 | SWWH025-07 | 1090.33 | 2022 | 409.45 | 2022 | 0 | 0 | SWWH025-07 | Res Gas Water Heaters - Panel Upgrade - Hot-Dry ¦ PG&E ¦ Hot-Dry | Res Gas Water Heaters - Panel Upgrade - Hot-Dry | 0.35325 | 0.5 | 0.91648 | RASS 2019 | 0 | 2012 | 1 | SWWH025-07
RES-WATERHEAT-FS-PU-10.5 | Res ¦ Res Small Gas Storage Water Heater (0.63 UEF - 50 Gal) - Panel Upgrade - Cold ¦ PG&E ¦ Cold | Res ¦ Res Small Gas Storage Water Heater (0.63 UEF - 50 Gal) - Panel Upgrade - Cold | PG&E ¦ Cold | PG&E | All | Electric & Gas | Res Small Gas Storage Water Heater (0.63 UEF - 50 Gal) | Average Existing and Code |  | 2027 | 1 | Conventional | WaterHeat | Res - Single Family | Res | ROB and NEW | 0 | Residential Households | water heater | 25 | DEER:Res_ClothesDishWasher | 0 | 0 | 0 | SWWH025-07 | 1090.33 | 2022 | 409.45 | 2022 | 0 | 0 | SWWH025-07 | Res Gas Water Heaters - Panel Upgrade - Cold ¦ PG&E ¦ Cold | Res Gas Water Heaters - Panel Upgrade - Cold | 0.77281 | 0.5 | 0.97547 | RASS 2019 | 0 | 2012 | 1 | SWWH025-07
RES-WATERHEAT-FS-PU-10.6 | Res ¦ Res Small Gas Storage Water Heater (0.63 UEF - 50 Gal) - Panel Upgrade - Cold ¦ PG&E ¦ Cold | Res ¦ Res Small Gas Storage Water Heater (0.63 UEF - 50 Gal) - Panel Upgrade - Cold | PG&E ¦ Cold | PG&E | All | Electric & Gas | Res Small Gas Storage Water Heater (0.63 UEF - 50 Gal) | Average Existing and Code |  | 2027 | 1 | Conventional | WaterHeat | Res - Multi Family | Res | ROB and NEW | 0 | Residential Households | water heater | 25 | DEER:Res_ClothesDishWasher | 0 | 0 | 0 | SWWH025-07 | 1090.33 | 2022 | 409.45 | 2022 | 0 | 0 | SWWH025-07 | Res Gas Water Heaters - Panel Upgrade - Cold ¦ PG&E ¦ Cold | Res Gas Water Heaters - Panel Upgrade - Cold | 0.1935 | 0.5 | 0.9128 | RASS 2019 | 0 | 2012 | 1 | SWWH025-07
RES-WATERHEAT-FS-PU-10.7 | Res ¦ Res Small Gas Storage Water Heater (0.63 UEF - 50 Gal) - Panel Upgrade - Marine ¦ SCG ¦ Marine | Res ¦ Res Small Gas Storage Water Heater (0.63 UEF - 50 Gal) - Panel Upgrade - Marine | SCG ¦ Marine | SCG | All | Electric & Gas | Res Small Gas Storage Water Heater (0.63 UEF - 50 Gal) | Average Existing and Code |  | 2027 | 1 | Conventional | WaterHeat | Res - Single Family | Res | ROB and NEW | 0 | Residential Households | water heater | 25 | DEER:Res_ClothesDishWasher | 0 | 0 | 0 | SWWH025-07 | 1090.33 | 2022 | 409.45 | 2022 | 0 | 0 | SWWH025-07 | Res Gas Water Heaters - Panel Upgrade - Marine ¦ SCG ¦ Marine | Res Gas Water Heaters - Panel Upgrade - Marine | 0.84553 | 0.5 | 0.88052 | RASS 2019 | 0 | 2012 | 1 | SWWH025-07
RES-WATERHEAT-FS-PU-10.8 | Res ¦ Res Small Gas Storage Water Heater (0.63 UEF - 50 Gal) - Panel Upgrade - Marine ¦ SCG ¦ Marine | Res ¦ Res Small Gas Storage Water Heater (0.63 UEF - 50 Gal) - Panel Upgrade - Marine | SCG ¦ Marine | SCG | All | Electric & Gas | Res Small Gas Storage Water Heater (0.63 UEF - 50 Gal) | Average Existing and Code |  | 2027 | 1 | Conventional | WaterHeat | Res - Multi Family | Res | ROB and NEW | 0 | Residential Households | water heater | 25 | DEER:Res_ClothesDishWasher | 0 | 0 | 0 | SWWH025-07 | 1090.33 | 2022 | 409.45 | 2022 | 0 | 0 | SWWH025-07 | Res Gas Water Heaters - Panel Upgrade - Marine ¦ SCG ¦ Marine | Res Gas Water Heaters - Panel Upgrade - Marine | 0.33538 | 0.5 | 0.98187 | RASS 2019 | 0 | 2012 | 1 | SWWH025-07
RES-WATERHEAT-FS-PU-10.9 | Res ¦ Res Small Gas Storage Water Heater (0.63 UEF - 50 Gal) - Panel Upgrade - Hot-Dry ¦ SCG ¦ Hot-Dry | Res ¦ Res Small Gas Storage Water Heater (0.63 UEF - 50 Gal) - Panel Upgrade - Hot-Dry | SCG ¦ Hot-Dry | SCG | All | Electric & Gas | Res Small Gas Storage Water Heater (0.63 UEF - 50 Gal) | Average Existing and Code |  | 2027 | 1 | Conventional | WaterHeat | Res - Single Family | Res | ROB and NEW | 0 | Residential Households | water heater | 25 | DEER:Res_ClothesDishWasher | 0 | 0 | 0 | SWWH025-07 | 1090.33 | 2022 | 409.45 | 2022 | 0 | 0 | SWWH025-07 | Res Gas Water Heaters - Panel Upgrade - Hot-Dry ¦ SCG ¦ Hot-Dry | Res Gas Water Heaters - Panel Upgrade - Hot-Dry | 0.86306 | 0.5 | 0.89883 | RASS 2019 | 0 | 2012 | 1 | SWWH025-07
RES-WATERHEAT-FS-PU-10.10 | Res ¦ Res Small Gas Storage Water Heater (0.63 UEF - 50 Gal) - Panel Upgrade - Hot-Dry ¦ SCG ¦ Hot-Dry | Res ¦ Res Small Gas Storage Water Heater (0.63 UEF - 50 Gal) - Panel Upgrade - Hot-Dry | SCG ¦ Hot-Dry | SCG | All | Electric & Gas | Res Small Gas Storage Water Heater (0.63 UEF - 50 Gal) | Average Existing and Code |  | 2027 | 1 | Conventional | WaterHeat | Res - Multi Family | Res | ROB and NEW | 0 | Residential Households | water heater | 25 | DEER:Res_ClothesDishWasher | 0 | 0 | 0 | SWWH025-07 | 1090.33 | 2022 | 409.45 | 2022 | 0 | 0 | SWWH025-07 | Res Gas Water Heaters - Panel Upgrade - Hot-Dry ¦ SCG ¦ Hot-Dry | Res Gas Water Heaters - Panel Upgrade - Hot-Dry | 0.27215 | 0.5 | 0.89352 | RASS 2019 | 0 | 2012 | 1 | SWWH025-07
RES-WATERHEAT-FS-PU-10.11 | Res ¦ Res Small Gas Storage Water Heater (0.63 UEF - 50 Gal) - Panel Upgrade - Cold ¦ SCG ¦ Cold | Res ¦ Res Small Gas Storage Water Heater (0.63 UEF - 50 Gal) - Panel Upgrade - Cold | SCG ¦ Cold | SCG | All | Electric & Gas | Res Small Gas Storage Water Heater (0.63 UEF - 50 Gal) | Average Existing and Code |  | 2027 | 1 | Conventional | WaterHeat | Res - Single Family | Res | ROB and NEW | 0 | Residential Households | water heater | 25 | DEER:Res_ClothesDishWasher | 0 | 0 | 0 | SWWH025-07 | 1090.33 | 2022 | 409.45 | 2022 | 0 | 0 | SWWH025-07 | Res Gas Water Heaters - Panel Upgrade - Cold ¦ SCG ¦ Cold | Res Gas Water Heaters - Panel Upgrade - Cold | 0.57576 | 0.5 | 0.9128 | RASS 2019 | 0 | 2012 | 1 | SWWH025-07
RES-WATERHEAT-FS-PU-10.12 | Res ¦ Res Small Gas Storage Water Heater (0.63 UEF - 50 Gal) - Panel Upgrade - Cold ¦ SCG ¦ Cold | Res ¦ Res Small Gas Storage Water Heater (0.63 UEF - 50 Gal) - Panel Upgrade - Cold | SCG ¦ Cold | SCG | All | Electric & Gas | Res Small Gas Storage Water Heater (0.63 UEF - 50 Gal) | Average Existing and Code |  | 2027 | 1 | Conventional | WaterHeat | Res - Multi Family | Res | ROB and NEW | 0 | Residential Households | water heater | 25 | DEER:Res_ClothesDishWasher | 0 | 0 | 0 | SWWH025-07 | 1090.33 | 2022 | 409.45 | 2022 | 0 | 0 | SWWH025-07 | Res Gas Water Heaters - Panel Upgrade - Cold ¦ SCG ¦ Cold | Res Gas Water Heaters - Panel Upgrade - Cold | 0.1935 | 0.5 | 1 | RASS 2019 | 0 | 2012 | 1 | SWWH025-07
RES-WATERHEAT-FS-PU-10.13 | Res ¦ Res Small Gas Storage Water Heater (0.63 UEF - 50 Gal) - Panel Upgrade - Marine ¦ SDG&E ¦ Marine | Res ¦ Res Small Gas Storage Water Heater (0.63 UEF - 50 Gal) - Panel Upgrade - Marine | SDG&E ¦ Marine | SDG&E | All | Electric & Gas | Res Small Gas Storage Water Heater (0.63 UEF - 50 Gal) | Average Existing and Code |  | 2027 | 1 | Conventional | WaterHeat | Res - Single Family | Res | ROB and NEW | 0 | Residential Households | water heater | 25 | DEER:Res_ClothesDishWasher | 0 | 0 | 0 | SWWH025-07 | 1090.33 | 2022 | 409.45 | 2022 | 0 | 0 | SWWH025-07 | Res Gas Water Heaters - Panel Upgrade - Marine ¦ SDG&E ¦ Marine | Res Gas Water Heaters - Panel Upgrade - Marine | 0.92491 | 0.5 | 0.87248 | RASS 2019 | 0 | 2012 | 1 | SWWH025-07
RES-WATERHEAT-FS-PU-10.14 | Res ¦ Res Small Gas Storage Water Heater (0.63 UEF - 50 Gal) - Panel Upgrade - Marine ¦ SDG&E ¦ Marine | Res ¦ Res Small Gas Storage Water Heater (0.63 UEF - 50 Gal) - Panel Upgrade - Marine | SDG&E ¦ Marine | SDG&E | All | Electric & Gas | Res Small Gas Storage Water Heater (0.63 UEF - 50 Gal) | Average Existing and Code |  | 2027 | 1 | Conventional | WaterHeat | Res - Multi Family | Res | ROB and NEW | 0 | Residential Households | water heater | 25 | DEER:Res_ClothesDishWasher | 0 | 0 | 0 | SWWH025-07 | 1090.33 | 2022 | 409.45 | 2022 | 0 | 0 | SWWH025-07 | Res Gas Water Heaters - Panel Upgrade - Marine ¦ SDG&E ¦ Marine | Res Gas Water Heaters - Panel Upgrade - Marine | 0.52432 | 0.5 | 0.97694 | RASS 2019 | 0 | 2012 | 1 | SWWH025-07
RES-WATERHEAT-FS-PU-10.15 | Res ¦ Res Small Gas Storage Water Heater (0.63 UEF - 50 Gal) - Panel Upgrade - Hot-Dry ¦ SDG&E ¦ Hot-Dry | Res ¦ Res Small Gas Storage Water Heater (0.63 UEF - 50 Gal) - Panel Upgrade - Hot-Dry | SDG&E ¦ Hot-Dry | SDG&E | All | Electric & Gas | Res Small Gas Storage Water Heater (0.63 UEF - 50 Gal) | Average Existing and Code |  | 2027 | 1 | Conventional | WaterHeat | Res - Single Family | Res | ROB and NEW | 0 | Residential Households | water heater | 25 | DEER:Res_ClothesDishWasher | 0 | 0 | 0 | SWWH025-07 | 1090.33 | 2022 | 409.45 | 2022 | 0 | 0 | SWWH025-07 | Res Gas Water Heaters - Panel Upgrade - Hot-Dry ¦ SDG&E ¦ Hot-Dry | Res Gas Water Heaters - Panel Upgrade - Hot-Dry | 0.88872 | 0.5 | 0.91113 | RASS 2019 | 0 | 2012 | 1 | SWWH025-07
RES-WATERHEAT-FS-PU-10.16 | Res ¦ Res Small Gas Storage Water Heater (0.63 UEF - 50 Gal) - Panel Upgrade - Hot-Dry ¦ SDG&E ¦ Hot-Dry | Res ¦ Res Small Gas Storage Water Heater (0.63 UEF - 50 Gal) - Panel Upgrade - Hot-Dry | SDG&E ¦ Hot-Dry | SDG&E | All | Electric & Gas | Res Small Gas Storage Water Heater (0.63 UEF - 50 Gal) | Average Existing and Code |  | 2027 | 1 | Conventional | WaterHeat | Res - Multi Family | Res | ROB and NEW | 0 | Residential Households | water heater | 25 | DEER:Res_ClothesDishWasher | 0 | 0 | 0 | SWWH025-07 | 1090.33 | 2022 | 409.45 | 2022 | 0 | 0 | SWWH025-07 | Res Gas Water Heaters - Panel Upgrade - Hot-Dry ¦ SDG&E ¦ Hot-Dry | Res Gas Water Heaters - Panel Upgrade - Hot-Dry | 0.32533 | 0.5 | 0.80749 | RASS 2019 | 0 | 2012 | 1 | SWWH025-07
RES-WATERHEAT-FS-PU-10A.1 | Res ¦ Res Small Electric Storage Water Heater (0.92 UEF - 50 Gal) - FS Future Baseline 2027 - Panel Upgrade - Marine ¦ PG&E ¦ Marine | Res ¦ Res Small Electric Storage Water Heater (0.92 UEF - 50 Gal) - FS Future Baseline 2027 - Panel Upgrade - Marine | PG&E ¦ Marine | PG&E | All | Electric & Gas | Res Small Electric Storage Water Heater (0.92 UEF - 50 Gal) - FS Future Baseline 2027 | Efficient | 2027 | 2028 | 1 | Conventional | WaterHeat | Res - Single Family | Res | ROB and NEW | 0 | Residential Households | water heater | 20 | DEER:Res_ClothesDishWasher | 840.3333 | 0.043267 | -71 | SWWH025-07, SWWH014-05 | 1168.049 | 2022 | 471.7 | 2022 | 0 | -70.2633 | SWWH025-07, SWWH014-05 | Res Gas Water Heaters - Panel Upgrade - Marine ¦ PG&E ¦ Marine | Res Gas Water Heaters - Panel Upgrade - Marine | 0.8548 | 0.5 | 0 | RASS 2019 | 0 | 2012 | 1 | SWWH025-07, SWWH014-05
RES-WATERHEAT-FS-PU-10A.2 | Res ¦ Res Small Electric Storage Water Heater (0.92 UEF - 50 Gal) - FS Future Baseline 2027 - Panel Upgrade - Marine ¦ PG&E ¦ Marine | Res ¦ Res Small Electric Storage Water Heater (0.92 UEF - 50 Gal) - FS Future Baseline 2027 - Panel Upgrade - Marine | PG&E ¦ Marine | PG&E | All | Electric & Gas | Res Small Electric Storage Water Heater (0.92 UEF - 50 Gal) - FS Future Baseline 2027 | Efficient | 2027 | 2028 | 1 | Conventional | WaterHeat | Res - Multi Family | Res | ROB and NEW | 0 | Residential Households | water heater | 20 | DEER:Res_ClothesDishWasher | 719.5 | 0.055367 | -61.6667 | SWWH025-07, SWWH014-05 | 1168.049 | 2022 | 471.7 | 2022 | 0 | -70.2633 | SWWH025-07, SWWH014-05 | Res Gas Water Heaters - Panel Upgrade - Marine ¦ PG&E ¦ Marine | Res Gas Water Heaters - Panel Upgrade - Marine | 0.30454 | 0.5 | 0 | RASS 2019 | 0 | 2012 | 1 | SWWH025-07, SWWH014-05
RES-WATERHEAT-FS-PU-10A.3 | Res ¦ Res Small Electric Storage Water Heater (0.92 UEF - 50 Gal) - FS Future Baseline 2027 - Panel Upgrade - Hot-Dry ¦ PG&E ¦ Hot-Dry | Res ¦ Res Small Electric Storage Water Heater (0.92 UEF - 50 Gal) - FS Future Baseline 2027 - Panel Upgrade - Hot-Dry | PG&E ¦ Hot-Dry | PG&E | All | Electric & Gas | Res Small Electric Storage Water Heater (0.92 UEF - 50 Gal) - FS Future Baseline 2027 | Efficient | 2027 | 2028 | 1 | Conventional | WaterHeat | Res - Single Family | Res | ROB and NEW | 0 | Residential Households | water heater | 20 | DEER:Res_ClothesDishWasher | 803.8333 | 0.041617 | -67.3333 | SWWH025-07, SWWH014-05 | 1168.049 | 2022 | 471.7 | 2022 | 0 | -70.2633 | SWWH025-07, SWWH014-05 | Res Gas Water Heaters - Panel Upgrade - Hot-Dry ¦ PG&E ¦ Hot-Dry | Res Gas Water Heaters - Panel Upgrade - Hot-Dry | 0.86268 | 0.5 | 0 | RASS 2019 | 0 | 2012 | 1 | SWWH025-07, SWWH014-05
RES-WATERHEAT-FS-PU-10A.4 | Res ¦ Res Small Electric Storage Water Heater (0.92 UEF - 50 Gal) - FS Future Baseline 2027 - Panel Upgrade - Hot-Dry ¦ PG&E ¦ Hot-Dry | Res ¦ Res Small Electric Storage Water Heater (0.92 UEF - 50 Gal) - FS Future Baseline 2027 - Panel Upgrade - Hot-Dry | PG&E ¦ Hot-Dry | PG&E | All | Electric & Gas | Res Small Electric Storage Water Heater (0.92 UEF - 50 Gal) - FS Future Baseline 2027 | Efficient | 2027 | 2028 | 1 | Conventional | WaterHeat | Res - Multi Family | Res | ROB and NEW | 0 | Residential Households | water heater | 20 | DEER:Res_ClothesDishWasher | 689.6667 | 0.0495 | -59 | SWWH025-07, SWWH014-05 | 1168.049 | 2022 | 471.7 | 2022 | 0 | -70.2633 | SWWH025-07, SWWH014-05 | Res Gas Water Heaters - Panel Upgrade - Hot-Dry ¦ PG&E ¦ Hot-Dry | Res Gas Water Heaters - Panel Upgrade - Hot-Dry | 0.35325 | 0.5 | 0 | RASS 2019 | 0 | 2012 | 1 | SWWH025-07, SWWH014-05
RES-WATERHEAT-FS-PU-10A.5 | Res ¦ Res Small Electric Storage Water Heater (0.92 UEF - 50 Gal) - FS Future Baseline 2027 - Panel Upgrade - Cold ¦ PG&E ¦ Cold | Res ¦ Res Small Electric Storage Water Heater (0.92 UEF - 50 Gal) - FS Future Baseline 2027 - Panel Upgrade - Cold | PG&E ¦ Cold | PG&E | All | Electric & Gas | Res Small Electric Storage Water Heater (0.92 UEF - 50 Gal) - FS Future Baseline 2027 | Efficient | 2027 | 2028 | 1 | Conventional | WaterHeat | Res - Single Family | Res | ROB and NEW | 0 | Residential Households | water heater | 20 | DEER:Res_ClothesDishWasher | 1002.5 | 0.04345 | -75.6667 | SWWH025-07, SWWH014-05 | 1168.049 | 2022 | 471.7 | 2022 | 0 | -70.2633 | SWWH025-07, SWWH014-05 | Res Gas Water Heaters - Panel Upgrade - Cold ¦ PG&E ¦ Cold | Res Gas Water Heaters - Panel Upgrade - Cold | 0.77281 | 0.5 | 0 | RASS 2019 | 0 | 2012 | 1 | SWWH025-07, SWWH014-05
RES-WATERHEAT-FS-PU-10A.6 | Res ¦ Res Small Electric Storage Water Heater (0.92 UEF - 50 Gal) - FS Future Baseline 2027 - Panel Upgrade - Cold ¦ PG&E ¦ Cold | Res ¦ Res Small Electric Storage Water Heater (0.92 UEF - 50 Gal) - FS Future Baseline 2027 - Panel Upgrade - Cold | PG&E ¦ Cold | PG&E | All | Electric & Gas | Res Small Electric Storage Water Heater (0.92 UEF - 50 Gal) - FS Future Baseline 2027 | Efficient | 2027 | 2028 | 1 | Conventional | WaterHeat | Res - Multi Family | Res | ROB and NEW | 0 | Residential Households | water heater | 20 | DEER:Res_ClothesDishWasher | 781.3333 | 0.054633 | -64.3333 | SWWH025-07, SWWH014-05 | 1168.049 | 2022 | 471.7 | 2022 | 0 | -70.2633 | SWWH025-07, SWWH014-05 | Res Gas Water Heaters - Panel Upgrade - Cold ¦ PG&E ¦ Cold | Res Gas Water Heaters - Panel Upgrade - Cold | 0.1935 | 0.5 | 0 | RASS 2019 | 0 | 2012 | 1 | SWWH025-07, SWWH014-05
RES-WATERHEAT-FS-PU-10A.7 | Res ¦ Res Small Electric Storage Water Heater (0.92 UEF - 50 Gal) - FS Future Baseline 2027 - Panel Upgrade - Marine ¦ SCG ¦ Marine | Res ¦ Res Small Electric Storage Water Heater (0.92 UEF - 50 Gal) - FS Future Baseline 2027 - Panel Upgrade - Marine | SCG ¦ Marine | SCG | All | Electric & Gas | Res Small Electric Storage Water Heater (0.92 UEF - 50 Gal) - FS Future Baseline 2027 | Efficient | 2027 | 2028 | 1 | Conventional | WaterHeat | Res - Single Family | Res | ROB and NEW | 0 | Residential Households | water heater | 20 | DEER:Res_ClothesDishWasher | 764.5 | 0.056283 | -65.3333 | SWWH025-07, SWWH014-05 | 1168.049 | 2022 | 471.7 | 2022 | 0 | -70.2633 | SWWH025-07, SWWH014-05 | Res Gas Water Heaters - Panel Upgrade - Marine ¦ SCG ¦ Marine | Res Gas Water Heaters - Panel Upgrade - Marine | 0.84553 | 0.5 | 0 | RASS 2019 | 0 | 2012 | 1 | SWWH025-07, SWWH014-05
RES-WATERHEAT-FS-PU-10A.8 | Res ¦ Res Small Electric Storage Water Heater (0.92 UEF - 50 Gal) - FS Future Baseline 2027 - Panel Upgrade - Marine ¦ SCG ¦ Marine | Res ¦ Res Small Electric Storage Water Heater (0.92 UEF - 50 Gal) - FS Future Baseline 2027 - Panel Upgrade - Marine | SCG ¦ Marine | SCG | All | Electric & Gas | Res Small Electric Storage Water Heater (0.92 UEF - 50 Gal) - FS Future Baseline 2027 | Efficient | 2027 | 2028 | 1 | Conventional | WaterHeat | Res - Multi Family | Res | ROB and NEW | 0 | Residential Households | water heater | 20 | DEER:Res_ClothesDishWasher | 664.1667 | 0.057017 | -57.3333 | SWWH025-07, SWWH014-05 | 1168.049 | 2022 | 471.7 | 2022 | 0 | -70.2633 | SWWH025-07, SWWH014-05 | Res Gas Water Heaters - Panel Upgrade - Marine ¦ SCG ¦ Marine | Res Gas Water Heaters - Panel Upgrade - Marine | 0.33538 | 0.5 | 0 | RASS 2019 | 0 | 2012 | 1 | SWWH025-07, SWWH014-05
RES-WATERHEAT-FS-PU-10A.9 | Res ¦ Res Small Electric Storage Water Heater (0.92 UEF - 50 Gal) - FS Future Baseline 2027 - Panel Upgrade - Hot-Dry ¦ SCG ¦ Hot-Dry | Res ¦ Res Small Electric Storage Water Heater (0.92 UEF - 50 Gal) - FS Future Baseline 2027 - Panel Upgrade - Hot-Dry | SCG ¦ Hot-Dry | SCG | All | Electric & Gas | Res Small Electric Storage Water Heater (0.92 UEF - 50 Gal) - FS Future Baseline 2027 | Efficient | 2027 | 2028 | 1 | Conventional | WaterHeat | Res - Single Family | Res | ROB and NEW | 0 | Residential Households | water heater | 20 | DEER:Res_ClothesDishWasher | 753.1667 | 0.052983 | -64 | SWWH025-07, SWWH014-05 | 1168.049 | 2022 | 471.7 | 2022 | 0 | -70.2633 | SWWH025-07, SWWH014-05 | Res Gas Water Heaters - Panel Upgrade - Hot-Dry ¦ SCG ¦ Hot-Dry | Res Gas Water Heaters - Panel Upgrade - Hot-Dry | 0.86306 | 0.5 | 0 | RASS 2019 | 0 | 2012 | 1 | SWWH025-07, SWWH014-05
RES-WATERHEAT-FS-PU-10A.10 | Res ¦ Res Small Electric Storage Water Heater (0.92 UEF - 50 Gal) - FS Future Baseline 2027 - Panel Upgrade - Hot-Dry ¦ SCG ¦ Hot-Dry | Res ¦ Res Small Electric Storage Water Heater (0.92 UEF - 50 Gal) - FS Future Baseline 2027 - Panel Upgrade - Hot-Dry | SCG ¦ Hot-Dry | SCG | All | Electric & Gas | Res Small Electric Storage Water Heater (0.92 UEF - 50 Gal) - FS Future Baseline 2027 | Efficient | 2027 | 2028 | 1 | Conventional | WaterHeat | Res - Multi Family | Res | ROB and NEW | 0 | Residential Households | water heater | 20 | DEER:Res_ClothesDishWasher | 658 | 0.05115 | -56.3333 | SWWH025-07, SWWH014-05 | 1168.049 | 2022 | 471.7 | 2022 | 0 | -70.2633 | SWWH025-07, SWWH014-05 | Res Gas Water Heaters - Panel Upgrade - Hot-Dry ¦ SCG ¦ Hot-Dry | Res Gas Water Heaters - Panel Upgrade - Hot-Dry | 0.27215 | 0.5 | 0 | RASS 2019 | 0 | 2012 | 1 | SWWH025-07, SWWH014-05
RES-WATERHEAT-FS-PU-10A.11 | Res ¦ Res Small Electric Storage Water Heater (0.92 UEF - 50 Gal) - FS Future Baseline 2027 - Panel Upgrade - Cold ¦ SCG ¦ Cold | Res ¦ Res Small Electric Storage Water Heater (0.92 UEF - 50 Gal) - FS Future Baseline 2027 - Panel Upgrade - Cold | SCG ¦ Cold | SCG | All | Electric & Gas | Res Small Electric Storage Water Heater (0.92 UEF - 50 Gal) - FS Future Baseline 2027 | Efficient | 2027 | 2028 | 1 | Conventional | WaterHeat | Res - Single Family | Res | ROB and NEW | 0 | Residential Households | water heater | 20 | DEER:Res_ClothesDishWasher | 1002.5 | 0.04345 | -75.6667 | SWWH025-07, SWWH014-05 | 1168.049 | 2022 | 471.7 | 2022 | 0 | -70.2633 | SWWH025-07, SWWH014-05 | Res Gas Water Heaters - Panel Upgrade - Cold ¦ SCG ¦ Cold | Res Gas Water Heaters - Panel Upgrade - Cold | 0.57576 | 0.5 | 0 | RASS 2019 | 0 | 2012 | 1 | SWWH025-07, SWWH014-05
RES-WATERHEAT-FS-PU-10A.12 | Res ¦ Res Small Electric Storage Water Heater (0.92 UEF - 50 Gal) - FS Future Baseline 2027 - Panel Upgrade - Cold ¦ SCG ¦ Cold | Res ¦ Res Small Electric Storage Water Heater (0.92 UEF - 50 Gal) - FS Future Baseline 2027 - Panel Upgrade - Cold | SCG ¦ Cold | SCG | All | Electric & Gas | Res Small Electric Storage Water Heater (0.92 UEF - 50 Gal) - FS Future Baseline 2027 | Efficient | 2027 | 2028 | 1 | Conventional | WaterHeat | Res - Multi Family | Res | ROB and NEW | 0 | Residential Households | water heater | 20 | DEER:Res_ClothesDishWasher | 781.3333 | 0.054633 | -64.3333 | SWWH025-07, SWWH014-05 | 1168.049 | 2022 | 471.7 | 2022 | 0 | -70.2633 | SWWH025-07, SWWH014-05 | Res Gas Water Heaters - Panel Upgrade - Cold ¦ SCG ¦ Cold | Res Gas Water Heaters - Panel Upgrade - Cold | 0.1935 | 0.5 | 0 | RASS 2019 | 0 | 2012 | 1 | SWWH025-07, SWWH014-05
RES-WATERHEAT-FS-PU-10A.13 | Res ¦ Res Small Electric Storage Water Heater (0.92 UEF - 50 Gal) - FS Future Baseline 2027 - Panel Upgrade - Marine ¦ SDG&E ¦ Marine | Res ¦ Res Small Electric Storage Water Heater (0.92 UEF - 50 Gal) - FS Future Baseline 2027 - Panel Upgrade - Marine | SDG&E ¦ Marine | SDG&E | All | Electric & Gas | Res Small Electric Storage Water Heater (0.92 UEF - 50 Gal) - FS Future Baseline 2027 | Efficient | 2027 | 2028 | 1 | Conventional | WaterHeat | Res - Single Family | Res | ROB and NEW | 0 | Residential Households | water heater | 20 | DEER:Res_ClothesDishWasher | 764.5 | 0.056283 | -65.3333 | SWWH025-07, SWWH014-05 | 1168.049 | 2022 | 471.7 | 2022 | 0 | -70.2633 | SWWH025-07, SWWH014-05 | Res Gas Water Heaters - Panel Upgrade - Marine ¦ SDG&E ¦ Marine | Res Gas Water Heaters - Panel Upgrade - Marine | 0.92491 | 0.5 | 0 | RASS 2019 | 0 | 2012 | 1 | SWWH025-07, SWWH014-05
RES-WATERHEAT-FS-PU-10A.14 | Res ¦ Res Small Electric Storage Water Heater (0.92 UEF - 50 Gal) - FS Future Baseline 2027 - Panel Upgrade - Marine ¦ SDG&E ¦ Marine | Res ¦ Res Small Electric Storage Water Heater (0.92 UEF - 50 Gal) - FS Future Baseline 2027 - Panel Upgrade - Marine | SDG&E ¦ Marine | SDG&E | All | Electric & Gas | Res Small Electric Storage Water Heater (0.92 UEF - 50 Gal) - FS Future Baseline 2027 | Efficient | 2027 | 2028 | 1 | Conventional | WaterHeat | Res - Multi Family | Res | ROB and NEW | 0 | Residential Households | water heater | 20 | DEER:Res_ClothesDishWasher | 664.1667 | 0.057017 | -57.3333 | SWWH025-07, SWWH014-05 | 1168.049 | 2022 | 471.7 | 2022 | 0 | -70.2633 | SWWH025-07, SWWH014-05 | Res Gas Water Heaters - Panel Upgrade - Marine ¦ SDG&E ¦ Marine | Res Gas Water Heaters - Panel Upgrade - Marine | 0.52432 | 0.5 | 0 | RASS 2019 | 0 | 2012 | 1 | SWWH025-07, SWWH014-05
RES-WATERHEAT-FS-PU-10A.15 | Res ¦ Res Small Electric Storage Water Heater (0.92 UEF - 50 Gal) - FS Future Baseline 2027 - Panel Upgrade - Hot-Dry ¦ SDG&E ¦ Hot-Dry | Res ¦ Res Small Electric Storage Water Heater (0.92 UEF - 50 Gal) - FS Future Baseline 2027 - Panel Upgrade - Hot-Dry | SDG&E ¦ Hot-Dry | SDG&E | All | Electric & Gas | Res Small Electric Storage Water Heater (0.92 UEF - 50 Gal) - FS Future Baseline 2027 | Efficient | 2027 | 2028 | 1 | Conventional | WaterHeat | Res - Single Family | Res | ROB and NEW | 0 | Residential Households | water heater | 20 | DEER:Res_ClothesDishWasher | 761.1667 | 0.05665 | -65.3333 | SWWH025-07, SWWH014-05 | 1168.049 | 2022 | 471.7 | 2022 | 0 | -70.2633 | SWWH025-07, SWWH014-05 | Res Gas Water Heaters - Panel Upgrade - Hot-Dry ¦ SDG&E ¦ Hot-Dry | Res Gas Water Heaters - Panel Upgrade - Hot-Dry | 0.88872 | 0.5 | 0 | RASS 2019 | 0 | 2012 | 1 | SWWH025-07, SWWH014-05
RES-WATERHEAT-FS-PU-10A.16 | Res ¦ Res Small Electric Storage Water Heater (0.92 UEF - 50 Gal) - FS Future Baseline 2027 - Panel Upgrade - Hot-Dry ¦ SDG&E ¦ Hot-Dry | Res ¦ Res Small Electric Storage Water Heater (0.92 UEF - 50 Gal) - FS Future Baseline 2027 - Panel Upgrade - Hot-Dry | SDG&E ¦ Hot-Dry | SDG&E | All | Electric & Gas | Res Small Electric Storage Water Heater (0.92 UEF - 50 Gal) - FS Future Baseline 2027 | Efficient | 2027 | 2028 | 1 | Conventional | WaterHeat | Res - Multi Family | Res | ROB and NEW | 0 | Residential Households | water heater | 20 | DEER:Res_ClothesDishWasher | 662.3333 | 0.058117 | -57 | SWWH025-07, SWWH014-05 | 1168.049 | 2022 | 471.7 | 2022 | 0 | -70.2633 | SWWH025-07, SWWH014-05 | Res Gas Water Heaters - Panel Upgrade - Hot-Dry ¦ SDG&E ¦ Hot-Dry | Res Gas Water Heaters - Panel Upgrade - Hot-Dry | 0.32533 | 0.5 | 0 | RASS 2019 | 0 | 2012 | 1 | SWWH025-07, SWWH014-05
RES-WATERHEAT-FS-PU-10B.1 | Res ¦ Res Small Electric Storage Water Heater (0.92 UEF - 50 Gal) - FS Future Baseline 2028 - Panel Upgrade - Marine ¦ PG&E ¦ Marine | Res ¦ Res Small Electric Storage Water Heater (0.92 UEF - 50 Gal) - FS Future Baseline 2028 - Panel Upgrade - Marine | PG&E ¦ Marine | PG&E | All | Electric & Gas | Res Small Electric Storage Water Heater (0.92 UEF - 50 Gal) - FS Future Baseline 2028 | Efficient | 2028 | 2029 | 1 | Conventional | WaterHeat | Res - Single Family | Res | ROB and NEW | 0 | Residential Households | water heater | 20 | DEER:Res_ClothesDishWasher | 1680.6667 | 0.086533 | -142 | SWWH025-07, SWWH014-05 | 1245.768 | 2022 | 533.95 | 2022 | 0 | -140.5267 | SWWH025-07, SWWH014-05 | Res Gas Water Heaters - Panel Upgrade - Marine ¦ PG&E ¦ Marine | Res Gas Water Heaters - Panel Upgrade - Marine | 0.8548 | 0.5 | 0 | RASS 2019 | 0 | 2012 | 1 | SWWH025-07, SWWH014-05
RES-WATERHEAT-FS-PU-10B.2 | Res ¦ Res Small Electric Storage Water Heater (0.92 UEF - 50 Gal) - FS Future Baseline 2028 - Panel Upgrade - Marine ¦ PG&E ¦ Marine | Res ¦ Res Small Electric Storage Water Heater (0.92 UEF - 50 Gal) - FS Future Baseline 2028 - Panel Upgrade - Marine | PG&E ¦ Marine | PG&E | All | Electric & Gas | Res Small Electric Storage Water Heater (0.92 UEF - 50 Gal) - FS Future Baseline 2028 | Efficient | 2028 | 2029 | 1 | Conventional | WaterHeat | Res - Multi Family | Res | ROB and NEW | 0 | Residential Households | water heater | 20 | DEER:Res_ClothesDishWasher | 1439 | 0.11073 | -123.3333 | SWWH025-07, SWWH014-05 | 1245.768 | 2022 | 533.95 | 2022 | 0 | -140.5267 | SWWH025-07, SWWH014-05 | Res Gas Water Heaters - Panel Upgrade - Marine ¦ PG&E ¦ Marine | Res Gas Water Heaters - Panel Upgrade - Marine | 0.30454 | 0.5 | 0 | RASS 2019 | 0 | 2012 | 1 | SWWH025-07, SWWH014-05
RES-WATERHEAT-FS-PU-10B.3 | Res ¦ Res Small Electric Storage Water Heater (0.92 UEF - 50 Gal) - FS Future Baseline 2028 - Panel Upgrade - Hot-Dry ¦ PG&E ¦ Hot-Dry | Res ¦ Res Small Electric Storage Water Heater (0.92 UEF - 50 Gal) - FS Future Baseline 2028 - Panel Upgrade - Hot-Dry | PG&E ¦ Hot-Dry | PG&E | All | Electric & Gas | Res Small Electric Storage Water Heater (0.92 UEF - 50 Gal) - FS Future Baseline 2028 | Efficient | 2028 | 2029 | 1 | Conventional | WaterHeat | Res - Single Family | Res | ROB and NEW | 0 | Residential Households | water heater | 20 | DEER:Res_ClothesDishWasher | 1607.6667 | 0.083233 | -134.6667 | SWWH025-07, SWWH014-05 | 1245.768 | 2022 | 533.95 | 2022 | 0 | -140.5267 | SWWH025-07, SWWH014-05 | Res Gas Water Heaters - Panel Upgrade - Hot-Dry ¦ PG&E ¦ Hot-Dry | Res Gas Water Heaters - Panel Upgrade - Hot-Dry | 0.86268 | 0.5 | 0 | RASS 2019 | 0 | 2012 | 1 | SWWH025-07, SWWH014-05
RES-WATERHEAT-FS-PU-10B.4 | Res ¦ Res Small Electric Storage Water Heater (0.92 UEF - 50 Gal) - FS Future Baseline 2028 - Panel Upgrade - Hot-Dry ¦ PG&E ¦ Hot-Dry | Res ¦ Res Small Electric Storage Water Heater (0.92 UEF - 50 Gal) - FS Future Baseline 2028 - Panel Upgrade - Hot-Dry | PG&E ¦ Hot-Dry | PG&E | All | Electric & Gas | Res Small Electric Storage Water Heater (0.92 UEF - 50 Gal) - FS Future Baseline 2028 | Efficient | 2028 | 2029 | 1 | Conventional | WaterHeat | Res - Multi Family | Res | ROB and NEW | 0 | Residential Households | water heater | 20 | DEER:Res_ClothesDishWasher | 1379.3333 | 0.099 | -118 | SWWH025-07, SWWH014-05 | 1245.768 | 2022 | 533.95 | 2022 | 0 | -140.5267 | SWWH025-07, SWWH014-05 | Res Gas Water Heaters - Panel Upgrade - Hot-Dry ¦ PG&E ¦ Hot-Dry | Res Gas Water Heaters - Panel Upgrade - Hot-Dry | 0.35325 | 0.5 | 0 | RASS 2019 | 0 | 2012 | 1 | SWWH025-07, SWWH014-05
RES-WATERHEAT-FS-PU-10B.5 | Res ¦ Res Small Electric Storage Water Heater (0.92 UEF - 50 Gal) - FS Future Baseline 2028 - Panel Upgrade - Cold ¦ PG&E ¦ Cold | Res ¦ Res Small Electric Storage Water Heater (0.92 UEF - 50 Gal) - FS Future Baseline 2028 - Panel Upgrade - Cold | PG&E ¦ Cold | PG&E | All | Electric & Gas | Res Small Electric Storage Water Heater (0.92 UEF - 50 Gal) - FS Future Baseline 2028 | Efficient | 2028 | 2029 | 1 | Conventional | WaterHeat | Res - Single Family | Res | ROB and NEW | 0 | Residential Households | water heater | 20 | DEER:Res_ClothesDishWasher | 2005 | 0.0869 | -151.3333 | SWWH025-07, SWWH014-05 | 1245.768 | 2022 | 533.95 | 2022 | 0 | -140.5267 | SWWH025-07, SWWH014-05 | Res Gas Water Heaters - Panel Upgrade - Cold ¦ PG&E ¦ Cold | Res Gas Water Heaters - Panel Upgrade - Cold | 0.77281 | 0.5 | 0 | RASS 2019 | 0 | 2012 | 1 | SWWH025-07, SWWH014-05
RES-WATERHEAT-FS-PU-10B.6 | Res ¦ Res Small Electric Storage Water Heater (0.92 UEF - 50 Gal) - FS Future Baseline 2028 - Panel Upgrade - Cold ¦ PG&E ¦ Cold | Res ¦ Res Small Electric Storage Water Heater (0.92 UEF - 50 Gal) - FS Future Baseline 2028 - Panel Upgrade - Cold | PG&E ¦ Cold | PG&E | All | Electric & Gas | Res Small Electric Storage Water Heater (0.92 UEF - 50 Gal) - FS Future Baseline 2028 | Efficient | 2028 | 2029 | 1 | Conventional | WaterHeat | Res - Multi Family | Res | ROB and NEW | 0 | Residential Households | water heater | 20 | DEER:Res_ClothesDishWasher | 1562.6667 | 0.10927 | -128.6667 | SWWH025-07, SWWH014-05 | 1245.768 | 2022 | 533.95 | 2022 | 0 | -140.5267 | SWWH025-07, SWWH014-05 | Res Gas Water Heaters - Panel Upgrade - Cold ¦ PG&E ¦ Cold | Res Gas Water Heaters - Panel Upgrade - Cold | 0.1935 | 0.5 | 0 | RASS 2019 | 0 | 2012 | 1 | SWWH025-07, SWWH014-05
RES-WATERHEAT-FS-PU-10B.7 | Res ¦ Res Small Electric Storage Water Heater (0.92 UEF - 50 Gal) - FS Future Baseline 2028 - Panel Upgrade - Marine ¦ SCG ¦ Marine | Res ¦ Res Small Electric Storage Water Heater (0.92 UEF - 50 Gal) - FS Future Baseline 2028 - Panel Upgrade - Marine | SCG ¦ Marine | SCG | All | Electric & Gas | Res Small Electric Storage Water Heater (0.92 UEF - 50 Gal) - FS Future Baseline 2028 | Efficient | 2028 | 2029 | 1 | Conventional | WaterHeat | Res - Single Family | Res | ROB and NEW | 0 | Residential Households | water heater | 20 | DEER:Res_ClothesDishWasher | 1529 | 0.11257 | -130.6667 | SWWH025-07, SWWH014-05 | 1245.768 | 2022 | 533.95 | 2022 | 0 | -140.5267 | SWWH025-07, SWWH014-05 | Res Gas Water Heaters - Panel Upgrade - Marine ¦ SCG ¦ Marine | Res Gas Water Heaters - Panel Upgrade - Marine | 0.84553 | 0.5 | 0 | RASS 2019 | 0 | 2012 | 1 | SWWH025-07, SWWH014-05
RES-WATERHEAT-FS-PU-10B.8 | Res ¦ Res Small Electric Storage Water Heater (0.92 UEF - 50 Gal) - FS Future Baseline 2028 - Panel Upgrade - Marine ¦ SCG ¦ Marine | Res ¦ Res Small Electric Storage Water Heater (0.92 UEF - 50 Gal) - FS Future Baseline 2028 - Panel Upgrade - Marine | SCG ¦ Marine | SCG | All | Electric & Gas | Res Small Electric Storage Water Heater (0.92 UEF - 50 Gal) - FS Future Baseline 2028 | Efficient | 2028 | 2029 | 1 | Conventional | WaterHeat | Res - Multi Family | Res | ROB and NEW | 0 | Residential Households | water heater | 20 | DEER:Res_ClothesDishWasher | 1328.3333 | 0.11403 | -114.6667 | SWWH025-07, SWWH014-05 | 1245.768 | 2022 | 533.95 | 2022 | 0 | -140.5267 | SWWH025-07, SWWH014-05 | Res Gas Water Heaters - Panel Upgrade - Marine ¦ SCG ¦ Marine | Res Gas Water Heaters - Panel Upgrade - Marine | 0.33538 | 0.5 | 0 | RASS 2019 | 0 | 2012 | 1 | SWWH025-07, SWWH014-05
RES-WATERHEAT-FS-PU-10B.9 | Res ¦ Res Small Electric Storage Water Heater (0.92 UEF - 50 Gal) - FS Future Baseline 2028 - Panel Upgrade - Hot-Dry ¦ SCG ¦ Hot-Dry | Res ¦ Res Small Electric Storage Water Heater (0.92 UEF - 50 Gal) - FS Future Baseline 2028 - Panel Upgrade - Hot-Dry | SCG ¦ Hot-Dry | SCG | All | Electric & Gas | Res Small Electric Storage Water Heater (0.92 UEF - 50 Gal) - FS Future Baseline 2028 | Efficient | 2028 | 2029 | 1 | Conventional | WaterHeat | Res - Single Family | Res | ROB and NEW | 0 | Residential Households | water heater | 20 | DEER:Res_ClothesDishWasher | 1506.3333 | 0.10597 | -128 | SWWH025-07, SWWH014-05 | 1245.768 | 2022 | 533.95 | 2022 | 0 | -140.5267 | SWWH025-07, SWWH014-05 | Res Gas Water Heaters - Panel Upgrade - Hot-Dry ¦ SCG ¦ Hot-Dry | Res Gas Water Heaters - Panel Upgrade - Hot-Dry | 0.86306 | 0.5 | 0 | RASS 2019 | 0 | 2012 | 1 | SWWH025-07, SWWH014-05
RES-WATERHEAT-FS-PU-10B.10 | Res ¦ Res Small Electric Storage Water Heater (0.92 UEF - 50 Gal) - FS Future Baseline 2028 - Panel Upgrade - Hot-Dry ¦ SCG ¦ Hot-Dry | Res ¦ Res Small Electric Storage Water Heater (0.92 UEF - 50 Gal) - FS Future Baseline 2028 - Panel Upgrade - Hot-Dry | SCG ¦ Hot-Dry | SCG | All | Electric & Gas | Res Small Electric Storage Water Heater (0.92 UEF - 50 Gal) - FS Future Baseline 2028 | Efficient | 2028 | 2029 | 1 | Conventional | WaterHeat | Res - Multi Family | Res | ROB and NEW | 0 | Residential Households | water heater | 20 | DEER:Res_ClothesDishWasher | 1316 | 0.1023 | -112.6667 | SWWH025-07, SWWH014-05 | 1245.768 | 2022 | 533.95 | 2022 | 0 | -140.5267 | SWWH025-07, SWWH014-05 | Res Gas Water Heaters - Panel Upgrade - Hot-Dry ¦ SCG ¦ Hot-Dry | Res Gas Water Heaters - Panel Upgrade - Hot-Dry | 0.27215 | 0.5 | 0 | RASS 2019 | 0 | 2012 | 1 | SWWH025-07, SWWH014-05
RES-WATERHEAT-FS-PU-10B.11 | Res ¦ Res Small Electric Storage Water Heater (0.92 UEF - 50 Gal) - FS Future Baseline 2028 - Panel Upgrade - Cold ¦ SCG ¦ Cold | Res ¦ Res Small Electric Storage Water Heater (0.92 UEF - 50 Gal) - FS Future Baseline 2028 - Panel Upgrade - Cold | SCG ¦ Cold | SCG | All | Electric & Gas | Res Small Electric Storage Water Heater (0.92 UEF - 50 Gal) - FS Future Baseline 2028 | Efficient | 2028 | 2029 | 1 | Conventional | WaterHeat | Res - Single Family | Res | ROB and NEW | 0 | Residential Households | water heater | 20 | DEER:Res_ClothesDishWasher | 2005 | 0.0869 | -151.3333 | SWWH025-07, SWWH014-05 | 1245.768 | 2022 | 533.95 | 2022 | 0 | -140.5267 | SWWH025-07, SWWH014-05 | Res Gas Water Heaters - Panel Upgrade - Cold ¦ SCG ¦ Cold | Res Gas Water Heaters - Panel Upgrade - Cold | 0.57576 | 0.5 | 0 | RASS 2019 | 0 | 2012 | 1 | SWWH025-07, SWWH014-05
RES-WATERHEAT-FS-PU-10B.12 | Res ¦ Res Small Electric Storage Water Heater (0.92 UEF - 50 Gal) - FS Future Baseline 2028 - Panel Upgrade - Cold ¦ SCG ¦ Cold | Res ¦ Res Small Electric Storage Water Heater (0.92 UEF - 50 Gal) - FS Future Baseline 2028 - Panel Upgrade - Cold | SCG ¦ Cold | SCG | All | Electric & Gas | Res Small Electric Storage Water Heater (0.92 UEF - 50 Gal) - FS Future Baseline 2028 | Efficient | 2028 | 2029 | 1 | Conventional | WaterHeat | Res - Multi Family | Res | ROB and NEW | 0 | Residential Households | water heater | 20 | DEER:Res_ClothesDishWasher | 1562.6667 | 0.10927 | -128.6667 | SWWH025-07, SWWH014-05 | 1245.768 | 2022 | 533.95 | 2022 | 0 | -140.5267 | SWWH025-07, SWWH014-05 | Res Gas Water Heaters - Panel Upgrade - Cold ¦ SCG ¦ Cold | Res Gas Water Heaters - Panel Upgrade - Cold | 0.1935 | 0.5 | 0 | RASS 2019 | 0 | 2012 | 1 | SWWH025-07, SWWH014-05
RES-WATERHEAT-FS-PU-10B.13 | Res ¦ Res Small Electric Storage Water Heater (0.92 UEF - 50 Gal) - FS Future Baseline 2028 - Panel Upgrade - Marine ¦ SDG&E ¦ Marine | Res ¦ Res Small Electric Storage Water Heater (0.92 UEF - 50 Gal) - FS Future Baseline 2028 - Panel Upgrade - Marine | SDG&E ¦ Marine | SDG&E | All | Electric & Gas | Res Small Electric Storage Water Heater (0.92 UEF - 50 Gal) - FS Future Baseline 2028 | Efficient | 2028 | 2029 | 1 | Conventional | WaterHeat | Res - Single Family | Res | ROB and NEW | 0 | Residential Households | water heater | 20 | DEER:Res_ClothesDishWasher | 1529 | 0.11257 | -130.6667 | SWWH025-07, SWWH014-05 | 1245.768 | 2022 | 533.95 | 2022 | 0 | -140.5267 | SWWH025-07, SWWH014-05 | Res Gas Water Heaters - Panel Upgrade - Marine ¦ SDG&E ¦ Marine | Res Gas Water Heaters - Panel Upgrade - Marine | 0.92491 | 0.5 | 0 | RASS 2019 | 0 | 2012 | 1 | SWWH025-07, SWWH014-05
RES-WATERHEAT-FS-PU-10B.14 | Res ¦ Res Small Electric Storage Water Heater (0.92 UEF - 50 Gal) - FS Future Baseline 2028 - Panel Upgrade - Marine ¦ SDG&E ¦ Marine | Res ¦ Res Small Electric Storage Water Heater (0.92 UEF - 50 Gal) - FS Future Baseline 2028 - Panel Upgrade - Marine | SDG&E ¦ Marine | SDG&E | All | Electric & Gas | Res Small Electric Storage Water Heater (0.92 UEF - 50 Gal) - FS Future Baseline 2028 | Efficient | 2028 | 2029 | 1 | Conventional | WaterHeat | Res - Multi Family | Res | ROB and NEW | 0 | Residential Households | water heater | 20 | DEER:Res_ClothesDishWasher | 1328.3333 | 0.11403 | -114.6667 | SWWH025-07, SWWH014-05 | 1245.768 | 2022 | 533.95 | 2022 | 0 | -140.5267 | SWWH025-07, SWWH014-05 | Res Gas Water Heaters - Panel Upgrade - Marine ¦ SDG&E ¦ Marine | Res Gas Water Heaters - Panel Upgrade - Marine | 0.52432 | 0.5 | 0 | RASS 2019 | 0 | 2012 | 1 | SWWH025-07, SWWH014-05
RES-WATERHEAT-FS-PU-10B.15 | Res ¦ Res Small Electric Storage Water Heater (0.92 UEF - 50 Gal) - FS Future Baseline 2028 - Panel Upgrade - Hot-Dry ¦ SDG&E ¦ Hot-Dry | Res ¦ Res Small Electric Storage Water Heater (0.92 UEF - 50 Gal) - FS Future Baseline 2028 - Panel Upgrade - Hot-Dry | SDG&E ¦ Hot-Dry | SDG&E | All | Electric & Gas | Res Small Electric Storage Water Heater (0.92 UEF - 50 Gal) - FS Future Baseline 2028 | Efficient | 2028 | 2029 | 1 | Conventional | WaterHeat | Res - Single Family | Res | ROB and NEW | 0 | Residential Households | water heater | 20 | DEER:Res_ClothesDishWasher | 1522.3333 | 0.1133 | -130.6667 | SWWH025-07, SWWH014-05 | 1245.768 | 2022 | 533.95 | 2022 | 0 | -140.5267 | SWWH025-07, SWWH014-05 | Res Gas Water Heaters - Panel Upgrade - Hot-Dry ¦ SDG&E ¦ Hot-Dry | Res Gas Water Heaters - Panel Upgrade - Hot-Dry | 0.88872 | 0.5 | 0 | RASS 2019 | 0 | 2012 | 1 | SWWH025-07, SWWH014-05
RES-WATERHEAT-FS-PU-10B.16 | Res ¦ Res Small Electric Storage Water Heater (0.92 UEF - 50 Gal) - FS Future Baseline 2028 - Panel Upgrade - Hot-Dry ¦ SDG&E ¦ Hot-Dry | Res ¦ Res Small Electric Storage Water Heater (0.92 UEF - 50 Gal) - FS Future Baseline 2028 - Panel Upgrade - Hot-Dry | SDG&E ¦ Hot-Dry | SDG&E | All | Electric & Gas | Res Small Electric Storage Water Heater (0.92 UEF - 50 Gal) - FS Future Baseline 2028 | Efficient | 2028 | 2029 | 1 | Conventional | WaterHeat | Res - Multi Family | Res | ROB and NEW | 0 | Residential Households | water heater | 20 | DEER:Res_ClothesDishWasher | 1324.6667 | 0.11623 | -114 | SWWH025-07, SWWH014-05 | 1245.768 | 2022 | 533.95 | 2022 | 0 | -140.5267 | SWWH025-07, SWWH014-05 | Res Gas Water Heaters - Panel Upgrade - Hot-Dry ¦ SDG&E ¦ Hot-Dry | Res Gas Water Heaters - Panel Upgrade - Hot-Dry | 0.32533 | 0.5 | 0 | RASS 2019 | 0 | 2012 | 1 | SWWH025-07, SWWH014-05
RES-WATERHEAT-FS-PU-10C.1 | Res ¦ Res Small Electric Storage Water Heater (0.92 UEF - 50 Gal) - FS Future Baseline 2029 - Panel Upgrade - Marine ¦ PG&E ¦ Marine | Res ¦ Res Small Electric Storage Water Heater (0.92 UEF - 50 Gal) - FS Future Baseline 2029 - Panel Upgrade - Marine | PG&E ¦ Marine | PG&E | All | Electric & Gas | Res Small Electric Storage Water Heater (0.92 UEF - 50 Gal) - FS Future Baseline 2029 | Efficient | 2029 |  | 1 | Conventional | WaterHeat | Res - Single Family | Res | ROB and NEW | 0 | Residential Households | water heater | 20 | DEER:Res_ClothesDishWasher | 2521 | 0.1298 | -213 | SWWH014-05 | 1323.487 | 2022 | 596.2 | 2022 | 0 | -210.79 | SWWH014-05 | Res Gas Water Heaters - Panel Upgrade - Marine ¦ PG&E ¦ Marine | Res Gas Water Heaters - Panel Upgrade - Marine | 0.8548 | 0.5 | 0 | RASS 2019 | 0 | 2012 | 1 | SWWH014-05
RES-WATERHEAT-FS-PU-10C.2 | Res ¦ Res Small Electric Storage Water Heater (0.92 UEF - 50 Gal) - FS Future Baseline 2029 - Panel Upgrade - Marine ¦ PG&E ¦ Marine | Res ¦ Res Small Electric Storage Water Heater (0.92 UEF - 50 Gal) - FS Future Baseline 2029 - Panel Upgrade - Marine | PG&E ¦ Marine | PG&E | All | Electric & Gas | Res Small Electric Storage Water Heater (0.92 UEF - 50 Gal) - FS Future Baseline 2029 | Efficient | 2029 |  | 1 | Conventional | WaterHeat | Res - Multi Family | Res | ROB and NEW | 0 | Residential Households | water heater | 20 | DEER:Res_ClothesDishWasher | 2158.5 | 0.1661 | -185 | SWWH014-05 | 1323.487 | 2022 | 596.2 | 2022 | 0 | -210.79 | SWWH014-05 | Res Gas Water Heaters - Panel Upgrade - Marine ¦ PG&E ¦ Marine | Res Gas Water Heaters - Panel Upgrade - Marine | 0.30454 | 0.5 | 0 | RASS 2019 | 0 | 2012 | 1 | SWWH014-05
RES-WATERHEAT-FS-PU-10C.3 | Res ¦ Res Small Electric Storage Water Heater (0.92 UEF - 50 Gal) - FS Future Baseline 2029 - Panel Upgrade - Hot-Dry ¦ PG&E ¦ Hot-Dry | Res ¦ Res Small Electric Storage Water Heater (0.92 UEF - 50 Gal) - FS Future Baseline 2029 - Panel Upgrade - Hot-Dry | PG&E ¦ Hot-Dry | PG&E | All | Electric & Gas | Res Small Electric Storage Water Heater (0.92 UEF - 50 Gal) - FS Future Baseline 2029 | Efficient | 2029 |  | 1 | Conventional | WaterHeat | Res - Single Family | Res | ROB and NEW | 0 | Residential Households | water heater | 20 | DEER:Res_ClothesDishWasher | 2411.5 | 0.12485 | -202 | SWWH014-05 | 1323.487 | 2022 | 596.2 | 2022 | 0 | -210.79 | SWWH014-05 | Res Gas Water Heaters - Panel Upgrade - Hot-Dry ¦ PG&E ¦ Hot-Dry | Res Gas Water Heaters - Panel Upgrade - Hot-Dry | 0.86268 | 0.5 | 0 | RASS 2019 | 0 | 2012 | 1 | SWWH014-05
RES-WATERHEAT-FS-PU-10C.4 | Res ¦ Res Small Electric Storage Water Heater (0.92 UEF - 50 Gal) - FS Future Baseline 2029 - Panel Upgrade - Hot-Dry ¦ PG&E ¦ Hot-Dry | Res ¦ Res Small Electric Storage Water Heater (0.92 UEF - 50 Gal) - FS Future Baseline 2029 - Panel Upgrade - Hot-Dry | PG&E ¦ Hot-Dry | PG&E | All | Electric & Gas | Res Small Electric Storage Water Heater (0.92 UEF - 50 Gal) - FS Future Baseline 2029 | Efficient | 2029 |  | 1 | Conventional | WaterHeat | Res - Multi Family | Res | ROB and NEW | 0 | Residential Households | water heater | 20 | DEER:Res_ClothesDishWasher | 2069 | 0.1485 | -177 | SWWH014-05 | 1323.487 | 2022 | 596.2 | 2022 | 0 | -210.79 | SWWH014-05 | Res Gas Water Heaters - Panel Upgrade - Hot-Dry ¦ PG&E ¦ Hot-Dry | Res Gas Water Heaters - Panel Upgrade - Hot-Dry | 0.35325 | 0.5 | 0 | RASS 2019 | 0 | 2012 | 1 | SWWH014-05
RES-WATERHEAT-FS-PU-10C.5 | Res ¦ Res Small Electric Storage Water Heater (0.92 UEF - 50 Gal) - FS Future Baseline 2029 - Panel Upgrade - Cold ¦ PG&E ¦ Cold | Res ¦ Res Small Electric Storage Water Heater (0.92 UEF - 50 Gal) - FS Future Baseline 2029 - Panel Upgrade - Cold | PG&E ¦ Cold | PG&E | All | Electric & Gas | Res Small Electric Storage Water Heater (0.92 UEF - 50 Gal) - FS Future Baseline 2029 | Efficient | 2029 |  | 1 | Conventional | WaterHeat | Res - Single Family | Res | ROB and NEW | 0 | Residential Households | water heater | 20 | DEER:Res_ClothesDishWasher | 3007.5 | 0.13035 | -227 | SWWH014-05 | 1323.487 | 2022 | 596.2 | 2022 | 0 | -210.79 | SWWH014-05 | Res Gas Water Heaters - Panel Upgrade - Cold ¦ PG&E ¦ Cold | Res Gas Water Heaters - Panel Upgrade - Cold | 0.77281 | 0.5 | 0 | RASS 2019 | 0 | 2012 | 1 | SWWH014-05
RES-WATERHEAT-FS-PU-10C.6 | Res ¦ Res Small Electric Storage Water Heater (0.92 UEF - 50 Gal) - FS Future Baseline 2029 - Panel Upgrade - Cold ¦ PG&E ¦ Cold | Res ¦ Res Small Electric Storage Water Heater (0.92 UEF - 50 Gal) - FS Future Baseline 2029 - Panel Upgrade - Cold | PG&E ¦ Cold | PG&E | All | Electric & Gas | Res Small Electric Storage Water Heater (0.92 UEF - 50 Gal) - FS Future Baseline 2029 | Efficient | 2029 |  | 1 | Conventional | WaterHeat | Res - Multi Family | Res | ROB and NEW | 0 | Residential Households | water heater | 20 | DEER:Res_ClothesDishWasher | 2344 | 0.1639 | -193 | SWWH014-05 | 1323.487 | 2022 | 596.2 | 2022 | 0 | -210.79 | SWWH014-05 | Res Gas Water Heaters - Panel Upgrade - Cold ¦ PG&E ¦ Cold | Res Gas Water Heaters - Panel Upgrade - Cold | 0.1935 | 0.5 | 0 | RASS 2019 | 0 | 2012 | 1 | SWWH014-05
RES-WATERHEAT-FS-PU-10C.7 | Res ¦ Res Small Electric Storage Water Heater (0.92 UEF - 50 Gal) - FS Future Baseline 2029 - Panel Upgrade - Marine ¦ SCG ¦ Marine | Res ¦ Res Small Electric Storage Water Heater (0.92 UEF - 50 Gal) - FS Future Baseline 2029 - Panel Upgrade - Marine | SCG ¦ Marine | SCG | All | Electric & Gas | Res Small Electric Storage Water Heater (0.92 UEF - 50 Gal) - FS Future Baseline 2029 | Efficient | 2029 |  | 1 | Conventional | WaterHeat | Res - Single Family | Res | ROB and NEW | 0 | Residential Households | water heater | 20 | DEER:Res_ClothesDishWasher | 2293.5 | 0.16885 | -196 | SWWH014-05 | 1323.487 | 2022 | 596.2 | 2022 | 0 | -210.79 | SWWH014-05 | Res Gas Water Heaters - Panel Upgrade - Marine ¦ SCG ¦ Marine | Res Gas Water Heaters - Panel Upgrade - Marine | 0.84553 | 0.5 | 0 | RASS 2019 | 0 | 2012 | 1 | SWWH014-05
RES-WATERHEAT-FS-PU-10C.8 | Res ¦ Res Small Electric Storage Water Heater (0.92 UEF - 50 Gal) - FS Future Baseline 2029 - Panel Upgrade - Marine ¦ SCG ¦ Marine | Res ¦ Res Small Electric Storage Water Heater (0.92 UEF - 50 Gal) - FS Future Baseline 2029 - Panel Upgrade - Marine | SCG ¦ Marine | SCG | All | Electric & Gas | Res Small Electric Storage Water Heater (0.92 UEF - 50 Gal) - FS Future Baseline 2029 | Efficient | 2029 |  | 1 | Conventional | WaterHeat | Res - Multi Family | Res | ROB and NEW | 0 | Residential Households | water heater | 20 | DEER:Res_ClothesDishWasher | 1992.5 | 0.17105 | -172 | SWWH014-05 | 1323.487 | 2022 | 596.2 | 2022 | 0 | -210.79 | SWWH014-05 | Res Gas Water Heaters - Panel Upgrade - Marine ¦ SCG ¦ Marine | Res Gas Water Heaters - Panel Upgrade - Marine | 0.33538 | 0.5 | 0 | RASS 2019 | 0 | 2012 | 1 | SWWH014-05
RES-WATERHEAT-FS-PU-10C.9 | Res ¦ Res Small Electric Storage Water Heater (0.92 UEF - 50 Gal) - FS Future Baseline 2029 - Panel Upgrade - Hot-Dry ¦ SCG ¦ Hot-Dry | Res ¦ Res Small Electric Storage Water Heater (0.92 UEF - 50 Gal) - FS Future Baseline 2029 - Panel Upgrade - Hot-Dry | SCG ¦ Hot-Dry | SCG | All | Electric & Gas | Res Small Electric Storage Water Heater (0.92 UEF - 50 Gal) - FS Future Baseline 2029 | Efficient | 2029 |  | 1 | Conventional | WaterHeat | Res - Single Family | Res | ROB and NEW | 0 | Residential Households | water heater | 20 | DEER:Res_ClothesDishWasher | 2259.5 | 0.15895 | -192 | SWWH014-05 | 1323.487 | 2022 | 596.2 | 2022 | 0 | -210.79 | SWWH014-05 | Res Gas Water Heaters - Panel Upgrade - Hot-Dry ¦ SCG ¦ Hot-Dry | Res Gas Water Heaters - Panel Upgrade - Hot-Dry | 0.86306 | 0.5 | 0 | RASS 2019 | 0 | 2012 | 1 | SWWH014-05
RES-WATERHEAT-FS-PU-10C.10 | Res ¦ Res Small Electric Storage Water Heater (0.92 UEF - 50 Gal) - FS Future Baseline 2029 - Panel Upgrade - Hot-Dry ¦ SCG ¦ Hot-Dry | Res ¦ Res Small Electric Storage Water Heater (0.92 UEF - 50 Gal) - FS Future Baseline 2029 - Panel Upgrade - Hot-Dry | SCG ¦ Hot-Dry | SCG | All | Electric & Gas | Res Small Electric Storage Water Heater (0.92 UEF - 50 Gal) - FS Future Baseline 2029 | Efficient | 2029 |  | 1 | Conventional | WaterHeat | Res - Multi Family | Res | ROB and NEW | 0 | Residential Households | water heater | 20 | DEER:Res_ClothesDishWasher | 1974 | 0.15345 | -169 | SWWH014-05 | 1323.487 | 2022 | 596.2 | 2022 | 0 | -210.79 | SWWH014-05 | Res Gas Water Heaters - Panel Upgrade - Hot-Dry ¦ SCG ¦ Hot-Dry | Res Gas Water Heaters - Panel Upgrade - Hot-Dry | 0.27215 | 0.5 | 0 | RASS 2019 | 0 | 2012 | 1 | SWWH014-05
RES-WATERHEAT-FS-PU-10C.11 | Res ¦ Res Small Electric Storage Water Heater (0.92 UEF - 50 Gal) - FS Future Baseline 2029 - Panel Upgrade - Cold ¦ SCG ¦ Cold | Res ¦ Res Small Electric Storage Water Heater (0.92 UEF - 50 Gal) - FS Future Baseline 2029 - Panel Upgrade - Cold | SCG ¦ Cold | SCG | All | Electric & Gas | Res Small Electric Storage Water Heater (0.92 UEF - 50 Gal) - FS Future Baseline 2029 | Efficient | 2029 |  | 1 | Conventional | WaterHeat | Res - Single Family | Res | ROB and NEW | 0 | Residential Households | water heater | 20 | DEER:Res_ClothesDishWasher | 3007.5 | 0.13035 | -227 | SWWH014-05 | 1323.487 | 2022 | 596.2 | 2022 | 0 | -210.79 | SWWH014-05 | Res Gas Water Heaters - Panel Upgrade - Cold ¦ SCG ¦ Cold | Res Gas Water Heaters - Panel Upgrade - Cold | 0.57576 | 0.5 | 0 | RASS 2019 | 0 | 2012 | 1 | SWWH014-05
RES-WATERHEAT-FS-PU-10C.12 | Res ¦ Res Small Electric Storage Water Heater (0.92 UEF - 50 Gal) - FS Future Baseline 2029 - Panel Upgrade - Cold ¦ SCG ¦ Cold | Res ¦ Res Small Electric Storage Water Heater (0.92 UEF - 50 Gal) - FS Future Baseline 2029 - Panel Upgrade - Cold | SCG ¦ Cold | SCG | All | Electric & Gas | Res Small Electric Storage Water Heater (0.92 UEF - 50 Gal) - FS Future Baseline 2029 | Efficient | 2029 |  | 1 | Conventional | WaterHeat | Res - Multi Family | Res | ROB and NEW | 0 | Residential Households | water heater | 20 | DEER:Res_ClothesDishWasher | 2344 | 0.1639 | -193 | SWWH014-05 | 1323.487 | 2022 | 596.2 | 2022 | 0 | -210.79 | SWWH014-05 | Res Gas Water Heaters - Panel Upgrade - Cold ¦ SCG ¦ Cold | Res Gas Water Heaters - Panel Upgrade - Cold | 0.1935 | 0.5 | 0 | RASS 2019 | 0 | 2012 | 1 | SWWH014-05
RES-WATERHEAT-FS-PU-10C.13 | Res ¦ Res Small Electric Storage Water Heater (0.92 UEF - 50 Gal) - FS Future Baseline 2029 - Panel Upgrade - Marine ¦ SDG&E ¦ Marine | Res ¦ Res Small Electric Storage Water Heater (0.92 UEF - 50 Gal) - FS Future Baseline 2029 - Panel Upgrade - Marine | SDG&E ¦ Marine | SDG&E | All | Electric & Gas | Res Small Electric Storage Water Heater (0.92 UEF - 50 Gal) - FS Future Baseline 2029 | Efficient | 2029 |  | 1 | Conventional | WaterHeat | Res - Single Family | Res | ROB and NEW | 0 | Residential Households | water heater | 20 | DEER:Res_ClothesDishWasher | 2293.5 | 0.16885 | -196 | SWWH014-05 | 1323.487 | 2022 | 596.2 | 2022 | 0 | -210.79 | SWWH014-05 | Res Gas Water Heaters - Panel Upgrade - Marine ¦ SDG&E ¦ Marine | Res Gas Water Heaters - Panel Upgrade - Marine | 0.92491 | 0.5 | 0 | RASS 2019 | 0 | 2012 | 1 | SWWH014-05
RES-WATERHEAT-FS-PU-10C.14 | Res ¦ Res Small Electric Storage Water Heater (0.92 UEF - 50 Gal) - FS Future Baseline 2029 - Panel Upgrade - Marine ¦ SDG&E ¦ Marine | Res ¦ Res Small Electric Storage Water Heater (0.92 UEF - 50 Gal) - FS Future Baseline 2029 - Panel Upgrade - Marine | SDG&E ¦ Marine | SDG&E | All | Electric & Gas | Res Small Electric Storage Water Heater (0.92 UEF - 50 Gal) - FS Future Baseline 2029 | Efficient | 2029 |  | 1 | Conventional | WaterHeat | Res - Multi Family | Res | ROB and NEW | 0 | Residential Households | water heater | 20 | DEER:Res_ClothesDishWasher | 1992.5 | 0.17105 | -172 | SWWH014-05 | 1323.487 | 2022 | 596.2 | 2022 | 0 | -210.79 | SWWH014-05 | Res Gas Water Heaters - Panel Upgrade - Marine ¦ SDG&E ¦ Marine | Res Gas Water Heaters - Panel Upgrade - Marine | 0.52432 | 0.5 | 0 | RASS 2019 | 0 | 2012 | 1 | SWWH014-05
RES-WATERHEAT-FS-PU-10C.15 | Res ¦ Res Small Electric Storage Water Heater (0.92 UEF - 50 Gal) - FS Future Baseline 2029 - Panel Upgrade - Hot-Dry ¦ SDG&E ¦ Hot-Dry | Res ¦ Res Small Electric Storage Water Heater (0.92 UEF - 50 Gal) - FS Future Baseline 2029 - Panel Upgrade - Hot-Dry | SDG&E ¦ Hot-Dry | SDG&E | All | Electric & Gas | Res Small Electric Storage Water Heater (0.92 UEF - 50 Gal) - FS Future Baseline 2029 | Efficient | 2029 |  | 1 | Conventional | WaterHeat | Res - Single Family | Res | ROB and NEW | 0 | Residential Households | water heater | 20 | DEER:Res_ClothesDishWasher | 2283.5 | 0.16995 | -196 | SWWH014-05 | 1323.487 | 2022 | 596.2 | 2022 | 0 | -210.79 | SWWH014-05 | Res Gas Water Heaters - Panel Upgrade - Hot-Dry ¦ SDG&E ¦ Hot-Dry | Res Gas Water Heaters - Panel Upgrade - Hot-Dry | 0.88872 | 0.5 | 0 | RASS 2019 | 0 | 2012 | 1 | SWWH014-05
RES-WATERHEAT-FS-PU-10C.16 | Res ¦ Res Small Electric Storage Water Heater (0.92 UEF - 50 Gal) - FS Future Baseline 2029 - Panel Upgrade - Hot-Dry ¦ SDG&E ¦ Hot-Dry | Res ¦ Res Small Electric Storage Water Heater (0.92 UEF - 50 Gal) - FS Future Baseline 2029 - Panel Upgrade - Hot-Dry | SDG&E ¦ Hot-Dry | SDG&E | All | Electric & Gas | Res Small Electric Storage Water Heater (0.92 UEF - 50 Gal) - FS Future Baseline 2029 | Efficient | 2029 |  | 1 | Conventional | WaterHeat | Res - Multi Family | Res | ROB and NEW | 0 | Residential Households | water heater | 20 | DEER:Res_ClothesDishWasher | 1987 | 0.17435 | -171 | SWWH014-05 | 1323.487 | 2022 | 596.2 | 2022 | 0 | -210.79 | SWWH014-05 | Res Gas Water Heaters - Panel Upgrade - Hot-Dry ¦ SDG&E ¦ Hot-Dry | Res Gas Water Heaters - Panel Upgrade - Hot-Dry | 0.32533 | 0.5 | 0 | RASS 2019 | 0 | 2012 | 1 | SWWH014-05
RES-WATERHEAT-FS-PU-11.1 | Res ¦ Res Condensing Eff. Small Gas Storage Water Heater (0.68 UEF - 50 Gal) - Panel Upgrade - Marine ¦ PG&E ¦ Marine | Res ¦ Res Condensing Eff. Small Gas Storage Water Heater (0.68 UEF - 50 Gal) - Panel Upgrade - Marine | PG&E ¦ Marine | PG&E | All | Electric & Gas | Res Condensing Eff. Small Gas Storage Water Heater (0.68 UEF - 50 Gal) | Efficient |  | 2029 | 1 | Conventional | WaterHeat | Res - Single Family | Res | ROB and NEW | 0 | Residential Households | water heater | 25 | DEER:Res_ClothesDishWasher | 0 | 0 | -14.28 | SWWH012-03 | 1223.894 | 2022 | 409.45 | 2022 | 0 | 0 | SWWH012-03 | Res Gas Water Heaters - Panel Upgrade - Marine ¦ PG&E ¦ Marine | Res Gas Water Heaters - Panel Upgrade - Marine | 0.8548 | 0.5 | 0.015014 | RASS 2019 | 490.0032 | 2032 | 1 | SWWH012-03
RES-WATERHEAT-FS-PU-11.2 | Res ¦ Res Condensing Eff. Small Gas Storage Water Heater (0.68 UEF - 50 Gal) - Panel Upgrade - Marine ¦ PG&E ¦ Marine | Res ¦ Res Condensing Eff. Small Gas Storage Water Heater (0.68 UEF - 50 Gal) - Panel Upgrade - Marine | PG&E ¦ Marine | PG&E | All | Electric & Gas | Res Condensing Eff. Small Gas Storage Water Heater (0.68 UEF - 50 Gal) | Efficient |  | 2029 | 1 | Conventional | WaterHeat | Res - Multi Family | Res | ROB and NEW | 0 | Residential Households | water heater | 25 | DEER:Res_ClothesDishWasher | 0 | 0 | -11.24 | SWWH012-03 | 1223.894 | 2022 | 409.45 | 2022 | 0 | 0 | SWWH012-03 | Res Gas Water Heaters - Panel Upgrade - Marine ¦ PG&E ¦ Marine | Res Gas Water Heaters - Panel Upgrade - Marine | 0.30454 | 0.5 | 0.04962 | RASS 2019 | 0 | 2012 | 1 | SWWH012-03
RES-WATERHEAT-FS-PU-11.3 | Res ¦ Res Condensing Eff. Small Gas Storage Water Heater (0.68 UEF - 50 Gal) - Panel Upgrade - Hot-Dry ¦ PG&E ¦ Hot-Dry | Res ¦ Res Condensing Eff. Small Gas Storage Water Heater (0.68 UEF - 50 Gal) - Panel Upgrade - Hot-Dry | PG&E ¦ Hot-Dry | PG&E | All | Electric & Gas | Res Condensing Eff. Small Gas Storage Water Heater (0.68 UEF - 50 Gal) | Efficient |  | 2029 | 1 | Conventional | WaterHeat | Res - Single Family | Res | ROB and NEW | 0 | Residential Households | water heater | 25 | DEER:Res_ClothesDishWasher | 0 | 0 | -13.4 | SWWH012-03 | 1223.894 | 2022 | 409.45 | 2022 | 0 | 0 | SWWH012-03 | Res Gas Water Heaters - Panel Upgrade - Hot-Dry ¦ PG&E ¦ Hot-Dry | Res Gas Water Heaters - Panel Upgrade - Hot-Dry | 0.86268 | 0.5 | 0.018731 | RASS 2019 | 490.0032 | 2032 | 1 | SWWH012-03
RES-WATERHEAT-FS-PU-11.4 | Res ¦ Res Condensing Eff. Small Gas Storage Water Heater (0.68 UEF - 50 Gal) - Panel Upgrade - Hot-Dry ¦ PG&E ¦ Hot-Dry | Res ¦ Res Condensing Eff. Small Gas Storage Water Heater (0.68 UEF - 50 Gal) - Panel Upgrade - Hot-Dry | PG&E ¦ Hot-Dry | PG&E | All | Electric & Gas | Res Condensing Eff. Small Gas Storage Water Heater (0.68 UEF - 50 Gal) | Efficient |  | 2029 | 1 | Conventional | WaterHeat | Res - Multi Family | Res | ROB and NEW | 0 | Residential Households | water heater | 25 | DEER:Res_ClothesDishWasher | 0 | 0 | -10.92 | SWWH012-03 | 1223.894 | 2022 | 409.45 | 2022 | 0 | 0 | SWWH012-03 | Res Gas Water Heaters - Panel Upgrade - Hot-Dry ¦ PG&E ¦ Hot-Dry | Res Gas Water Heaters - Panel Upgrade - Hot-Dry | 0.35325 | 0.5 | 0.013093 | RASS 2019 | 0 | 2012 | 1 | SWWH012-03
RES-WATERHEAT-FS-PU-11.5 | Res ¦ Res Condensing Eff. Small Gas Storage Water Heater (0.68 UEF - 50 Gal) - Panel Upgrade - Cold ¦ PG&E ¦ Cold | Res ¦ Res Condensing Eff. Small Gas Storage Water Heater (0.68 UEF - 50 Gal) - Panel Upgrade - Cold | PG&E ¦ Cold | PG&E | All | Electric & Gas | Res Condensing Eff. Small Gas Storage Water Heater (0.68 UEF - 50 Gal) | Efficient |  | 2029 | 1 | Conventional | WaterHeat | Res - Single Family | Res | ROB and NEW | 0 | Residential Households | water heater | 25 | DEER:Res_ClothesDishWasher | 0 | 0 | -15.08 | SWWH012-03 | 1223.894 | 2022 | 409.45 | 2022 | 0 | 0 | SWWH012-03 | Res Gas Water Heaters - Panel Upgrade - Cold ¦ PG&E ¦ Cold | Res Gas Water Heaters - Panel Upgrade - Cold | 0.77281 | 0.5 | 0 | RASS 2019 | 490.0032 | 2032 | 1 | SWWH012-03
RES-WATERHEAT-FS-PU-11.6 | Res ¦ Res Condensing Eff. Small Gas Storage Water Heater (0.68 UEF - 50 Gal) - Panel Upgrade - Cold ¦ PG&E ¦ Cold | Res ¦ Res Condensing Eff. Small Gas Storage Water Heater (0.68 UEF - 50 Gal) - Panel Upgrade - Cold | PG&E ¦ Cold | PG&E | All | Electric & Gas | Res Condensing Eff. Small Gas Storage Water Heater (0.68 UEF - 50 Gal) | Efficient |  | 2029 | 1 | Conventional | WaterHeat | Res - Multi Family | Res | ROB and NEW | 0 | Residential Households | water heater | 25 | DEER:Res_ClothesDishWasher | 0 | 0 | -11.28 | SWWH012-03 | 1223.894 | 2022 | 409.45 | 2022 | 0 | 0 | SWWH012-03 | Res Gas Water Heaters - Panel Upgrade - Cold ¦ PG&E ¦ Cold | Res Gas Water Heaters - Panel Upgrade - Cold | 0.1935 | 0.5 | 0.0026631 | RASS 2019 | 0 | 2012 | 1 | SWWH012-03
RES-WATERHEAT-FS-PU-11.7 | Res ¦ Res Condensing Eff. Small Gas Storage Water Heater (0.68 UEF - 50 Gal) - Panel Upgrade - Marine ¦ SCG ¦ Marine | Res ¦ Res Condensing Eff. Small Gas Storage Water Heater (0.68 UEF - 50 Gal) - Panel Upgrade - Marine | SCG ¦ Marine | SCG | All | Electric & Gas | Res Condensing Eff. Small Gas Storage Water Heater (0.68 UEF - 50 Gal) | Efficient |  | 2029 | 1 | Conventional | WaterHeat | Res - Single Family | Res | ROB and NEW | 0 | Residential Households | water heater | 25 | DEER:Res_ClothesDishWasher | 0 | 0 | -13.08 | SWWH012-03 | 1223.894 | 2022 | 409.45 | 2022 | 0 | 0 | SWWH012-03 | Res Gas Water Heaters - Panel Upgrade - Marine ¦ SCG ¦ Marine | Res Gas Water Heaters - Panel Upgrade - Marine | 0.84553 | 0.5 | 0.0086841 | RASS 2019 | 490.0032 | 2032 | 1 | SWWH012-03
RES-WATERHEAT-FS-PU-11.8 | Res ¦ Res Condensing Eff. Small Gas Storage Water Heater (0.68 UEF - 50 Gal) - Panel Upgrade - Marine ¦ SCG ¦ Marine | Res ¦ Res Condensing Eff. Small Gas Storage Water Heater (0.68 UEF - 50 Gal) - Panel Upgrade - Marine | SCG ¦ Marine | SCG | All | Electric & Gas | Res Condensing Eff. Small Gas Storage Water Heater (0.68 UEF - 50 Gal) | Efficient |  | 2029 | 1 | Conventional | WaterHeat | Res - Multi Family | Res | ROB and NEW | 0 | Residential Households | water heater | 25 | DEER:Res_ClothesDishWasher | 0 | 0 | -10.64 | SWWH012-03 | 1223.894 | 2022 | 409.45 | 2022 | 0 | 0 | SWWH012-03 | Res Gas Water Heaters - Panel Upgrade - Marine ¦ SCG ¦ Marine | Res Gas Water Heaters - Panel Upgrade - Marine | 0.33538 | 0.5 | 0.0022691 | RASS 2019 | 0 | 2012 | 1 | SWWH012-03
RES-WATERHEAT-FS-PU-11.9 | Res ¦ Res Condensing Eff. Small Gas Storage Water Heater (0.68 UEF - 50 Gal) - Panel Upgrade - Hot-Dry ¦ SCG ¦ Hot-Dry | Res ¦ Res Condensing Eff. Small Gas Storage Water Heater (0.68 UEF - 50 Gal) - Panel Upgrade - Hot-Dry | SCG ¦ Hot-Dry | SCG | All | Electric & Gas | Res Condensing Eff. Small Gas Storage Water Heater (0.68 UEF - 50 Gal) | Efficient |  | 2029 | 1 | Conventional | WaterHeat | Res - Single Family | Res | ROB and NEW | 0 | Residential Households | water heater | 25 | DEER:Res_ClothesDishWasher | 0 | 0 | -12.68 | SWWH012-03 | 1223.894 | 2022 | 409.45 | 2022 | 0 | 0 | SWWH012-03 | Res Gas Water Heaters - Panel Upgrade - Hot-Dry ¦ SCG ¦ Hot-Dry | Res Gas Water Heaters - Panel Upgrade - Hot-Dry | 0.86306 | 0.5 | 0.018956 | RASS 2019 | 490.0032 | 2032 | 1 | SWWH012-03
RES-WATERHEAT-FS-PU-11.10 | Res ¦ Res Condensing Eff. Small Gas Storage Water Heater (0.68 UEF - 50 Gal) - Panel Upgrade - Hot-Dry ¦ SCG ¦ Hot-Dry | Res ¦ Res Condensing Eff. Small Gas Storage Water Heater (0.68 UEF - 50 Gal) - Panel Upgrade - Hot-Dry | SCG ¦ Hot-Dry | SCG | All | Electric & Gas | Res Condensing Eff. Small Gas Storage Water Heater (0.68 UEF - 50 Gal) | Efficient |  | 2029 | 1 | Conventional | WaterHeat | Res - Multi Family | Res | ROB and NEW | 0 | Residential Households | water heater | 25 | DEER:Res_ClothesDishWasher | 0 | 0 | -10.52 | SWWH012-03 | 1223.894 | 2022 | 409.45 | 2022 | 0 | 0 | SWWH012-03 | Res Gas Water Heaters - Panel Upgrade - Hot-Dry ¦ SCG ¦ Hot-Dry | Res Gas Water Heaters - Panel Upgrade - Hot-Dry | 0.27215 | 0.5 | 0.023386 | RASS 2019 | 0 | 2012 | 1 | SWWH012-03
RES-WATERHEAT-FS-PU-11.11 | Res ¦ Res Condensing Eff. Small Gas Storage Water Heater (0.68 UEF - 50 Gal) - Panel Upgrade - Cold ¦ SCG ¦ Cold | Res ¦ Res Condensing Eff. Small Gas Storage Water Heater (0.68 UEF - 50 Gal) - Panel Upgrade - Cold | SCG ¦ Cold | SCG | All | Electric & Gas | Res Condensing Eff. Small Gas Storage Water Heater (0.68 UEF - 50 Gal) | Efficient |  | 2029 | 1 | Conventional | WaterHeat | Res - Single Family | Res | ROB and NEW | 0 | Residential Households | water heater | 25 | DEER:Res_ClothesDishWasher | 0 | 0 | -15.08 | SWWH012-03 | 1223.894 | 2022 | 409.45 | 2022 | 0 | 0 | SWWH012-03 | Res Gas Water Heaters - Panel Upgrade - Cold ¦ SCG ¦ Cold | Res Gas Water Heaters - Panel Upgrade - Cold | 0.57576 | 0.5 | 0.0026631 | RASS 2019 | 490.0032 | 2032 | 1 | SWWH012-03
RES-WATERHEAT-FS-PU-11.12 | Res ¦ Res Condensing Eff. Small Gas Storage Water Heater (0.68 UEF - 50 Gal) - Panel Upgrade - Cold ¦ SCG ¦ Cold | Res ¦ Res Condensing Eff. Small Gas Storage Water Heater (0.68 UEF - 50 Gal) - Panel Upgrade - Cold | SCG ¦ Cold | SCG | All | Electric & Gas | Res Condensing Eff. Small Gas Storage Water Heater (0.68 UEF - 50 Gal) | Efficient |  | 2029 | 1 | Conventional | WaterHeat | Res - Multi Family | Res | ROB and NEW | 0 | Residential Households | water heater | 25 | DEER:Res_ClothesDishWasher | 0 | 0 | -11.28 | SWWH012-03 | 1223.894 | 2022 | 409.45 | 2022 | 0 | 0 | SWWH012-03 | Res Gas Water Heaters - Panel Upgrade - Cold ¦ SCG ¦ Cold | Res Gas Water Heaters - Panel Upgrade - Cold | 0.1935 | 0.5 | 0 | RASS 2019 | 0 | 2012 | 1 | SWWH012-03
RES-WATERHEAT-FS-PU-11.13 | Res ¦ Res Condensing Eff. Small Gas Storage Water Heater (0.68 UEF - 50 Gal) - Panel Upgrade - Marine ¦ SDG&E ¦ Marine | Res ¦ Res Condensing Eff. Small Gas Storage Water Heater (0.68 UEF - 50 Gal) - Panel Upgrade - Marine | SDG&E ¦ Marine | SDG&E | All | Electric & Gas | Res Condensing Eff. Small Gas Storage Water Heater (0.68 UEF - 50 Gal) | Efficient |  | 2029 | 1 | Conventional | WaterHeat | Res - Single Family | Res | ROB and NEW | 0 | Residential Households | water heater | 25 | DEER:Res_ClothesDishWasher | 0 | 0 | -13.08 | SWWH012-03 | 1223.894 | 2022 | 409.45 | 2022 | 0 | 0 | SWWH012-03 | Res Gas Water Heaters - Panel Upgrade - Marine ¦ SDG&E ¦ Marine | Res Gas Water Heaters - Panel Upgrade - Marine | 0.92491 | 0.5 | 0.0037976 | RASS 2019 | 490.0032 | 2032 | 1 | SWWH012-03
RES-WATERHEAT-FS-PU-11.14 | Res ¦ Res Condensing Eff. Small Gas Storage Water Heater (0.68 UEF - 50 Gal) - Panel Upgrade - Marine ¦ SDG&E ¦ Marine | Res ¦ Res Condensing Eff. Small Gas Storage Water Heater (0.68 UEF - 50 Gal) - Panel Upgrade - Marine | SDG&E ¦ Marine | SDG&E | All | Electric & Gas | Res Condensing Eff. Small Gas Storage Water Heater (0.68 UEF - 50 Gal) | Efficient |  | 2029 | 1 | Conventional | WaterHeat | Res - Multi Family | Res | ROB and NEW | 0 | Residential Households | water heater | 25 | DEER:Res_ClothesDishWasher | 0 | 0 | -10.64 | SWWH012-03 | 1223.894 | 2022 | 409.45 | 2022 | 0 | 0 | SWWH012-03 | Res Gas Water Heaters - Panel Upgrade - Marine ¦ SDG&E ¦ Marine | Res Gas Water Heaters - Panel Upgrade - Marine | 0.52432 | 0.5 | 0 | RASS 2019 | 0 | 2012 | 1 | SWWH012-03
RES-WATERHEAT-FS-PU-11.15 | Res ¦ Res Condensing Eff. Small Gas Storage Water Heater (0.68 UEF - 50 Gal) - Panel Upgrade - Hot-Dry ¦ SDG&E ¦ Hot-Dry | Res ¦ Res Condensing Eff. Small Gas Storage Water Heater (0.68 UEF - 50 Gal) - Panel Upgrade - Hot-Dry | SDG&E ¦ Hot-Dry | SDG&E | All | Electric & Gas | Res Condensing Eff. Small Gas Storage Water Heater (0.68 UEF - 50 Gal) | Efficient |  | 2029 | 1 | Conventional | WaterHeat | Res - Single Family | Res | ROB and NEW | 0 | Residential Households | water heater | 25 | DEER:Res_ClothesDishWasher | 0 | 0 | -13.04 | SWWH012-03 | 1223.894 | 2022 | 409.45 | 2022 | 0 | 0 | SWWH012-03 | Res Gas Water Heaters - Panel Upgrade - Hot-Dry ¦ SDG&E ¦ Hot-Dry | Res Gas Water Heaters - Panel Upgrade - Hot-Dry | 0.88872 | 0.5 | 0.0032064 | RASS 2019 | 490.0032 | 2032 | 1 | SWWH012-03
RES-WATERHEAT-FS-PU-11.16 | Res ¦ Res Condensing Eff. Small Gas Storage Water Heater (0.68 UEF - 50 Gal) - Panel Upgrade - Hot-Dry ¦ SDG&E ¦ Hot-Dry | Res ¦ Res Condensing Eff. Small Gas Storage Water Heater (0.68 UEF - 50 Gal) - Panel Upgrade - Hot-Dry | SDG&E ¦ Hot-Dry | SDG&E | All | Electric & Gas | Res Condensing Eff. Small Gas Storage Water Heater (0.68 UEF - 50 Gal) | Efficient |  | 2029 | 1 | Conventional | WaterHeat | Res - Multi Family | Res | ROB and NEW | 0 | Residential Households | water heater | 25 | DEER:Res_ClothesDishWasher | 0 | 0 | -10.64 | SWWH012-03 | 1223.894 | 2022 | 409.45 | 2022 | 0 | 0 | SWWH012-03 | Res Gas Water Heaters - Panel Upgrade - Hot-Dry ¦ SDG&E ¦ Hot-Dry | Res Gas Water Heaters - Panel Upgrade - Hot-Dry | 0.32533 | 0.5 | 0.039592 | RASS 2019 | 0 | 2012 | 1 | SWWH012-03
RES-WATERHEAT-FS-PU-12.1 | Res ¦ Res Tankless Gas Water Heater (0.87 UEF - High Draw) - Panel Upgrade - Marine ¦ PG&E ¦ Marine | Res ¦ Res Tankless Gas Water Heater (0.87 UEF - High Draw) - Panel Upgrade - Marine | PG&E ¦ Marine | PG&E | All | Electric & Gas | Res Tankless Gas Water Heater (0.87 UEF - High Draw) | Efficient |  | 2029 | 1 | Conventional | WaterHeat | Res - Single Family | Res | ROB and NEW | 0 | Residential Households | water heater | 20 | DEER:Res_ClothesDishWasher | 4.52 | 0.00062 | -36.44 | SWWH013-03 | 1300.202 | 2022 | 565.31 | 2022 | 0 | 0 | SWWH013-03 | Res Gas Water Heaters - Panel Upgrade - Marine ¦ PG&E ¦ Marine | Res Gas Water Heaters - Panel Upgrade - Marine | 0.8548 | 0.5 | 0.067293 | RASS 2019 | 559.6536 | 2032 | 1 | SWWH013-03
RES-WATERHEAT-FS-PU-12.2 | Res ¦ Res Tankless Gas Water Heater (0.87 UEF - High Draw) - Panel Upgrade - Marine ¦ PG&E ¦ Marine | Res ¦ Res Tankless Gas Water Heater (0.87 UEF - High Draw) - Panel Upgrade - Marine | PG&E ¦ Marine | PG&E | All | Electric & Gas | Res Tankless Gas Water Heater (0.87 UEF - High Draw) | Efficient |  | 2029 | 1 | Conventional | WaterHeat | Res - Multi Family | Res | ROB and NEW | 0 | Residential Households | water heater | 20 | DEER:Res_ClothesDishWasher | 4.4 | 0.000788 | -30.2 | SWWH013-03 | 1300.202 | 2022 | 565.31 | 2022 | 0 | 0 | SWWH013-03 | Res Gas Water Heaters - Panel Upgrade - Marine ¦ PG&E ¦ Marine | Res Gas Water Heaters - Panel Upgrade - Marine | 0.30454 | 0.5 | 0.12932 | RASS 2019 | 0 | 2012 | 1 | SWWH013-03
RES-WATERHEAT-FS-PU-12.3 | Res ¦ Res Tankless Gas Water Heater (0.87 UEF - High Draw) - Panel Upgrade - Hot-Dry ¦ PG&E ¦ Hot-Dry | Res ¦ Res Tankless Gas Water Heater (0.87 UEF - High Draw) - Panel Upgrade - Hot-Dry | PG&E ¦ Hot-Dry | PG&E | All | Electric & Gas | Res Tankless Gas Water Heater (0.87 UEF - High Draw) | Efficient |  | 2029 | 1 | Conventional | WaterHeat | Res - Single Family | Res | ROB and NEW | 0 | Residential Households | water heater | 20 | DEER:Res_ClothesDishWasher | 4.32 | 0.000552 | -34.48 | SWWH013-03 | 1300.202 | 2022 | 565.31 | 2022 | 0 | 0 | SWWH013-03 | Res Gas Water Heaters - Panel Upgrade - Hot-Dry ¦ PG&E ¦ Hot-Dry | Res Gas Water Heaters - Panel Upgrade - Hot-Dry | 0.86268 | 0.5 | 0.081726 | RASS 2019 | 559.6536 | 2032 | 1 | SWWH013-03
RES-WATERHEAT-FS-PU-12.4 | Res ¦ Res Tankless Gas Water Heater (0.87 UEF - High Draw) - Panel Upgrade - Hot-Dry ¦ PG&E ¦ Hot-Dry | Res ¦ Res Tankless Gas Water Heater (0.87 UEF - High Draw) - Panel Upgrade - Hot-Dry | PG&E ¦ Hot-Dry | PG&E | All | Electric & Gas | Res Tankless Gas Water Heater (0.87 UEF - High Draw) | Efficient |  | 2029 | 1 | Conventional | WaterHeat | Res - Multi Family | Res | ROB and NEW | 0 | Residential Households | water heater | 20 | DEER:Res_ClothesDishWasher | 4.16 | 0.000704 | -29.12 | SWWH013-03 | 1300.202 | 2022 | 565.31 | 2022 | 0 | 0 | SWWH013-03 | Res Gas Water Heaters - Panel Upgrade - Hot-Dry ¦ PG&E ¦ Hot-Dry | Res Gas Water Heaters - Panel Upgrade - Hot-Dry | 0.35325 | 0.5 | 0.070424 | RASS 2019 | 0 | 2012 | 1 | SWWH013-03
RES-WATERHEAT-FS-PU-12.5 | Res ¦ Res Tankless Gas Water Heater (0.87 UEF - High Draw) - Panel Upgrade - Cold ¦ PG&E ¦ Cold | Res ¦ Res Tankless Gas Water Heater (0.87 UEF - High Draw) - Panel Upgrade - Cold | PG&E ¦ Cold | PG&E | All | Electric & Gas | Res Tankless Gas Water Heater (0.87 UEF - High Draw) | Efficient |  | 2029 | 1 | Conventional | WaterHeat | Res - Single Family | Res | ROB and NEW | 0 | Residential Households | water heater | 20 | DEER:Res_ClothesDishWasher | 4.84 | 0.000624 | -38.56 | SWWH013-03 | 1300.202 | 2022 | 565.31 | 2022 | 0 | 0 | SWWH013-03 | Res Gas Water Heaters - Panel Upgrade - Cold ¦ PG&E ¦ Cold | Res Gas Water Heaters - Panel Upgrade - Cold | 0.77281 | 0.5 | 0.024526 | RASS 2019 | 559.6536 | 2032 | 1 | SWWH013-03
RES-WATERHEAT-FS-PU-12.6 | Res ¦ Res Tankless Gas Water Heater (0.87 UEF - High Draw) - Panel Upgrade - Cold ¦ PG&E ¦ Cold | Res ¦ Res Tankless Gas Water Heater (0.87 UEF - High Draw) - Panel Upgrade - Cold | PG&E ¦ Cold | PG&E | All | Electric & Gas | Res Tankless Gas Water Heater (0.87 UEF - High Draw) | Efficient |  | 2029 | 1 | Conventional | WaterHeat | Res - Multi Family | Res | ROB and NEW | 0 | Residential Households | water heater | 20 | DEER:Res_ClothesDishWasher | 4.68 | 0.000796 | -30.84 | SWWH013-03 | 1300.202 | 2022 | 565.31 | 2022 | 0 | 0 | SWWH013-03 | Res Gas Water Heaters - Panel Upgrade - Cold ¦ PG&E ¦ Cold | Res Gas Water Heaters - Panel Upgrade - Cold | 0.1935 | 0.5 | 0.084537 | RASS 2019 | 0 | 2012 | 1 | SWWH013-03
RES-WATERHEAT-FS-PU-12.7 | Res ¦ Res Tankless Gas Water Heater (0.87 UEF - High Draw) - Panel Upgrade - Marine ¦ SCG ¦ Marine | Res ¦ Res Tankless Gas Water Heater (0.87 UEF - High Draw) - Panel Upgrade - Marine | SCG ¦ Marine | SCG | All | Electric & Gas | Res Tankless Gas Water Heater (0.87 UEF - High Draw) | Efficient |  | 2029 | 1 | Conventional | WaterHeat | Res - Single Family | Res | ROB and NEW | 0 | Residential Households | water heater | 20 | DEER:Res_ClothesDishWasher | 4.16 | 0.000752 | -33.56 | SWWH013-03 | 1300.202 | 2022 | 565.31 | 2022 | 0 | 0 | SWWH013-03 | Res Gas Water Heaters - Panel Upgrade - Marine ¦ SCG ¦ Marine | Res Gas Water Heaters - Panel Upgrade - Marine | 0.84553 | 0.5 | 0.1108 | RASS 2019 | 559.6536 | 2032 | 1 | SWWH013-03
RES-WATERHEAT-FS-PU-12.8 | Res ¦ Res Tankless Gas Water Heater (0.87 UEF - High Draw) - Panel Upgrade - Marine ¦ SCG ¦ Marine | Res ¦ Res Tankless Gas Water Heater (0.87 UEF - High Draw) - Panel Upgrade - Marine | SCG ¦ Marine | SCG | All | Electric & Gas | Res Tankless Gas Water Heater (0.87 UEF - High Draw) | Efficient |  | 2029 | 1 | Conventional | WaterHeat | Res - Multi Family | Res | ROB and NEW | 0 | Residential Households | water heater | 20 | DEER:Res_ClothesDishWasher | 4.04 | 0.000804 | -28.4 | SWWH013-03 | 1300.202 | 2022 | 565.31 | 2022 | 0 | 0 | SWWH013-03 | Res Gas Water Heaters - Panel Upgrade - Marine ¦ SCG ¦ Marine | Res Gas Water Heaters - Panel Upgrade - Marine | 0.33538 | 0.5 | 0.015858 | RASS 2019 | 0 | 2012 | 1 | SWWH013-03
RES-WATERHEAT-FS-PU-12.9 | Res ¦ Res Tankless Gas Water Heater (0.87 UEF - High Draw) - Panel Upgrade - Hot-Dry ¦ SCG ¦ Hot-Dry | Res ¦ Res Tankless Gas Water Heater (0.87 UEF - High Draw) - Panel Upgrade - Hot-Dry | SCG ¦ Hot-Dry | SCG | All | Electric & Gas | Res Tankless Gas Water Heater (0.87 UEF - High Draw) | Efficient |  | 2029 | 1 | Conventional | WaterHeat | Res - Single Family | Res | ROB and NEW | 0 | Residential Households | water heater | 20 | DEER:Res_ClothesDishWasher | 4.08 | 0.000716 | -32.72 | SWWH013-03 | 1300.202 | 2022 | 565.31 | 2022 | 0 | 0 | SWWH013-03 | Res Gas Water Heaters - Panel Upgrade - Hot-Dry ¦ SCG ¦ Hot-Dry | Res Gas Water Heaters - Panel Upgrade - Hot-Dry | 0.86306 | 0.5 | 0.082217 | RASS 2019 | 559.6536 | 2032 | 1 | SWWH013-03
RES-WATERHEAT-FS-PU-12.10 | Res ¦ Res Tankless Gas Water Heater (0.87 UEF - High Draw) - Panel Upgrade - Hot-Dry ¦ SCG ¦ Hot-Dry | Res ¦ Res Tankless Gas Water Heater (0.87 UEF - High Draw) - Panel Upgrade - Hot-Dry | SCG ¦ Hot-Dry | SCG | All | Electric & Gas | Res Tankless Gas Water Heater (0.87 UEF - High Draw) | Efficient |  | 2029 | 1 | Conventional | WaterHeat | Res - Multi Family | Res | ROB and NEW | 0 | Residential Households | water heater | 20 | DEER:Res_ClothesDishWasher | 3.956 | 0.000764 | -28 | SWWH013-03 | 1300.202 | 2022 | 565.31 | 2022 | 0 | 0 | SWWH013-03 | Res Gas Water Heaters - Panel Upgrade - Hot-Dry ¦ SCG ¦ Hot-Dry | Res Gas Water Heaters - Panel Upgrade - Hot-Dry | 0.27215 | 0.5 | 0.083099 | RASS 2019 | 0 | 2012 | 1 | SWWH013-03
RES-WATERHEAT-FS-PU-12.11 | Res ¦ Res Tankless Gas Water Heater (0.87 UEF - High Draw) - Panel Upgrade - Cold ¦ SCG ¦ Cold | Res ¦ Res Tankless Gas Water Heater (0.87 UEF - High Draw) - Panel Upgrade - Cold | SCG ¦ Cold | SCG | All | Electric & Gas | Res Tankless Gas Water Heater (0.87 UEF - High Draw) | Efficient |  | 2029 | 1 | Conventional | WaterHeat | Res - Single Family | Res | ROB and NEW | 0 | Residential Households | water heater | 20 | DEER:Res_ClothesDishWasher | 4.84 | 0.000624 | -38.56 | SWWH013-03 | 1300.202 | 2022 | 565.31 | 2022 | 0 | 0 | SWWH013-03 | Res Gas Water Heaters - Panel Upgrade - Cold ¦ SCG ¦ Cold | Res Gas Water Heaters - Panel Upgrade - Cold | 0.57576 | 0.5 | 0.084537 | RASS 2019 | 559.6536 | 2032 | 1 | SWWH013-03
RES-WATERHEAT-FS-PU-12.12 | Res ¦ Res Tankless Gas Water Heater (0.87 UEF - High Draw) - Panel Upgrade - Cold ¦ SCG ¦ Cold | Res ¦ Res Tankless Gas Water Heater (0.87 UEF - High Draw) - Panel Upgrade - Cold | SCG ¦ Cold | SCG | All | Electric & Gas | Res Tankless Gas Water Heater (0.87 UEF - High Draw) | Efficient |  | 2029 | 1 | Conventional | WaterHeat | Res - Multi Family | Res | ROB and NEW | 0 | Residential Households | water heater | 20 | DEER:Res_ClothesDishWasher | 4.68 | 0.000796 | -30.84 | SWWH013-03 | 1300.202 | 2022 | 565.31 | 2022 | 0 | 0 | SWWH013-03 | Res Gas Water Heaters - Panel Upgrade - Cold ¦ SCG ¦ Cold | Res Gas Water Heaters - Panel Upgrade - Cold | 0.1935 | 0.5 | 0 | RASS 2019 | 0 | 2012 | 1 | SWWH013-03
RES-WATERHEAT-FS-PU-12.13 | Res ¦ Res Tankless Gas Water Heater (0.87 UEF - High Draw) - Panel Upgrade - Marine ¦ SDG&E ¦ Marine | Res ¦ Res Tankless Gas Water Heater (0.87 UEF - High Draw) - Panel Upgrade - Marine | SDG&E ¦ Marine | SDG&E | All | Electric & Gas | Res Tankless Gas Water Heater (0.87 UEF - High Draw) | Efficient |  | 2029 | 1 | Conventional | WaterHeat | Res - Single Family | Res | ROB and NEW | 0 | Residential Households | water heater | 20 | DEER:Res_ClothesDishWasher | 4.16 | 0.000752 | -33.56 | SWWH013-03 | 1300.202 | 2022 | 565.31 | 2022 | 0 | 0 | SWWH013-03 | Res Gas Water Heaters - Panel Upgrade - Marine ¦ SDG&E ¦ Marine | Res Gas Water Heaters - Panel Upgrade - Marine | 0.92491 | 0.5 | 0.12372 | RASS 2019 | 559.6536 | 2032 | 1 | SWWH013-03
RES-WATERHEAT-FS-PU-12.14 | Res ¦ Res Tankless Gas Water Heater (0.87 UEF - High Draw) - Panel Upgrade - Marine ¦ SDG&E ¦ Marine | Res ¦ Res Tankless Gas Water Heater (0.87 UEF - High Draw) - Panel Upgrade - Marine | SDG&E ¦ Marine | SDG&E | All | Electric & Gas | Res Tankless Gas Water Heater (0.87 UEF - High Draw) | Efficient |  | 2029 | 1 | Conventional | WaterHeat | Res - Multi Family | Res | ROB and NEW | 0 | Residential Households | water heater | 20 | DEER:Res_ClothesDishWasher | 4.04 | 0.000804 | -28.4 | SWWH013-03 | 1300.202 | 2022 | 565.31 | 2022 | 0 | 0 | SWWH013-03 | Res Gas Water Heaters - Panel Upgrade - Marine ¦ SDG&E ¦ Marine | Res Gas Water Heaters - Panel Upgrade - Marine | 0.52432 | 0.5 | 0.02306 | RASS 2019 | 0 | 2012 | 1 | SWWH013-03
RES-WATERHEAT-FS-PU-12.15 | Res ¦ Res Tankless Gas Water Heater (0.87 UEF - High Draw) - Panel Upgrade - Hot-Dry ¦ SDG&E ¦ Hot-Dry | Res ¦ Res Tankless Gas Water Heater (0.87 UEF - High Draw) - Panel Upgrade - Hot-Dry | SDG&E ¦ Hot-Dry | SDG&E | All | Electric & Gas | Res Tankless Gas Water Heater (0.87 UEF - High Draw) | Efficient |  | 2029 | 1 | Conventional | WaterHeat | Res - Single Family | Res | ROB and NEW | 0 | Residential Households | water heater | 20 | DEER:Res_ClothesDishWasher | 4.16 | 0.000748 | -33.48 | SWWH013-03 | 1300.202 | 2022 | 565.31 | 2022 | 0 | 0 | SWWH013-03 | Res Gas Water Heaters - Panel Upgrade - Hot-Dry ¦ SDG&E ¦ Hot-Dry | Res Gas Water Heaters - Panel Upgrade - Hot-Dry | 0.88872 | 0.5 | 0.085662 | RASS 2019 | 559.6536 | 2032 | 1 | SWWH013-03
RES-WATERHEAT-FS-PU-12.16 | Res ¦ Res Tankless Gas Water Heater (0.87 UEF - High Draw) - Panel Upgrade - Hot-Dry ¦ SDG&E ¦ Hot-Dry | Res ¦ Res Tankless Gas Water Heater (0.87 UEF - High Draw) - Panel Upgrade - Hot-Dry | SDG&E ¦ Hot-Dry | SDG&E | All | Electric & Gas | Res Tankless Gas Water Heater (0.87 UEF - High Draw) | Efficient |  | 2029 | 1 | Conventional | WaterHeat | Res - Multi Family | Res | ROB and NEW | 0 | Residential Households | water heater | 20 | DEER:Res_ClothesDishWasher | 4.04 | 0.0008 | -28.36 | SWWH013-03 | 1300.202 | 2022 | 565.31 | 2022 | 0 | 0 | SWWH013-03 | Res Gas Water Heaters - Panel Upgrade - Hot-Dry ¦ SDG&E ¦ Hot-Dry | Res Gas Water Heaters - Panel Upgrade - Hot-Dry | 0.32533 | 0.5 | 0.15292 | RASS 2019 | 0 | 2012 | 1 | SWWH013-03
RES-WATERHEAT-FS-PU-13.1 | Res ¦ Res Heat Pump Water Heater (3.30 UEF - 50 Gal) - Fuel Sub - Panel Upgrade - Marine ¦ PG&E ¦ Marine | Res ¦ Res Heat Pump Water Heater (3.30 UEF - 50 Gal) - Fuel Sub - Panel Upgrade - Marine | PG&E ¦ Marine | PG&E | All | Electric & Gas | Res Heat Pump Water Heater (3.30 UEF - 50 Gal) - Fuel Sub | Efficient |  |  | 1 | Conventional | WaterHeat | Res - Single Family | Res | ROB Only | 1 | Residential Households | water heater | 20 | DEER:Res_ClothesDishWasher | 1630 | 0 | -213 | SWWH025-07 | 1895.3 | 2022 | 596.2 | 2022 | 2626.7996 | -210.79 | SWWH025-07 | Res Gas Water Heaters - Panel Upgrade - Marine ¦ PG&E ¦ Marine | Res Gas Water Heaters - Panel Upgrade - Marine | 0.8548 | 0.5 | 0 | RASS 2019 | 747.45 | 2032 | 1 | SWWH025-07
RES-WATERHEAT-FS-PU-13.2 | Res ¦ Res Heat Pump Water Heater (3.30 UEF - 50 Gal) - Fuel Sub - Panel Upgrade - Marine ¦ PG&E ¦ Marine | Res ¦ Res Heat Pump Water Heater (3.30 UEF - 50 Gal) - Fuel Sub - Panel Upgrade - Marine | PG&E ¦ Marine | PG&E | All | Electric & Gas | Res Heat Pump Water Heater (3.30 UEF - 50 Gal) - Fuel Sub | Efficient |  |  | 1 | Conventional | WaterHeat | Res - Multi Family | Res | ROB Only | 1 | Residential Households | water heater | 20 | DEER:Res_ClothesDishWasher | 1240 | 0 | -185 | SWWH025-07 | 1895.3 | 2022 | 596.2 | 2022 | 2626.7996 | -210.79 | SWWH025-07 | Res Gas Water Heaters - Panel Upgrade - Marine ¦ PG&E ¦ Marine | Res Gas Water Heaters - Panel Upgrade - Marine | 0.30454 | 0.5 | 0 | RASS 2019 | 0 | 2012 | 1 | SWWH025-07
RES-WATERHEAT-FS-PU-13.3 | Res ¦ Res Heat Pump Water Heater (3.30 UEF - 50 Gal) - Fuel Sub - Panel Upgrade - Hot-Dry ¦ PG&E ¦ Hot-Dry | Res ¦ Res Heat Pump Water Heater (3.30 UEF - 50 Gal) - Fuel Sub - Panel Upgrade - Hot-Dry | PG&E ¦ Hot-Dry | PG&E | All | Electric & Gas | Res Heat Pump Water Heater (3.30 UEF - 50 Gal) - Fuel Sub | Efficient |  |  | 1 | Conventional | WaterHeat | Res - Single Family | Res | ROB Only | 1 | Residential Households | water heater | 20 | DEER:Res_ClothesDishWasher | 1570 | 0 | -202 | SWWH025-07 | 1895.3 | 2022 | 596.2 | 2022 | 2626.7996 | -210.79 | SWWH025-07 | Res Gas Water Heaters - Panel Upgrade - Hot-Dry ¦ PG&E ¦ Hot-Dry | Res Gas Water Heaters - Panel Upgrade - Hot-Dry | 0.86268 | 0.5 | 0 | RASS 2019 | 747.45 | 2032 | 1 | SWWH025-07
RES-WATERHEAT-FS-PU-13.4 | Res ¦ Res Heat Pump Water Heater (3.30 UEF - 50 Gal) - Fuel Sub - Panel Upgrade - Hot-Dry ¦ PG&E ¦ Hot-Dry | Res ¦ Res Heat Pump Water Heater (3.30 UEF - 50 Gal) - Fuel Sub - Panel Upgrade - Hot-Dry | PG&E ¦ Hot-Dry | PG&E | All | Electric & Gas | Res Heat Pump Water Heater (3.30 UEF - 50 Gal) - Fuel Sub | Efficient |  |  | 1 | Conventional | WaterHeat | Res - Multi Family | Res | ROB Only | 1 | Residential Households | water heater | 20 | DEER:Res_ClothesDishWasher | 1200 | 0 | -177 | SWWH025-07 | 1895.3 | 2022 | 596.2 | 2022 | 2626.7996 | -210.79 | SWWH025-07 | Res Gas Water Heaters - Panel Upgrade - Hot-Dry ¦ PG&E ¦ Hot-Dry | Res Gas Water Heaters - Panel Upgrade - Hot-Dry | 0.35325 | 0.5 | 0 | RASS 2019 | 0 | 2012 | 1 | SWWH025-07
RES-WATERHEAT-FS-PU-13.5 | Res ¦ Res Heat Pump Water Heater (3.30 UEF - 50 Gal) - Fuel Sub - Panel Upgrade - Cold ¦ PG&E ¦ Cold | Res ¦ Res Heat Pump Water Heater (3.30 UEF - 50 Gal) - Fuel Sub - Panel Upgrade - Cold | PG&E ¦ Cold | PG&E | All | Electric & Gas | Res Heat Pump Water Heater (3.30 UEF - 50 Gal) - Fuel Sub | Efficient |  |  | 1 | Conventional | WaterHeat | Res - Single Family | Res | ROB Only | 1 | Residential Households | water heater | 20 | DEER:Res_ClothesDishWasher | 2430 | 0 | -227 | SWWH025-07 | 1895.3 | 2022 | 596.2 | 2022 | 2626.7996 | -210.79 | SWWH025-07 | Res Gas Water Heaters - Panel Upgrade - Cold ¦ PG&E ¦ Cold | Res Gas Water Heaters - Panel Upgrade - Cold | 0.77281 | 0.5 | 0 | RASS 2019 | 747.45 | 2032 | 1 | SWWH025-07
RES-WATERHEAT-FS-PU-13.6 | Res ¦ Res Heat Pump Water Heater (3.30 UEF - 50 Gal) - Fuel Sub - Panel Upgrade - Cold ¦ PG&E ¦ Cold | Res ¦ Res Heat Pump Water Heater (3.30 UEF - 50 Gal) - Fuel Sub - Panel Upgrade - Cold | PG&E ¦ Cold | PG&E | All | Electric & Gas | Res Heat Pump Water Heater (3.30 UEF - 50 Gal) - Fuel Sub | Efficient |  |  | 1 | Conventional | WaterHeat | Res - Multi Family | Res | ROB Only | 1 | Residential Households | water heater | 20 | DEER:Res_ClothesDishWasher | 1420 | 0 | -193 | SWWH025-07 | 1895.3 | 2022 | 596.2 | 2022 | 2626.7996 | -210.79 | SWWH025-07 | Res Gas Water Heaters - Panel Upgrade - Cold ¦ PG&E ¦ Cold | Res Gas Water Heaters - Panel Upgrade - Cold | 0.1935 | 0.5 | 0 | RASS 2019 | 0 | 2012 | 1 | SWWH025-07
RES-WATERHEAT-FS-PU-13.7 | Res ¦ Res Heat Pump Water Heater (3.30 UEF - 50 Gal) - Fuel Sub - Panel Upgrade - Marine ¦ SCG ¦ Marine | Res ¦ Res Heat Pump Water Heater (3.30 UEF - 50 Gal) - Fuel Sub - Panel Upgrade - Marine | SCG ¦ Marine | SCG | All | Electric & Gas | Res Heat Pump Water Heater (3.30 UEF - 50 Gal) - Fuel Sub | Efficient |  |  | 1 | Conventional | WaterHeat | Res - Single Family | Res | ROB Only | 1 | Residential Households | water heater | 20 | DEER:Res_ClothesDishWasher | 1430 | 0 | -196 | SWWH025-07 | 1895.3 | 2022 | 596.2 | 2022 | 2626.7996 | -210.79 | SWWH025-07 | Res Gas Water Heaters - Panel Upgrade - Marine ¦ SCG ¦ Marine | Res Gas Water Heaters - Panel Upgrade - Marine | 0.84553 | 0.5 | 0 | RASS 2019 | 747.45 | 2032 | 1 | SWWH025-07
RES-WATERHEAT-FS-PU-13.8 | Res ¦ Res Heat Pump Water Heater (3.30 UEF - 50 Gal) - Fuel Sub - Panel Upgrade - Marine ¦ SCG ¦ Marine | Res ¦ Res Heat Pump Water Heater (3.30 UEF - 50 Gal) - Fuel Sub - Panel Upgrade - Marine | SCG ¦ Marine | SCG | All | Electric & Gas | Res Heat Pump Water Heater (3.30 UEF - 50 Gal) - Fuel Sub | Efficient |  |  | 1 | Conventional | WaterHeat | Res - Multi Family | Res | ROB Only | 1 | Residential Households | water heater | 20 | DEER:Res_ClothesDishWasher | 1140 | 0 | -172 | SWWH025-07 | 1895.3 | 2022 | 596.2 | 2022 | 2626.7996 | -210.79 | SWWH025-07 | Res Gas Water Heaters - Panel Upgrade - Marine ¦ SCG ¦ Marine | Res Gas Water Heaters - Panel Upgrade - Marine | 0.33538 | 0.5 | 0 | RASS 2019 | 0 | 2012 | 1 | SWWH025-07
RES-WATERHEAT-FS-PU-13.9 | Res ¦ Res Heat Pump Water Heater (3.30 UEF - 50 Gal) - Fuel Sub - Panel Upgrade - Hot-Dry ¦ SCG ¦ Hot-Dry | Res ¦ Res Heat Pump Water Heater (3.30 UEF - 50 Gal) - Fuel Sub - Panel Upgrade - Hot-Dry | SCG ¦ Hot-Dry | SCG | All | Electric & Gas | Res Heat Pump Water Heater (3.30 UEF - 50 Gal) - Fuel Sub | Efficient |  |  | 1 | Conventional | WaterHeat | Res - Single Family | Res | ROB Only | 1 | Residential Households | water heater | 20 | DEER:Res_ClothesDishWasher | 1440 | 0 | -192 | SWWH025-07 | 1895.3 | 2022 | 596.2 | 2022 | 2626.7996 | -210.79 | SWWH025-07 | Res Gas Water Heaters - Panel Upgrade - Hot-Dry ¦ SCG ¦ Hot-Dry | Res Gas Water Heaters - Panel Upgrade - Hot-Dry | 0.86306 | 0.5 | 0 | RASS 2019 | 747.45 | 2032 | 1 | SWWH025-07
RES-WATERHEAT-FS-PU-13.10 | Res ¦ Res Heat Pump Water Heater (3.30 UEF - 50 Gal) - Fuel Sub - Panel Upgrade - Hot-Dry ¦ SCG ¦ Hot-Dry | Res ¦ Res Heat Pump Water Heater (3.30 UEF - 50 Gal) - Fuel Sub - Panel Upgrade - Hot-Dry | SCG ¦ Hot-Dry | SCG | All | Electric & Gas | Res Heat Pump Water Heater (3.30 UEF - 50 Gal) - Fuel Sub | Efficient |  |  | 1 | Conventional | WaterHeat | Res - Multi Family | Res | ROB Only | 1 | Residential Households | water heater | 20 | DEER:Res_ClothesDishWasher | 1160 | 0 | -169 | SWWH025-07 | 1895.3 | 2022 | 596.2 | 2022 | 2626.7996 | -210.79 | SWWH025-07 | Res Gas Water Heaters - Panel Upgrade - Hot-Dry ¦ SCG ¦ Hot-Dry | Res Gas Water Heaters - Panel Upgrade - Hot-Dry | 0.27215 | 0.5 | 0 | RASS 2019 | 0 | 2012 | 1 | SWWH025-07
RES-WATERHEAT-FS-PU-13.11 | Res ¦ Res Heat Pump Water Heater (3.30 UEF - 50 Gal) - Fuel Sub - Panel Upgrade - Cold ¦ SCG ¦ Cold | Res ¦ Res Heat Pump Water Heater (3.30 UEF - 50 Gal) - Fuel Sub - Panel Upgrade - Cold | SCG ¦ Cold | SCG | All | Electric & Gas | Res Heat Pump Water Heater (3.30 UEF - 50 Gal) - Fuel Sub | Efficient |  |  | 1 | Conventional | WaterHeat | Res - Single Family | Res | ROB Only | 1 | Residential Households | water heater | 20 | DEER:Res_ClothesDishWasher | 2430 | 0 | -227 | SWWH025-07 | 1895.3 | 2022 | 596.2 | 2022 | 2626.7996 | -210.79 | SWWH025-07 | Res Gas Water Heaters - Panel Upgrade - Cold ¦ SCG ¦ Cold | Res Gas Water Heaters - Panel Upgrade - Cold | 0.57576 | 0.5 | 0 | RASS 2019 | 747.45 | 2032 | 1 | SWWH025-07
RES-WATERHEAT-FS-PU-13.12 | Res ¦ Res Heat Pump Water Heater (3.30 UEF - 50 Gal) - Fuel Sub - Panel Upgrade - Cold ¦ SCG ¦ Cold | Res ¦ Res Heat Pump Water Heater (3.30 UEF - 50 Gal) - Fuel Sub - Panel Upgrade - Cold | SCG ¦ Cold | SCG | All | Electric & Gas | Res Heat Pump Water Heater (3.30 UEF - 50 Gal) - Fuel Sub | Efficient |  |  | 1 | Conventional | WaterHeat | Res - Multi Family | Res | ROB Only | 1 | Residential Households | water heater | 20 | DEER:Res_ClothesDishWasher | 1420 | 0 | -193 | SWWH025-07 | 1895.3 | 2022 | 596.2 | 2022 | 2626.7996 | -210.79 | SWWH025-07 | Res Gas Water Heaters - Panel Upgrade - Cold ¦ SCG ¦ Cold | Res Gas Water Heaters - Panel Upgrade - Cold | 0.1935 | 0.5 | 0 | RASS 2019 | 0 | 2012 | 1 | SWWH025-07
RES-WATERHEAT-FS-PU-13.13 | Res ¦ Res Heat Pump Water Heater (3.30 UEF - 50 Gal) - Fuel Sub - Panel Upgrade - Marine ¦ SDG&E ¦ Marine | Res ¦ Res Heat Pump Water Heater (3.30 UEF - 50 Gal) - Fuel Sub - Panel Upgrade - Marine | SDG&E ¦ Marine | SDG&E | All | Electric & Gas | Res Heat Pump Water Heater (3.30 UEF - 50 Gal) - Fuel Sub | Efficient |  |  | 1 | Conventional | WaterHeat | Res - Single Family | Res | ROB Only | 1 | Residential Households | water heater | 20 | DEER:Res_ClothesDishWasher | 1430 | 0 | -196 | SWWH025-07 | 1895.3 | 2022 | 596.2 | 2022 | 2626.7996 | -210.79 | SWWH025-07 | Res Gas Water Heaters - Panel Upgrade - Marine ¦ SDG&E ¦ Marine | Res Gas Water Heaters - Panel Upgrade - Marine | 0.92491 | 0.5 | 0 | RASS 2019 | 747.45 | 2032 | 1 | SWWH025-07
RES-WATERHEAT-FS-PU-13.14 | Res ¦ Res Heat Pump Water Heater (3.30 UEF - 50 Gal) - Fuel Sub - Panel Upgrade - Marine ¦ SDG&E ¦ Marine | Res ¦ Res Heat Pump Water Heater (3.30 UEF - 50 Gal) - Fuel Sub - Panel Upgrade - Marine | SDG&E ¦ Marine | SDG&E | All | Electric & Gas | Res Heat Pump Water Heater (3.30 UEF - 50 Gal) - Fuel Sub | Efficient |  |  | 1 | Conventional | WaterHeat | Res - Multi Family | Res | ROB Only | 1 | Residential Households | water heater | 20 | DEER:Res_ClothesDishWasher | 1140 | 0 | -172 | SWWH025-07 | 1895.3 | 2022 | 596.2 | 2022 | 2626.7996 | -210.79 | SWWH025-07 | Res Gas Water Heaters - Panel Upgrade - Marine ¦ SDG&E ¦ Marine | Res Gas Water Heaters - Panel Upgrade - Marine | 0.52432 | 0.5 | 0 | RASS 2019 | 0 | 2012 | 1 | SWWH025-07
RES-WATERHEAT-FS-PU-13.15 | Res ¦ Res Heat Pump Water Heater (3.30 UEF - 50 Gal) - Fuel Sub - Panel Upgrade - Hot-Dry ¦ SDG&E ¦ Hot-Dry | Res ¦ Res Heat Pump Water Heater (3.30 UEF - 50 Gal) - Fuel Sub - Panel Upgrade - Hot-Dry | SDG&E ¦ Hot-Dry | SDG&E | All | Electric & Gas | Res Heat Pump Water Heater (3.30 UEF - 50 Gal) - Fuel Sub | Efficient |  |  | 1 | Conventional | WaterHeat | Res - Single Family | Res | ROB Only | 1 | Residential Households | water heater | 20 | DEER:Res_ClothesDishWasher | 1420 | 0 | -196 | SWWH025-07 | 1895.3 | 2022 | 596.2 | 2022 | 2626.7996 | -210.79 | SWWH025-07 | Res Gas Water Heaters - Panel Upgrade - Hot-Dry ¦ SDG&E ¦ Hot-Dry | Res Gas Water Heaters - Panel Upgrade - Hot-Dry | 0.88872 | 0.5 | 0 | RASS 2019 | 747.45 | 2032 | 1 | SWWH025-07
RES-WATERHEAT-FS-PU-13.16 | Res ¦ Res Heat Pump Water Heater (3.30 UEF - 50 Gal) - Fuel Sub - Panel Upgrade - Hot-Dry ¦ SDG&E ¦ Hot-Dry | Res ¦ Res Heat Pump Water Heater (3.30 UEF - 50 Gal) - Fuel Sub - Panel Upgrade - Hot-Dry | SDG&E ¦ Hot-Dry | SDG&E | All | Electric & Gas | Res Heat Pump Water Heater (3.30 UEF - 50 Gal) - Fuel Sub | Efficient |  |  | 1 | Conventional | WaterHeat | Res - Multi Family | Res | ROB Only | 1 | Residential Households | water heater | 20 | DEER:Res_ClothesDishWasher | 1140 | 0 | -171 | SWWH025-07 | 1895.3 | 2022 | 596.2 | 2022 | 2626.7996 | -210.79 | SWWH025-07 | Res Gas Water Heaters - Panel Upgrade - Hot-Dry ¦ SDG&E ¦ Hot-Dry | Res Gas Water Heaters - Panel Upgrade - Hot-Dry | 0.32533 | 0.5 | 0 | RASS 2019 | 0 | 2012 | 1 | SWWH025-07
RES-WATERHEAT-FS-PU-14.1 | Res ¦ Res Heat Pump Water Heater (3.50 UEF - 50 Gal) - Fuel Sub - Panel Upgrade - Marine ¦ PG&E ¦ Marine | Res ¦ Res Heat Pump Water Heater (3.50 UEF - 50 Gal) - Fuel Sub - Panel Upgrade - Marine | PG&E ¦ Marine | PG&E | All | Electric & Gas | Res Heat Pump Water Heater (3.50 UEF - 50 Gal) - Fuel Sub | Efficient |  |  | 1 | Conventional | WaterHeat | Res - Single Family | Res | ROB Only | 1 | Residential Households | water heater | 20 | DEER:Res_ClothesDishWasher | 1580 | 0 | -213 | SWWH025-07 | 1895.3 | 2022 | 596.2 | 2022 | 2626.7996 | -210.79 | SWWH025-07 | Res Gas Water Heaters - Panel Upgrade - Marine ¦ PG&E ¦ Marine | Res Gas Water Heaters - Panel Upgrade - Marine | 0.8548 | 0.5 | 0 | RASS 2019 | 747.45 | 2032 | 1 | SWWH025-07
RES-WATERHEAT-FS-PU-14.2 | Res ¦ Res Heat Pump Water Heater (3.50 UEF - 50 Gal) - Fuel Sub - Panel Upgrade - Marine ¦ PG&E ¦ Marine | Res ¦ Res Heat Pump Water Heater (3.50 UEF - 50 Gal) - Fuel Sub - Panel Upgrade - Marine | PG&E ¦ Marine | PG&E | All | Electric & Gas | Res Heat Pump Water Heater (3.50 UEF - 50 Gal) - Fuel Sub | Efficient |  |  | 1 | Conventional | WaterHeat | Res - Multi Family | Res | ROB Only | 1 | Residential Households | water heater | 20 | DEER:Res_ClothesDishWasher | 1200 | 0 | -185 | SWWH025-07 | 1895.3 | 2022 | 596.2 | 2022 | 2626.7996 | -210.79 | SWWH025-07 | Res Gas Water Heaters - Panel Upgrade - Marine ¦ PG&E ¦ Marine | Res Gas Water Heaters - Panel Upgrade - Marine | 0.30454 | 0.5 | 0 | RASS 2019 | 0 | 2012 | 1 | SWWH025-07
RES-WATERHEAT-FS-PU-14.3 | Res ¦ Res Heat Pump Water Heater (3.50 UEF - 50 Gal) - Fuel Sub - Panel Upgrade - Hot-Dry ¦ PG&E ¦ Hot-Dry | Res ¦ Res Heat Pump Water Heater (3.50 UEF - 50 Gal) - Fuel Sub - Panel Upgrade - Hot-Dry | PG&E ¦ Hot-Dry | PG&E | All | Electric & Gas | Res Heat Pump Water Heater (3.50 UEF - 50 Gal) - Fuel Sub | Efficient |  |  | 1 | Conventional | WaterHeat | Res - Single Family | Res | ROB Only | 1 | Residential Households | water heater | 20 | DEER:Res_ClothesDishWasher | 1520 | 0 | -202 | SWWH025-07 | 1895.3 | 2022 | 596.2 | 2022 | 2626.7996 | -210.79 | SWWH025-07 | Res Gas Water Heaters - Panel Upgrade - Hot-Dry ¦ PG&E ¦ Hot-Dry | Res Gas Water Heaters - Panel Upgrade - Hot-Dry | 0.86268 | 0.5 | 0 | RASS 2019 | 747.45 | 2032 | 1 | SWWH025-07
RES-WATERHEAT-FS-PU-14.4 | Res ¦ Res Heat Pump Water Heater (3.50 UEF - 50 Gal) - Fuel Sub - Panel Upgrade - Hot-Dry ¦ PG&E ¦ Hot-Dry | Res ¦ Res Heat Pump Water Heater (3.50 UEF - 50 Gal) - Fuel Sub - Panel Upgrade - Hot-Dry | PG&E ¦ Hot-Dry | PG&E | All | Electric & Gas | Res Heat Pump Water Heater (3.50 UEF - 50 Gal) - Fuel Sub | Efficient |  |  | 1 | Conventional | WaterHeat | Res - Multi Family | Res | ROB Only | 1 | Residential Households | water heater | 20 | DEER:Res_ClothesDishWasher | 1160 | 0 | -177 | SWWH025-07 | 1895.3 | 2022 | 596.2 | 2022 | 2626.7996 | -210.79 | SWWH025-07 | Res Gas Water Heaters - Panel Upgrade - Hot-Dry ¦ PG&E ¦ Hot-Dry | Res Gas Water Heaters - Panel Upgrade - Hot-Dry | 0.35325 | 0.5 | 0 | RASS 2019 | 0 | 2012 | 1 | SWWH025-07
RES-WATERHEAT-FS-PU-14.5 | Res ¦ Res Heat Pump Water Heater (3.50 UEF - 50 Gal) - Fuel Sub - Panel Upgrade - Cold ¦ PG&E ¦ Cold | Res ¦ Res Heat Pump Water Heater (3.50 UEF - 50 Gal) - Fuel Sub - Panel Upgrade - Cold | PG&E ¦ Cold | PG&E | All | Electric & Gas | Res Heat Pump Water Heater (3.50 UEF - 50 Gal) - Fuel Sub | Efficient |  |  | 1 | Conventional | WaterHeat | Res - Single Family | Res | ROB Only | 1 | Residential Households | water heater | 20 | DEER:Res_ClothesDishWasher | 2380 | 0 | -227 | SWWH025-07 | 1895.3 | 2022 | 596.2 | 2022 | 2626.7996 | -210.79 | SWWH025-07 | Res Gas Water Heaters - Panel Upgrade - Cold ¦ PG&E ¦ Cold | Res Gas Water Heaters - Panel Upgrade - Cold | 0.77281 | 0.5 | 0 | RASS 2019 | 747.45 | 2032 | 1 | SWWH025-07
RES-WATERHEAT-FS-PU-14.6 | Res ¦ Res Heat Pump Water Heater (3.50 UEF - 50 Gal) - Fuel Sub - Panel Upgrade - Cold ¦ PG&E ¦ Cold | Res ¦ Res Heat Pump Water Heater (3.50 UEF - 50 Gal) - Fuel Sub - Panel Upgrade - Cold | PG&E ¦ Cold | PG&E | All | Electric & Gas | Res Heat Pump Water Heater (3.50 UEF - 50 Gal) - Fuel Sub | Efficient |  |  | 1 | Conventional | WaterHeat | Res - Multi Family | Res | ROB Only | 1 | Residential Households | water heater | 20 | DEER:Res_ClothesDishWasher | 1370 | 0 | -193 | SWWH025-07 | 1895.3 | 2022 | 596.2 | 2022 | 2626.7996 | -210.79 | SWWH025-07 | Res Gas Water Heaters - Panel Upgrade - Cold ¦ PG&E ¦ Cold | Res Gas Water Heaters - Panel Upgrade - Cold | 0.1935 | 0.5 | 0 | RASS 2019 | 0 | 2012 | 1 | SWWH025-07
RES-WATERHEAT-FS-PU-14.7 | Res ¦ Res Heat Pump Water Heater (3.50 UEF - 50 Gal) - Fuel Sub - Panel Upgrade - Marine ¦ SCG ¦ Marine | Res ¦ Res Heat Pump Water Heater (3.50 UEF - 50 Gal) - Fuel Sub - Panel Upgrade - Marine | SCG ¦ Marine | SCG | All | Electric & Gas | Res Heat Pump Water Heater (3.50 UEF - 50 Gal) - Fuel Sub | Efficient |  |  | 1 | Conventional | WaterHeat | Res - Single Family | Res | ROB Only | 1 | Residential Households | water heater | 20 | DEER:Res_ClothesDishWasher | 1380 | 0 | -196 | SWWH025-07 | 1895.3 | 2022 | 596.2 | 2022 | 2626.7996 | -210.79 | SWWH025-07 | Res Gas Water Heaters - Panel Upgrade - Marine ¦ SCG ¦ Marine | Res Gas Water Heaters - Panel Upgrade - Marine | 0.84553 | 0.5 | 0 | RASS 2019 | 747.45 | 2032 | 1 | SWWH025-07
RES-WATERHEAT-FS-PU-14.8 | Res ¦ Res Heat Pump Water Heater (3.50 UEF - 50 Gal) - Fuel Sub - Panel Upgrade - Marine ¦ SCG ¦ Marine | Res ¦ Res Heat Pump Water Heater (3.50 UEF - 50 Gal) - Fuel Sub - Panel Upgrade - Marine | SCG ¦ Marine | SCG | All | Electric & Gas | Res Heat Pump Water Heater (3.50 UEF - 50 Gal) - Fuel Sub | Efficient |  |  | 1 | Conventional | WaterHeat | Res - Multi Family | Res | ROB Only | 1 | Residential Households | water heater | 20 | DEER:Res_ClothesDishWasher | 1110 | 0 | -172 | SWWH025-07 | 1895.3 | 2022 | 596.2 | 2022 | 2626.7996 | -210.79 | SWWH025-07 | Res Gas Water Heaters - Panel Upgrade - Marine ¦ SCG ¦ Marine | Res Gas Water Heaters - Panel Upgrade - Marine | 0.33538 | 0.5 | 0 | RASS 2019 | 0 | 2012 | 1 | SWWH025-07
RES-WATERHEAT-FS-PU-14.9 | Res ¦ Res Heat Pump Water Heater (3.50 UEF - 50 Gal) - Fuel Sub - Panel Upgrade - Hot-Dry ¦ SCG ¦ Hot-Dry | Res ¦ Res Heat Pump Water Heater (3.50 UEF - 50 Gal) - Fuel Sub - Panel Upgrade - Hot-Dry | SCG ¦ Hot-Dry | SCG | All | Electric & Gas | Res Heat Pump Water Heater (3.50 UEF - 50 Gal) - Fuel Sub | Efficient |  |  | 1 | Conventional | WaterHeat | Res - Single Family | Res | ROB Only | 1 | Residential Households | water heater | 20 | DEER:Res_ClothesDishWasher | 1400 | 0 | -192 | SWWH025-07 | 1895.3 | 2022 | 596.2 | 2022 | 2626.7996 | -210.79 | SWWH025-07 | Res Gas Water Heaters - Panel Upgrade - Hot-Dry ¦ SCG ¦ Hot-Dry | Res Gas Water Heaters - Panel Upgrade - Hot-Dry | 0.86306 | 0.5 | 0 | RASS 2019 | 747.45 | 2032 | 1 | SWWH025-07
RES-WATERHEAT-FS-PU-14.10 | Res ¦ Res Heat Pump Water Heater (3.50 UEF - 50 Gal) - Fuel Sub - Panel Upgrade - Hot-Dry ¦ SCG ¦ Hot-Dry | Res ¦ Res Heat Pump Water Heater (3.50 UEF - 50 Gal) - Fuel Sub - Panel Upgrade - Hot-Dry | SCG ¦ Hot-Dry | SCG | All | Electric & Gas | Res Heat Pump Water Heater (3.50 UEF - 50 Gal) - Fuel Sub | Efficient |  |  | 1 | Conventional | WaterHeat | Res - Multi Family | Res | ROB Only | 1 | Residential Households | water heater | 20 | DEER:Res_ClothesDishWasher | 1120 | 0 | -169 | SWWH025-07 | 1895.3 | 2022 | 596.2 | 2022 | 2626.7996 | -210.79 | SWWH025-07 | Res Gas Water Heaters - Panel Upgrade - Hot-Dry ¦ SCG ¦ Hot-Dry | Res Gas Water Heaters - Panel Upgrade - Hot-Dry | 0.27215 | 0.5 | 0 | RASS 2019 | 0 | 2012 | 1 | SWWH025-07
RES-WATERHEAT-FS-PU-14.11 | Res ¦ Res Heat Pump Water Heater (3.50 UEF - 50 Gal) - Fuel Sub - Panel Upgrade - Cold ¦ SCG ¦ Cold | Res ¦ Res Heat Pump Water Heater (3.50 UEF - 50 Gal) - Fuel Sub - Panel Upgrade - Cold | SCG ¦ Cold | SCG | All | Electric & Gas | Res Heat Pump Water Heater (3.50 UEF - 50 Gal) - Fuel Sub | Efficient |  |  | 1 | Conventional | WaterHeat | Res - Single Family | Res | ROB Only | 1 | Residential Households | water heater | 20 | DEER:Res_ClothesDishWasher | 2380 | 0 | -227 | SWWH025-07 | 1895.3 | 2022 | 596.2 | 2022 | 2626.7996 | -210.79 | SWWH025-07 | Res Gas Water Heaters - Panel Upgrade - Cold ¦ SCG ¦ Cold | Res Gas Water Heaters - Panel Upgrade - Cold | 0.57576 | 0.5 | 0 | RASS 2019 | 747.45 | 2032 | 1 | SWWH025-07
RES-WATERHEAT-FS-PU-14.12 | Res ¦ Res Heat Pump Water Heater (3.50 UEF - 50 Gal) - Fuel Sub - Panel Upgrade - Cold ¦ SCG ¦ Cold | Res ¦ Res Heat Pump Water Heater (3.50 UEF - 50 Gal) - Fuel Sub - Panel Upgrade - Cold | SCG ¦ Cold | SCG | All | Electric & Gas | Res Heat Pump Water Heater (3.50 UEF - 50 Gal) - Fuel Sub | Efficient |  |  | 1 | Conventional | WaterHeat | Res - Multi Family | Res | ROB Only | 1 | Residential Households | water heater | 20 | DEER:Res_ClothesDishWasher | 1370 | 0 | -193 | SWWH025-07 | 1895.3 | 2022 | 596.2 | 2022 | 2626.7996 | -210.79 | SWWH025-07 | Res Gas Water Heaters - Panel Upgrade - Cold ¦ SCG ¦ Cold | Res Gas Water Heaters - Panel Upgrade - Cold | 0.1935 | 0.5 | 0 | RASS 2019 | 0 | 2012 | 1 | SWWH025-07
RES-WATERHEAT-FS-PU-14.13 | Res ¦ Res Heat Pump Water Heater (3.50 UEF - 50 Gal) - Fuel Sub - Panel Upgrade - Marine ¦ SDG&E ¦ Marine | Res ¦ Res Heat Pump Water Heater (3.50 UEF - 50 Gal) - Fuel Sub - Panel Upgrade - Marine | SDG&E ¦ Marine | SDG&E | All | Electric & Gas | Res Heat Pump Water Heater (3.50 UEF - 50 Gal) - Fuel Sub | Efficient |  |  | 1 | Conventional | WaterHeat | Res - Single Family | Res | ROB Only | 1 | Residential Households | water heater | 20 | DEER:Res_ClothesDishWasher | 1380 | 0 | -196 | SWWH025-07 | 1895.3 | 2022 | 596.2 | 2022 | 2626.7996 | -210.79 | SWWH025-07 | Res Gas Water Heaters - Panel Upgrade - Marine ¦ SDG&E ¦ Marine | Res Gas Water Heaters - Panel Upgrade - Marine | 0.92491 | 0.5 | 0 | RASS 2019 | 747.45 | 2032 | 1 | SWWH025-07
RES-WATERHEAT-FS-PU-14.14 | Res ¦ Res Heat Pump Water Heater (3.50 UEF - 50 Gal) - Fuel Sub - Panel Upgrade - Marine ¦ SDG&E ¦ Marine | Res ¦ Res Heat Pump Water Heater (3.50 UEF - 50 Gal) - Fuel Sub - Panel Upgrade - Marine | SDG&E ¦ Marine | SDG&E | All | Electric & Gas | Res Heat Pump Water Heater (3.50 UEF - 50 Gal) - Fuel Sub | Efficient |  |  | 1 | Conventional | WaterHeat | Res - Multi Family | Res | ROB Only | 1 | Residential Households | water heater | 20 | DEER:Res_ClothesDishWasher | 1110 | 0 | -172 | SWWH025-07 | 1895.3 | 2022 | 596.2 | 2022 | 2626.7996 | -210.79 | SWWH025-07 | Res Gas Water Heaters - Panel Upgrade - Marine ¦ SDG&E ¦ Marine | Res Gas Water Heaters - Panel Upgrade - Marine | 0.52432 | 0.5 | 0 | RASS 2019 | 0 | 2012 | 1 | SWWH025-07
RES-WATERHEAT-FS-PU-14.15 | Res ¦ Res Heat Pump Water Heater (3.50 UEF - 50 Gal) - Fuel Sub - Panel Upgrade - Hot-Dry ¦ SDG&E ¦ Hot-Dry | Res ¦ Res Heat Pump Water Heater (3.50 UEF - 50 Gal) - Fuel Sub - Panel Upgrade - Hot-Dry | SDG&E ¦ Hot-Dry | SDG&E | All | Electric & Gas | Res Heat Pump Water Heater (3.50 UEF - 50 Gal) - Fuel Sub | Efficient |  |  | 1 | Conventional | WaterHeat | Res - Single Family | Res | ROB Only | 1 | Residential Households | water heater | 20 | DEER:Res_ClothesDishWasher | 1380 | 0 | -196 | SWWH025-07 | 1895.3 | 2022 | 596.2 | 2022 | 2626.7996 | -210.79 | SWWH025-07 | Res Gas Water Heaters - Panel Upgrade - Hot-Dry ¦ SDG&E ¦ Hot-Dry | Res Gas Water Heaters - Panel Upgrade - Hot-Dry | 0.88872 | 0.5 | 0 | RASS 2019 | 747.45 | 2032 | 1 | SWWH025-07
RES-WATERHEAT-FS-PU-14.16 | Res ¦ Res Heat Pump Water Heater (3.50 UEF - 50 Gal) - Fuel Sub - Panel Upgrade - Hot-Dry ¦ SDG&E ¦ Hot-Dry | Res ¦ Res Heat Pump Water Heater (3.50 UEF - 50 Gal) - Fuel Sub - Panel Upgrade - Hot-Dry | SDG&E ¦ Hot-Dry | SDG&E | All | Electric & Gas | Res Heat Pump Water Heater (3.50 UEF - 50 Gal) - Fuel Sub | Efficient |  |  | 1 | Conventional | WaterHeat | Res - Multi Family | Res | ROB Only | 1 | Residential Households | water heater | 20 | DEER:Res_ClothesDishWasher | 1100 | 0 | -171 | SWWH025-07 | 1895.3 | 2022 | 596.2 | 2022 | 2626.7996 | -210.79 | SWWH025-07 | Res Gas Water Heaters - Panel Upgrade - Hot-Dry ¦ SDG&E ¦ Hot-Dry | Res Gas Water Heaters - Panel Upgrade - Hot-Dry | 0.32533 | 0.5 | 0 | RASS 2019 | 0 | 2012 | 1 | SWWH025-07
RES-WATERHEAT-FS-PU-15.1 | Res ¦ Res Heat Pump Water Heater (3.70 UEF - 50 Gal) - Fuel Sub - Panel Upgrade - Marine ¦ PG&E ¦ Marine | Res ¦ Res Heat Pump Water Heater (3.70 UEF - 50 Gal) - Fuel Sub - Panel Upgrade - Marine | PG&E ¦ Marine | PG&E | All | Electric & Gas | Res Heat Pump Water Heater (3.70 UEF - 50 Gal) - Fuel Sub | Efficient |  |  | 1 | Conventional | WaterHeat | Res - Single Family | Res | ROB Only | 1 | Residential Households | water heater | 20 | DEER:Res_ClothesDishWasher | 1470 | 0 | -213 | SWWH025-07 | 1982.47 | 2022 | 596.2 | 2022 | 2626.7996 | -210.79 | SWWH025-07 | Res Gas Water Heaters - Panel Upgrade - Marine ¦ PG&E ¦ Marine | Res Gas Water Heaters - Panel Upgrade - Marine | 0.8548 | 0.5 | 0 | RASS 2019 | 773.601 | 2032 | 1 | SWWH025-07
RES-WATERHEAT-FS-PU-15.2 | Res ¦ Res Heat Pump Water Heater (3.70 UEF - 50 Gal) - Fuel Sub - Panel Upgrade - Marine ¦ PG&E ¦ Marine | Res ¦ Res Heat Pump Water Heater (3.70 UEF - 50 Gal) - Fuel Sub - Panel Upgrade - Marine | PG&E ¦ Marine | PG&E | All | Electric & Gas | Res Heat Pump Water Heater (3.70 UEF - 50 Gal) - Fuel Sub | Efficient |  |  | 1 | Conventional | WaterHeat | Res - Multi Family | Res | ROB Only | 1 | Residential Households | water heater | 20 | DEER:Res_ClothesDishWasher | 1120 | 0 | -185 | SWWH025-07 | 1982.47 | 2022 | 596.2 | 2022 | 2626.7996 | -210.79 | SWWH025-07 | Res Gas Water Heaters - Panel Upgrade - Marine ¦ PG&E ¦ Marine | Res Gas Water Heaters - Panel Upgrade - Marine | 0.30454 | 0.5 | 0 | RASS 2019 | 0 | 2012 | 1 | SWWH025-07
RES-WATERHEAT-FS-PU-15.3 | Res ¦ Res Heat Pump Water Heater (3.70 UEF - 50 Gal) - Fuel Sub - Panel Upgrade - Hot-Dry ¦ PG&E ¦ Hot-Dry | Res ¦ Res Heat Pump Water Heater (3.70 UEF - 50 Gal) - Fuel Sub - Panel Upgrade - Hot-Dry | PG&E ¦ Hot-Dry | PG&E | All | Electric & Gas | Res Heat Pump Water Heater (3.70 UEF - 50 Gal) - Fuel Sub | Efficient |  |  | 1 | Conventional | WaterHeat | Res - Single Family | Res | ROB Only | 1 | Residential Households | water heater | 20 | DEER:Res_ClothesDishWasher | 1420 | 0 | -202 | SWWH025-07 | 1982.47 | 2022 | 596.2 | 2022 | 2626.7996 | -210.79 | SWWH025-07 | Res Gas Water Heaters - Panel Upgrade - Hot-Dry ¦ PG&E ¦ Hot-Dry | Res Gas Water Heaters - Panel Upgrade - Hot-Dry | 0.86268 | 0.5 | 0 | RASS 2019 | 773.601 | 2032 | 1 | SWWH025-07
RES-WATERHEAT-FS-PU-15.4 | Res ¦ Res Heat Pump Water Heater (3.70 UEF - 50 Gal) - Fuel Sub - Panel Upgrade - Hot-Dry ¦ PG&E ¦ Hot-Dry | Res ¦ Res Heat Pump Water Heater (3.70 UEF - 50 Gal) - Fuel Sub - Panel Upgrade - Hot-Dry | PG&E ¦ Hot-Dry | PG&E | All | Electric & Gas | Res Heat Pump Water Heater (3.70 UEF - 50 Gal) - Fuel Sub | Efficient |  |  | 1 | Conventional | WaterHeat | Res - Multi Family | Res | ROB Only | 1 | Residential Households | water heater | 20 | DEER:Res_ClothesDishWasher | 1080 | 0 | -177 | SWWH025-07 | 1982.47 | 2022 | 596.2 | 2022 | 2626.7996 | -210.79 | SWWH025-07 | Res Gas Water Heaters - Panel Upgrade - Hot-Dry ¦ PG&E ¦ Hot-Dry | Res Gas Water Heaters - Panel Upgrade - Hot-Dry | 0.35325 | 0.5 | 0 | RASS 2019 | 0 | 2012 | 1 | SWWH025-07
RES-WATERHEAT-FS-PU-15.5 | Res ¦ Res Heat Pump Water Heater (3.70 UEF - 50 Gal) - Fuel Sub - Panel Upgrade - Cold ¦ PG&E ¦ Cold | Res ¦ Res Heat Pump Water Heater (3.70 UEF - 50 Gal) - Fuel Sub - Panel Upgrade - Cold | PG&E ¦ Cold | PG&E | All | Electric & Gas | Res Heat Pump Water Heater (3.70 UEF - 50 Gal) - Fuel Sub | Efficient |  |  | 1 | Conventional | WaterHeat | Res - Single Family | Res | ROB Only | 1 | Residential Households | water heater | 20 | DEER:Res_ClothesDishWasher | 2270 | 0 | -227 | SWWH025-07 | 1982.47 | 2022 | 596.2 | 2022 | 2626.7996 | -210.79 | SWWH025-07 | Res Gas Water Heaters - Panel Upgrade - Cold ¦ PG&E ¦ Cold | Res Gas Water Heaters - Panel Upgrade - Cold | 0.77281 | 0.5 | 0 | RASS 2019 | 773.601 | 2032 | 1 | SWWH025-07
RES-WATERHEAT-FS-PU-15.6 | Res ¦ Res Heat Pump Water Heater (3.70 UEF - 50 Gal) - Fuel Sub - Panel Upgrade - Cold ¦ PG&E ¦ Cold | Res ¦ Res Heat Pump Water Heater (3.70 UEF - 50 Gal) - Fuel Sub - Panel Upgrade - Cold | PG&E ¦ Cold | PG&E | All | Electric & Gas | Res Heat Pump Water Heater (3.70 UEF - 50 Gal) - Fuel Sub | Efficient |  |  | 1 | Conventional | WaterHeat | Res - Multi Family | Res | ROB Only | 1 | Residential Households | water heater | 20 | DEER:Res_ClothesDishWasher | 1280 | 0 | -193 | SWWH025-07 | 1982.47 | 2022 | 596.2 | 2022 | 2626.7996 | -210.79 | SWWH025-07 | Res Gas Water Heaters - Panel Upgrade - Cold ¦ PG&E ¦ Cold | Res Gas Water Heaters - Panel Upgrade - Cold | 0.1935 | 0.5 | 0 | RASS 2019 | 0 | 2012 | 1 | SWWH025-07
RES-WATERHEAT-FS-PU-15.7 | Res ¦ Res Heat Pump Water Heater (3.70 UEF - 50 Gal) - Fuel Sub - Panel Upgrade - Marine ¦ SCG ¦ Marine | Res ¦ Res Heat Pump Water Heater (3.70 UEF - 50 Gal) - Fuel Sub - Panel Upgrade - Marine | SCG ¦ Marine | SCG | All | Electric & Gas | Res Heat Pump Water Heater (3.70 UEF - 50 Gal) - Fuel Sub | Efficient |  |  | 1 | Conventional | WaterHeat | Res - Single Family | Res | ROB Only | 1 | Residential Households | water heater | 20 | DEER:Res_ClothesDishWasher | 1290 | 0 | -196 | SWWH025-07 | 1982.47 | 2022 | 596.2 | 2022 | 2626.7996 | -210.79 | SWWH025-07 | Res Gas Water Heaters - Panel Upgrade - Marine ¦ SCG ¦ Marine | Res Gas Water Heaters - Panel Upgrade - Marine | 0.84553 | 0.5 | 0 | RASS 2019 | 773.601 | 2032 | 1 | SWWH025-07
RES-WATERHEAT-FS-PU-15.8 | Res ¦ Res Heat Pump Water Heater (3.70 UEF - 50 Gal) - Fuel Sub - Panel Upgrade - Marine ¦ SCG ¦ Marine | Res ¦ Res Heat Pump Water Heater (3.70 UEF - 50 Gal) - Fuel Sub - Panel Upgrade - Marine | SCG ¦ Marine | SCG | All | Electric & Gas | Res Heat Pump Water Heater (3.70 UEF - 50 Gal) - Fuel Sub | Efficient |  |  | 1 | Conventional | WaterHeat | Res - Multi Family | Res | ROB Only | 1 | Residential Households | water heater | 20 | DEER:Res_ClothesDishWasher | 1030 | 0 | -172 | SWWH025-07 | 1982.47 | 2022 | 596.2 | 2022 | 2626.7996 | -210.79 | SWWH025-07 | Res Gas Water Heaters - Panel Upgrade - Marine ¦ SCG ¦ Marine | Res Gas Water Heaters - Panel Upgrade - Marine | 0.33538 | 0.5 | 0 | RASS 2019 | 0 | 2012 | 1 | SWWH025-07
RES-WATERHEAT-FS-PU-15.9 | Res ¦ Res Heat Pump Water Heater (3.70 UEF - 50 Gal) - Fuel Sub - Panel Upgrade - Hot-Dry ¦ SCG ¦ Hot-Dry | Res ¦ Res Heat Pump Water Heater (3.70 UEF - 50 Gal) - Fuel Sub - Panel Upgrade - Hot-Dry | SCG ¦ Hot-Dry | SCG | All | Electric & Gas | Res Heat Pump Water Heater (3.70 UEF - 50 Gal) - Fuel Sub | Efficient |  |  | 1 | Conventional | WaterHeat | Res - Single Family | Res | ROB Only | 1 | Residential Households | water heater | 20 | DEER:Res_ClothesDishWasher | 1300 | 0 | -192 | SWWH025-07 | 1982.47 | 2022 | 596.2 | 2022 | 2626.7996 | -210.79 | SWWH025-07 | Res Gas Water Heaters - Panel Upgrade - Hot-Dry ¦ SCG ¦ Hot-Dry | Res Gas Water Heaters - Panel Upgrade - Hot-Dry | 0.86306 | 0.5 | 0 | RASS 2019 | 773.601 | 2032 | 1 | SWWH025-07
RES-WATERHEAT-FS-PU-15.10 | Res ¦ Res Heat Pump Water Heater (3.70 UEF - 50 Gal) - Fuel Sub - Panel Upgrade - Hot-Dry ¦ SCG ¦ Hot-Dry | Res ¦ Res Heat Pump Water Heater (3.70 UEF - 50 Gal) - Fuel Sub - Panel Upgrade - Hot-Dry | SCG ¦ Hot-Dry | SCG | All | Electric & Gas | Res Heat Pump Water Heater (3.70 UEF - 50 Gal) - Fuel Sub | Efficient |  |  | 1 | Conventional | WaterHeat | Res - Multi Family | Res | ROB Only | 1 | Residential Households | water heater | 20 | DEER:Res_ClothesDishWasher | 1040 | 0 | -169 | SWWH025-07 | 1982.47 | 2022 | 596.2 | 2022 | 2626.7996 | -210.79 | SWWH025-07 | Res Gas Water Heaters - Panel Upgrade - Hot-Dry ¦ SCG ¦ Hot-Dry | Res Gas Water Heaters - Panel Upgrade - Hot-Dry | 0.27215 | 0.5 | 0 | RASS 2019 | 0 | 2012 | 1 | SWWH025-07
RES-WATERHEAT-FS-PU-15.11 | Res ¦ Res Heat Pump Water Heater (3.70 UEF - 50 Gal) - Fuel Sub - Panel Upgrade - Cold ¦ SCG ¦ Cold | Res ¦ Res Heat Pump Water Heater (3.70 UEF - 50 Gal) - Fuel Sub - Panel Upgrade - Cold | SCG ¦ Cold | SCG | All | Electric & Gas | Res Heat Pump Water Heater (3.70 UEF - 50 Gal) - Fuel Sub | Efficient |  |  | 1 | Conventional | WaterHeat | Res - Single Family | Res | ROB Only | 1 | Residential Households | water heater | 20 | DEER:Res_ClothesDishWasher | 2270 | 0 | -227 | SWWH025-07 | 1982.47 | 2022 | 596.2 | 2022 | 2626.7996 | -210.79 | SWWH025-07 | Res Gas Water Heaters - Panel Upgrade - Cold ¦ SCG ¦ Cold | Res Gas Water Heaters - Panel Upgrade - Cold | 0.57576 | 0.5 | 0 | RASS 2019 | 773.601 | 2032 | 1 | SWWH025-07
RES-WATERHEAT-FS-PU-15.12 | Res ¦ Res Heat Pump Water Heater (3.70 UEF - 50 Gal) - Fuel Sub - Panel Upgrade - Cold ¦ SCG ¦ Cold | Res ¦ Res Heat Pump Water Heater (3.70 UEF - 50 Gal) - Fuel Sub - Panel Upgrade - Cold | SCG ¦ Cold | SCG | All | Electric & Gas | Res Heat Pump Water Heater (3.70 UEF - 50 Gal) - Fuel Sub | Efficient |  |  | 1 | Conventional | WaterHeat | Res - Multi Family | Res | ROB Only | 1 | Residential Households | water heater | 20 | DEER:Res_ClothesDishWasher | 1280 | 0 | -193 | SWWH025-07 | 1982.47 | 2022 | 596.2 | 2022 | 2626.7996 | -210.79 | SWWH025-07 | Res Gas Water Heaters - Panel Upgrade - Cold ¦ SCG ¦ Cold | Res Gas Water Heaters - Panel Upgrade - Cold | 0.1935 | 0.5 | 0 | RASS 2019 | 0 | 2012 | 1 | SWWH025-07
RES-WATERHEAT-FS-PU-15.13 | Res ¦ Res Heat Pump Water Heater (3.70 UEF - 50 Gal) - Fuel Sub - Panel Upgrade - Marine ¦ SDG&E ¦ Marine | Res ¦ Res Heat Pump Water Heater (3.70 UEF - 50 Gal) - Fuel Sub - Panel Upgrade - Marine | SDG&E ¦ Marine | SDG&E | All | Electric & Gas | Res Heat Pump Water Heater (3.70 UEF - 50 Gal) - Fuel Sub | Efficient |  |  | 1 | Conventional | WaterHeat | Res - Single Family | Res | ROB Only | 1 | Residential Households | water heater | 20 | DEER:Res_ClothesDishWasher | 1290 | 0 | -196 | SWWH025-07 | 1982.47 | 2022 | 596.2 | 2022 | 2626.7996 | -210.79 | SWWH025-07 | Res Gas Water Heaters - Panel Upgrade - Marine ¦ SDG&E ¦ Marine | Res Gas Water Heaters - Panel Upgrade - Marine | 0.92491 | 0.5 | 0 | RASS 2019 | 773.601 | 2032 | 1 | SWWH025-07
RES-WATERHEAT-FS-PU-15.14 | Res ¦ Res Heat Pump Water Heater (3.70 UEF - 50 Gal) - Fuel Sub - Panel Upgrade - Marine ¦ SDG&E ¦ Marine | Res ¦ Res Heat Pump Water Heater (3.70 UEF - 50 Gal) - Fuel Sub - Panel Upgrade - Marine | SDG&E ¦ Marine | SDG&E | All | Electric & Gas | Res Heat Pump Water Heater (3.70 UEF - 50 Gal) - Fuel Sub | Efficient |  |  | 1 | Conventional | WaterHeat | Res - Multi Family | Res | ROB Only | 1 | Residential Households | water heater | 20 | DEER:Res_ClothesDishWasher | 1030 | 0 | -172 | SWWH025-07 | 1982.47 | 2022 | 596.2 | 2022 | 2626.7996 | -210.79 | SWWH025-07 | Res Gas Water Heaters - Panel Upgrade - Marine ¦ SDG&E ¦ Marine | Res Gas Water Heaters - Panel Upgrade - Marine | 0.52432 | 0.5 | 0 | RASS 2019 | 0 | 2012 | 1 | SWWH025-07
RES-WATERHEAT-FS-PU-15.15 | Res ¦ Res Heat Pump Water Heater (3.70 UEF - 50 Gal) - Fuel Sub - Panel Upgrade - Hot-Dry ¦ SDG&E ¦ Hot-Dry | Res ¦ Res Heat Pump Water Heater (3.70 UEF - 50 Gal) - Fuel Sub - Panel Upgrade - Hot-Dry | SDG&E ¦ Hot-Dry | SDG&E | All | Electric & Gas | Res Heat Pump Water Heater (3.70 UEF - 50 Gal) - Fuel Sub | Efficient |  |  | 1 | Conventional | WaterHeat | Res - Single Family | Res | ROB Only | 1 | Residential Households | water heater | 20 | DEER:Res_ClothesDishWasher | 1280 | 0 | -196 | SWWH025-07 | 1982.47 | 2022 | 596.2 | 2022 | 2626.7996 | -210.79 | SWWH025-07 | Res Gas Water Heaters - Panel Upgrade - Hot-Dry ¦ SDG&E ¦ Hot-Dry | Res Gas Water Heaters - Panel Upgrade - Hot-Dry | 0.88872 | 0.5 | 0 | RASS 2019 | 773.601 | 2032 | 1 | SWWH025-07
RES-WATERHEAT-FS-PU-15.16 | Res ¦ Res Heat Pump Water Heater (3.70 UEF - 50 Gal) - Fuel Sub - Panel Upgrade - Hot-Dry ¦ SDG&E ¦ Hot-Dry | Res ¦ Res Heat Pump Water Heater (3.70 UEF - 50 Gal) - Fuel Sub - Panel Upgrade - Hot-Dry | SDG&E ¦ Hot-Dry | SDG&E | All | Electric & Gas | Res Heat Pump Water Heater (3.70 UEF - 50 Gal) - Fuel Sub | Efficient |  |  | 1 | Conventional | WaterHeat | Res - Multi Family | Res | ROB Only | 1 | Residential Households | water heater | 20 | DEER:Res_ClothesDishWasher | 1030 | 0 | -171 | SWWH025-07 | 1982.47 | 2022 | 596.2 | 2022 | 2626.7996 | -210.79 | SWWH025-07 | Res Gas Water Heaters - Panel Upgrade - Hot-Dry ¦ SDG&E ¦ Hot-Dry | Res Gas Water Heaters - Panel Upgrade - Hot-Dry | 0.32533 | 0.5 | 0 | RASS 2019 | 0 | 2012 | 1 | SWWH025-07
RES-WATERHEAT-FS-20.1 | Res ¦ Res Code Central Gas Water Heater (150+ kBtuh, 0.84 Et) - Marine ¦ PG&E ¦ Marine | Res ¦ Res Code Central Gas Water Heater (150+ kBtuh, 0.84 Et) - Marine | PG&E ¦ Marine | PG&E | All | Electric & Gas | Large MFm central gas WH, 0.84 Et | Average Existing and Code |  | 2031 | 1 | Conventional | WaterHeat | Res - Single Family | Res | ROB and NEW | 0 | Residential Households | water heater | 20 | DEER:Res_ClothesDishWasher | 0 | 0 | 0 | SWWH028-05 | 30901.5 | 2026 | 24888 | 2026 | 0 | 0 | SWWH028-05 | Res Multifamily Central Gas Water Heaters - Marine ¦ PG&E ¦ Marine | Res Multifamily Central Gas Water Heaters - Marine | 0 | 0.5 | 0 | RASS 2019, same as Res Gas Water Heater | 0 | 2012 | 1 | SWWH028-05
RES-WATERHEAT-FS-20.2 | Res ¦ Res Code Central Gas Water Heater (150+ kBtuh, 0.84 Et) - Marine ¦ PG&E ¦ Marine | Res ¦ Res Code Central Gas Water Heater (150+ kBtuh, 0.84 Et) - Marine | PG&E ¦ Marine | PG&E | All | Electric & Gas | Large MFm central gas WH, 0.84 Et | Average Existing and Code |  | 2031 | 1 | Conventional | WaterHeat | Res - Multi Family | Res | ROB and NEW | 0 | Residential Households | water heater | 20 | DEER:Res_ClothesDishWasher | 0 | 0 | 0 | SWWH028-05 | 30901.5 | 2026 | 24888 | 2026 | 0 | 0 | SWWH028-05 | Res Multifamily Central Gas Water Heaters - Marine ¦ PG&E ¦ Marine | Res Multifamily Central Gas Water Heaters - Marine | 0.20303 | 0.5 | 1 | RASS 2019, same as Res Gas Water Heater | 0 | 2012 | 1 | SWWH028-05
RES-WATERHEAT-FS-20.3 | Res ¦ Res Code Central Gas Water Heater (150+ kBtuh, 0.84 Et) - Hot-Dry ¦ PG&E ¦ Hot-Dry | Res ¦ Res Code Central Gas Water Heater (150+ kBtuh, 0.84 Et) - Hot-Dry | PG&E ¦ Hot-Dry | PG&E | All | Electric & Gas | Large MFm central gas WH, 0.84 Et | Average Existing and Code |  | 2031 | 1 | Conventional | WaterHeat | Res - Single Family | Res | ROB and NEW | 0 | Residential Households | water heater | 20 | DEER:Res_ClothesDishWasher | 0 | 0 | 0 | SWWH028-05 | 30901.5 | 2026 | 24888 | 2026 | 0 | 0 | SWWH028-05 | Res Multifamily Central Gas Water Heaters - Hot-Dry ¦ PG&E ¦ Hot-Dry | Res Multifamily Central Gas Water Heaters - Hot-Dry | 0 | 0.5 | 0 | RASS 2019, same as Res Gas Water Heater | 0 | 2012 | 1 | SWWH028-05
RES-WATERHEAT-FS-20.4 | Res ¦ Res Code Central Gas Water Heater (150+ kBtuh, 0.84 Et) - Hot-Dry ¦ PG&E ¦ Hot-Dry | Res ¦ Res Code Central Gas Water Heater (150+ kBtuh, 0.84 Et) - Hot-Dry | PG&E ¦ Hot-Dry | PG&E | All | Electric & Gas | Large MFm central gas WH, 0.84 Et | Average Existing and Code |  | 2031 | 1 | Conventional | WaterHeat | Res - Multi Family | Res | ROB and NEW | 0 | Residential Households | water heater | 20 | DEER:Res_ClothesDishWasher | 0 | 0 | 0 | SWWH028-05 | 30901.5 | 2026 | 24888 | 2026 | 0 | 0 | SWWH028-05 | Res Multifamily Central Gas Water Heaters - Hot-Dry ¦ PG&E ¦ Hot-Dry | Res Multifamily Central Gas Water Heaters - Hot-Dry | 0.2355 | 0.5 | 1 | RASS 2019, same as Res Gas Water Heater | 0 | 2012 | 1 | SWWH028-05
RES-WATERHEAT-FS-20.5 | Res ¦ Res Code Central Gas Water Heater (150+ kBtuh, 0.84 Et) - Cold ¦ PG&E ¦ Cold | Res ¦ Res Code Central Gas Water Heater (150+ kBtuh, 0.84 Et) - Cold | PG&E ¦ Cold | PG&E | All | Electric & Gas | Large MFm central gas WH, 0.84 Et | Average Existing and Code |  | 2031 | 1 | Conventional | WaterHeat | Res - Single Family | Res | ROB and NEW | 0 | Residential Households | water heater | 20 | DEER:Res_ClothesDishWasher | 0 | 0 | 0 | SWWH028-05 | 30901.5 | 2026 | 24888 | 2026 | 0 | 0 | SWWH028-05 | Res Multifamily Central Gas Water Heaters - Cold ¦ PG&E ¦ Cold | Res Multifamily Central Gas Water Heaters - Cold | 0 | 0.5 | 0 | RASS 2019, same as Res Gas Water Heater | 0 | 2012 | 1 | SWWH028-05
RES-WATERHEAT-FS-20.6 | Res ¦ Res Code Central Gas Water Heater (150+ kBtuh, 0.84 Et) - Cold ¦ PG&E ¦ Cold | Res ¦ Res Code Central Gas Water Heater (150+ kBtuh, 0.84 Et) - Cold | PG&E ¦ Cold | PG&E | All | Electric & Gas | Large MFm central gas WH, 0.84 Et | Average Existing and Code |  | 2031 | 1 | Conventional | WaterHeat | Res - Multi Family | Res | ROB and NEW | 0 | Residential Households | water heater | 20 | DEER:Res_ClothesDishWasher | 0 | 0 | 0 | SWWH028-05 | 30901.5 | 2026 | 24888 | 2026 | 0 | 0 | SWWH028-05 | Res Multifamily Central Gas Water Heaters - Cold ¦ PG&E ¦ Cold | Res Multifamily Central Gas Water Heaters - Cold | 0.129 | 0.5 | 1 | RASS 2019, same as Res Gas Water Heater | 0 | 2012 | 1 | SWWH028-05
RES-WATERHEAT-FS-20.7 | Res ¦ Res Code Central Gas Water Heater (150+ kBtuh, 0.84 Et) - Marine ¦ SCG ¦ Marine | Res ¦ Res Code Central Gas Water Heater (150+ kBtuh, 0.84 Et) - Marine | SCG ¦ Marine | SCG | All | Electric & Gas | Large MFm central gas WH, 0.84 Et | Average Existing and Code |  | 2031 | 1 | Conventional | WaterHeat | Res - Single Family | Res | ROB and NEW | 0 | Residential Households | water heater | 20 | DEER:Res_ClothesDishWasher | 0 | 0 | 0 | SWWH028-05 | 30901.5 | 2026 | 24888 | 2026 | 0 | 0 | SWWH028-05 | Res Multifamily Central Gas Water Heaters - Marine ¦ SCG ¦ Marine | Res Multifamily Central Gas Water Heaters - Marine | 0 | 0.5 | 0 | RASS 2019, same as Res Gas Water Heater | 0 | 2012 | 1 | SWWH028-05
RES-WATERHEAT-FS-20.8 | Res ¦ Res Code Central Gas Water Heater (150+ kBtuh, 0.84 Et) - Marine ¦ SCG ¦ Marine | Res ¦ Res Code Central Gas Water Heater (150+ kBtuh, 0.84 Et) - Marine | SCG ¦ Marine | SCG | All | Electric & Gas | Large MFm central gas WH, 0.84 Et | Average Existing and Code |  | 2031 | 1 | Conventional | WaterHeat | Res - Multi Family | Res | ROB and NEW | 0 | Residential Households | water heater | 20 | DEER:Res_ClothesDishWasher | 0 | 0 | 0 | SWWH028-05 | 30901.5 | 2026 | 24888 | 2026 | 0 | 0 | SWWH028-05 | Res Multifamily Central Gas Water Heaters - Marine ¦ SCG ¦ Marine | Res Multifamily Central Gas Water Heaters - Marine | 0.22359 | 0.5 | 1 | RASS 2019, same as Res Gas Water Heater | 0 | 2012 | 1 | SWWH028-05
RES-WATERHEAT-FS-20.9 | Res ¦ Res Code Central Gas Water Heater (150+ kBtuh, 0.84 Et) - Hot-Dry ¦ SCG ¦ Hot-Dry | Res ¦ Res Code Central Gas Water Heater (150+ kBtuh, 0.84 Et) - Hot-Dry | SCG ¦ Hot-Dry | SCG | All | Electric & Gas | Large MFm central gas WH, 0.84 Et | Average Existing and Code |  | 2031 | 1 | Conventional | WaterHeat | Res - Single Family | Res | ROB and NEW | 0 | Residential Households | water heater | 20 | DEER:Res_ClothesDishWasher | 0 | 0 | 0 | SWWH028-05 | 30901.5 | 2026 | 24888 | 2026 | 0 | 0 | SWWH028-05 | Res Multifamily Central Gas Water Heaters - Hot-Dry ¦ SCG ¦ Hot-Dry | Res Multifamily Central Gas Water Heaters - Hot-Dry | 0 | 0.5 | 0 | RASS 2019, same as Res Gas Water Heater | 0 | 2012 | 1 | SWWH028-05
RES-WATERHEAT-FS-20.10 | Res ¦ Res Code Central Gas Water Heater (150+ kBtuh, 0.84 Et) - Hot-Dry ¦ SCG ¦ Hot-Dry | Res ¦ Res Code Central Gas Water Heater (150+ kBtuh, 0.84 Et) - Hot-Dry | SCG ¦ Hot-Dry | SCG | All | Electric & Gas | Large MFm central gas WH, 0.84 Et | Average Existing and Code |  | 2031 | 1 | Conventional | WaterHeat | Res - Multi Family | Res | ROB and NEW | 0 | Residential Households | water heater | 20 | DEER:Res_ClothesDishWasher | 0 | 0 | 0 | SWWH028-05 | 30901.5 | 2026 | 24888 | 2026 | 0 | 0 | SWWH028-05 | Res Multifamily Central Gas Water Heaters - Hot-Dry ¦ SCG ¦ Hot-Dry | Res Multifamily Central Gas Water Heaters - Hot-Dry | 0.18144 | 0.5 | 1 | RASS 2019, same as Res Gas Water Heater | 0 | 2012 | 1 | SWWH028-05
RES-WATERHEAT-FS-20.11 | Res ¦ Res Code Central Gas Water Heater (150+ kBtuh, 0.84 Et) - Cold ¦ SCG ¦ Cold | Res ¦ Res Code Central Gas Water Heater (150+ kBtuh, 0.84 Et) - Cold | SCG ¦ Cold | SCG | All | Electric & Gas | Large MFm central gas WH, 0.84 Et | Average Existing and Code |  | 2031 | 1 | Conventional | WaterHeat | Res - Single Family | Res | ROB and NEW | 0 | Residential Households | water heater | 20 | DEER:Res_ClothesDishWasher | 0 | 0 | 0 | SWWH028-05 | 30901.5 | 2026 | 24888 | 2026 | 0 | 0 | SWWH028-05 | Res Multifamily Central Gas Water Heaters - Cold ¦ SCG ¦ Cold | Res Multifamily Central Gas Water Heaters - Cold | 0 | 0.5 | 0 | RASS 2019, same as Res Gas Water Heater | 0 | 2012 | 1 | SWWH028-05
RES-WATERHEAT-FS-20.12 | Res ¦ Res Code Central Gas Water Heater (150+ kBtuh, 0.84 Et) - Cold ¦ SCG ¦ Cold | Res ¦ Res Code Central Gas Water Heater (150+ kBtuh, 0.84 Et) - Cold | SCG ¦ Cold | SCG | All | Electric & Gas | Large MFm central gas WH, 0.84 Et | Average Existing and Code |  | 2031 | 1 | Conventional | WaterHeat | Res - Multi Family | Res | ROB and NEW | 0 | Residential Households | water heater | 20 | DEER:Res_ClothesDishWasher | 0 | 0 | 0 | SWWH028-05 | 30901.5 | 2026 | 24888 | 2026 | 0 | 0 | SWWH028-05 | Res Multifamily Central Gas Water Heaters - Cold ¦ SCG ¦ Cold | Res Multifamily Central Gas Water Heaters - Cold | 0.129 | 0.5 | 1 | RASS 2019, same as Res Gas Water Heater | 0 | 2012 | 1 | SWWH028-05
RES-WATERHEAT-FS-20.13 | Res ¦ Res Code Central Gas Water Heater (150+ kBtuh, 0.84 Et) - Marine ¦ SDG&E ¦ Marine | Res ¦ Res Code Central Gas Water Heater (150+ kBtuh, 0.84 Et) - Marine | SDG&E ¦ Marine | SDG&E | All | Electric & Gas | Large MFm central gas WH, 0.84 Et | Average Existing and Code |  | 2031 | 1 | Conventional | WaterHeat | Res - Single Family | Res | ROB and NEW | 0 | Residential Households | water heater | 20 | DEER:Res_ClothesDishWasher | 0 | 0 | 0 | SWWH028-05 | 30901.5 | 2026 | 24888 | 2026 | 0 | 0 | SWWH028-05 | Res Multifamily Central Gas Water Heaters - Marine ¦ SDG&E ¦ Marine | Res Multifamily Central Gas Water Heaters - Marine | 0 | 0.5 | 0 | RASS 2019, same as Res Gas Water Heater | 0 | 2012 | 1 | SWWH028-05
RES-WATERHEAT-FS-20.14 | Res ¦ Res Code Central Gas Water Heater (150+ kBtuh, 0.84 Et) - Marine ¦ SDG&E ¦ Marine | Res ¦ Res Code Central Gas Water Heater (150+ kBtuh, 0.84 Et) - Marine | SDG&E ¦ Marine | SDG&E | All | Electric & Gas | Large MFm central gas WH, 0.84 Et | Average Existing and Code |  | 2031 | 1 | Conventional | WaterHeat | Res - Multi Family | Res | ROB and NEW | 0 | Residential Households | water heater | 20 | DEER:Res_ClothesDishWasher | 0 | 0 | 0 | SWWH028-05 | 30901.5 | 2026 | 24888 | 2026 | 0 | 0 | SWWH028-05 | Res Multifamily Central Gas Water Heaters - Marine ¦ SDG&E ¦ Marine | Res Multifamily Central Gas Water Heaters - Marine | 0.34955 | 0.5 | 1 | RASS 2019, same as Res Gas Water Heater | 0 | 2012 | 1 | SWWH028-05
RES-WATERHEAT-FS-20.15 | Res ¦ Res Code Central Gas Water Heater (150+ kBtuh, 0.84 Et) - Hot-Dry ¦ SDG&E ¦ Hot-Dry | Res ¦ Res Code Central Gas Water Heater (150+ kBtuh, 0.84 Et) - Hot-Dry | SDG&E ¦ Hot-Dry | SDG&E | All | Electric & Gas | Large MFm central gas WH, 0.84 Et | Average Existing and Code |  | 2031 | 1 | Conventional | WaterHeat | Res - Single Family | Res | ROB and NEW | 0 | Residential Households | water heater | 20 | DEER:Res_ClothesDishWasher | 0 | 0 | 0 | SWWH028-05 | 30901.5 | 2026 | 24888 | 2026 | 0 | 0 | SWWH028-05 | Res Multifamily Central Gas Water Heaters - Hot-Dry ¦ SDG&E ¦ Hot-Dry | Res Multifamily Central Gas Water Heaters - Hot-Dry | 0 | 0.5 | 0 | RASS 2019, same as Res Gas Water Heater | 0 | 2012 | 1 | SWWH028-05
RES-WATERHEAT-FS-20.16 | Res ¦ Res Code Central Gas Water Heater (150+ kBtuh, 0.84 Et) - Hot-Dry ¦ SDG&E ¦ Hot-Dry | Res ¦ Res Code Central Gas Water Heater (150+ kBtuh, 0.84 Et) - Hot-Dry | SDG&E ¦ Hot-Dry | SDG&E | All | Electric & Gas | Large MFm central gas WH, 0.84 Et | Average Existing and Code |  | 2031 | 1 | Conventional | WaterHeat | Res - Multi Family | Res | ROB and NEW | 0 | Residential Households | water heater | 20 | DEER:Res_ClothesDishWasher | 0 | 0 | 0 | SWWH028-05 | 30901.5 | 2026 | 24888 | 2026 | 0 | 0 | SWWH028-05 | Res Multifamily Central Gas Water Heaters - Hot-Dry ¦ SDG&E ¦ Hot-Dry | Res Multifamily Central Gas Water Heaters - Hot-Dry | 0.21689 | 0.5 | 1 | RASS 2019, same as Res Gas Water Heater | 0 | 2012 | 1 | SWWH028-05
RES-WATERHEAT-FS-21.1 | Res ¦ Res Central Heat Pump Water Heater (150+ kBtuh, 3.0 COP) - Fuel Sub - Marine ¦ PG&E ¦ Marine | Res ¦ Res Central Heat Pump Water Heater (150+ kBtuh, 3.0 COP) - Fuel Sub - Marine | PG&E ¦ Marine | PG&E | All | Electric & Gas | Large MFm HPWH, 3.0 COP (>150 kBtuh) | Efficient | 2031 |  | 1 | Conventional | WaterHeat | Res - Single Family | Res | ROB Only | 1 | Residential Households | water heater | 20 | DEER:Res_ClothesDishWasher | 110100 | 0 | -8535 | SWWH028-05 | 65907 | 2026 | 49545 | 2026 | 0 | -3111 | SWWH028-05 | Res Multifamily Central Gas Water Heaters - Marine ¦ PG&E ¦ Marine | Res Multifamily Central Gas Water Heaters - Marine | 0 | 0.5 | 0 | RASS 2019, same as Res Gas Water Heater | 0 | 2012 | 1 | SWWH028-05
RES-WATERHEAT-FS-21.2 | Res ¦ Res Central Heat Pump Water Heater (150+ kBtuh, 3.0 COP) - Fuel Sub - Marine ¦ PG&E ¦ Marine | Res ¦ Res Central Heat Pump Water Heater (150+ kBtuh, 3.0 COP) - Fuel Sub - Marine | PG&E ¦ Marine | PG&E | All | Electric & Gas | Large MFm HPWH, 3.0 COP (>150 kBtuh) | Efficient | 2031 |  | 1 | Conventional | WaterHeat | Res - Multi Family | Res | ROB Only | 1 | Residential Households | water heater | 20 | DEER:Res_ClothesDishWasher | 110100 | 0 | -8535 | SWWH028-05 | 65907 | 2026 | 49545 | 2026 | 0 | -3111 | SWWH028-05 | Res Multifamily Central Gas Water Heaters - Marine ¦ PG&E ¦ Marine | Res Multifamily Central Gas Water Heaters - Marine | 0.20303 | 0.5 | 0 | RASS 2019, same as Res Gas Water Heater | 0 | 2012 | 1 | SWWH028-05
RES-WATERHEAT-FS-21.3 | Res ¦ Res Central Heat Pump Water Heater (150+ kBtuh, 3.0 COP) - Fuel Sub - Hot-Dry ¦ PG&E ¦ Hot-Dry | Res ¦ Res Central Heat Pump Water Heater (150+ kBtuh, 3.0 COP) - Fuel Sub - Hot-Dry | PG&E ¦ Hot-Dry | PG&E | All | Electric & Gas | Large MFm HPWH, 3.0 COP (>150 kBtuh) | Efficient | 2031 |  | 1 | Conventional | WaterHeat | Res - Single Family | Res | ROB Only | 1 | Residential Households | water heater | 20 | DEER:Res_ClothesDishWasher | 105450 | 0 | -7950 | SWWH028-05 | 65907 | 2026 | 49545 | 2026 | 0 | -3111 | SWWH028-05 | Res Multifamily Central Gas Water Heaters - Hot-Dry ¦ PG&E ¦ Hot-Dry | Res Multifamily Central Gas Water Heaters - Hot-Dry | 0 | 0.5 | 0 | RASS 2019, same as Res Gas Water Heater | 0 | 2012 | 1 | SWWH028-05
RES-WATERHEAT-FS-21.4 | Res ¦ Res Central Heat Pump Water Heater (150+ kBtuh, 3.0 COP) - Fuel Sub - Hot-Dry ¦ PG&E ¦ Hot-Dry | Res ¦ Res Central Heat Pump Water Heater (150+ kBtuh, 3.0 COP) - Fuel Sub - Hot-Dry | PG&E ¦ Hot-Dry | PG&E | All | Electric & Gas | Large MFm HPWH, 3.0 COP (>150 kBtuh) | Efficient | 2031 |  | 1 | Conventional | WaterHeat | Res - Multi Family | Res | ROB Only | 1 | Residential Households | water heater | 20 | DEER:Res_ClothesDishWasher | 105450 | 0 | -7950 | SWWH028-05 | 65907 | 2026 | 49545 | 2026 | 0 | -3111 | SWWH028-05 | Res Multifamily Central Gas Water Heaters - Hot-Dry ¦ PG&E ¦ Hot-Dry | Res Multifamily Central Gas Water Heaters - Hot-Dry | 0.2355 | 0.5 | 0 | RASS 2019, same as Res Gas Water Heater | 0 | 2012 | 1 | SWWH028-05
RES-WATERHEAT-FS-21.5 | Res ¦ Res Central Heat Pump Water Heater (150+ kBtuh, 3.0 COP) - Fuel Sub - Cold ¦ PG&E ¦ Cold | Res ¦ Res Central Heat Pump Water Heater (150+ kBtuh, 3.0 COP) - Fuel Sub - Cold | PG&E ¦ Cold | PG&E | All | Electric & Gas | Large MFm HPWH, 3.0 COP (>150 kBtuh) | Efficient | 2031 |  | 1 | Conventional | WaterHeat | Res - Single Family | Res | ROB Only | 1 | Residential Households | water heater | 20 | DEER:Res_ClothesDishWasher | 104250 | 0 | -8700 | SWWH028-05 | 65907 | 2026 | 49545 | 2026 | 0 | -3111 | SWWH028-05 | Res Multifamily Central Gas Water Heaters - Cold ¦ PG&E ¦ Cold | Res Multifamily Central Gas Water Heaters - Cold | 0 | 0.5 | 0 | RASS 2019, same as Res Gas Water Heater | 0 | 2012 | 1 | SWWH028-05
RES-WATERHEAT-FS-21.6 | Res ¦ Res Central Heat Pump Water Heater (150+ kBtuh, 3.0 COP) - Fuel Sub - Cold ¦ PG&E ¦ Cold | Res ¦ Res Central Heat Pump Water Heater (150+ kBtuh, 3.0 COP) - Fuel Sub - Cold | PG&E ¦ Cold | PG&E | All | Electric & Gas | Large MFm HPWH, 3.0 COP (>150 kBtuh) | Efficient | 2031 |  | 1 | Conventional | WaterHeat | Res - Multi Family | Res | ROB Only | 1 | Residential Households | water heater | 20 | DEER:Res_ClothesDishWasher | 104250 | 0 | -8700 | SWWH028-05 | 65907 | 2026 | 49545 | 2026 | 0 | -3111 | SWWH028-05 | Res Multifamily Central Gas Water Heaters - Cold ¦ PG&E ¦ Cold | Res Multifamily Central Gas Water Heaters - Cold | 0.129 | 0.5 | 0 | RASS 2019, same as Res Gas Water Heater | 0 | 2012 | 1 | SWWH028-05
RES-WATERHEAT-FS-21.7 | Res ¦ Res Central Heat Pump Water Heater (150+ kBtuh, 3.0 COP) - Fuel Sub - Marine ¦ SCG ¦ Marine | Res ¦ Res Central Heat Pump Water Heater (150+ kBtuh, 3.0 COP) - Fuel Sub - Marine | SCG ¦ Marine | SCG | All | Electric & Gas | Large MFm HPWH, 3.0 COP (>150 kBtuh) | Efficient | 2031 |  | 1 | Conventional | WaterHeat | Res - Single Family | Res | ROB Only | 1 | Residential Households | water heater | 20 | DEER:Res_ClothesDishWasher | 107100 | 0 | -7800 | SWWH028-05 | 65907 | 2026 | 49545 | 2026 | 0 | -3111 | SWWH028-05 | Res Multifamily Central Gas Water Heaters - Marine ¦ SCG ¦ Marine | Res Multifamily Central Gas Water Heaters - Marine | 0 | 0.5 | 0 | RASS 2019, same as Res Gas Water Heater | 0 | 2012 | 1 | SWWH028-05
RES-WATERHEAT-FS-21.8 | Res ¦ Res Central Heat Pump Water Heater (150+ kBtuh, 3.0 COP) - Fuel Sub - Marine ¦ SCG ¦ Marine | Res ¦ Res Central Heat Pump Water Heater (150+ kBtuh, 3.0 COP) - Fuel Sub - Marine | SCG ¦ Marine | SCG | All | Electric & Gas | Large MFm HPWH, 3.0 COP (>150 kBtuh) | Efficient | 2031 |  | 1 | Conventional | WaterHeat | Res - Multi Family | Res | ROB Only | 1 | Residential Households | water heater | 20 | DEER:Res_ClothesDishWasher | 107100 | 0 | -7800 | SWWH028-05 | 65907 | 2026 | 49545 | 2026 | 0 | -3111 | SWWH028-05 | Res Multifamily Central Gas Water Heaters - Marine ¦ SCG ¦ Marine | Res Multifamily Central Gas Water Heaters - Marine | 0.22359 | 0.5 | 0 | RASS 2019, same as Res Gas Water Heater | 0 | 2012 | 1 | SWWH028-05
RES-WATERHEAT-FS-21.9 | Res ¦ Res Central Heat Pump Water Heater (150+ kBtuh, 3.0 COP) - Fuel Sub - Hot-Dry ¦ SCG ¦ Hot-Dry | Res ¦ Res Central Heat Pump Water Heater (150+ kBtuh, 3.0 COP) - Fuel Sub - Hot-Dry | SCG ¦ Hot-Dry | SCG | All | Electric & Gas | Large MFm HPWH, 3.0 COP (>150 kBtuh) | Efficient | 2031 |  | 1 | Conventional | WaterHeat | Res - Single Family | Res | ROB Only | 1 | Residential Households | water heater | 20 | DEER:Res_ClothesDishWasher | 105750 | 0 | -7245 | SWWH028-05 | 65907 | 2026 | 49545 | 2026 | 0 | -3111 | SWWH028-05 | Res Multifamily Central Gas Water Heaters - Hot-Dry ¦ SCG ¦ Hot-Dry | Res Multifamily Central Gas Water Heaters - Hot-Dry | 0 | 0.5 | 0 | RASS 2019, same as Res Gas Water Heater | 0 | 2012 | 1 | SWWH028-05
RES-WATERHEAT-FS-21.10 | Res ¦ Res Central Heat Pump Water Heater (150+ kBtuh, 3.0 COP) - Fuel Sub - Hot-Dry ¦ SCG ¦ Hot-Dry | Res ¦ Res Central Heat Pump Water Heater (150+ kBtuh, 3.0 COP) - Fuel Sub - Hot-Dry | SCG ¦ Hot-Dry | SCG | All | Electric & Gas | Large MFm HPWH, 3.0 COP (>150 kBtuh) | Efficient | 2031 |  | 1 | Conventional | WaterHeat | Res - Multi Family | Res | ROB Only | 1 | Residential Households | water heater | 20 | DEER:Res_ClothesDishWasher | 105750 | 0 | -7245 | SWWH028-05 | 65907 | 2026 | 49545 | 2026 | 0 | -3111 | SWWH028-05 | Res Multifamily Central Gas Water Heaters - Hot-Dry ¦ SCG ¦ Hot-Dry | Res Multifamily Central Gas Water Heaters - Hot-Dry | 0.18144 | 0.5 | 0 | RASS 2019, same as Res Gas Water Heater | 0 | 2012 | 1 | SWWH028-05
RES-WATERHEAT-FS-21.11 | Res ¦ Res Central Heat Pump Water Heater (150+ kBtuh, 3.0 COP) - Fuel Sub - Cold ¦ SCG ¦ Cold | Res ¦ Res Central Heat Pump Water Heater (150+ kBtuh, 3.0 COP) - Fuel Sub - Cold | SCG ¦ Cold | SCG | All | Electric & Gas | Large MFm HPWH, 3.0 COP (>150 kBtuh) | Efficient | 2031 |  | 1 | Conventional | WaterHeat | Res - Single Family | Res | ROB Only | 1 | Residential Households | water heater | 20 | DEER:Res_ClothesDishWasher | 104250 | 0 | -8700 | SWWH028-05 | 65907 | 2026 | 49545 | 2026 | 0 | -3111 | SWWH028-05 | Res Multifamily Central Gas Water Heaters - Cold ¦ SCG ¦ Cold | Res Multifamily Central Gas Water Heaters - Cold | 0 | 0.5 | 0 | RASS 2019, same as Res Gas Water Heater | 0 | 2012 | 1 | SWWH028-05
RES-WATERHEAT-FS-21.12 | Res ¦ Res Central Heat Pump Water Heater (150+ kBtuh, 3.0 COP) - Fuel Sub - Cold ¦ SCG ¦ Cold | Res ¦ Res Central Heat Pump Water Heater (150+ kBtuh, 3.0 COP) - Fuel Sub - Cold | SCG ¦ Cold | SCG | All | Electric & Gas | Large MFm HPWH, 3.0 COP (>150 kBtuh) | Efficient | 2031 |  | 1 | Conventional | WaterHeat | Res - Multi Family | Res | ROB Only | 1 | Residential Households | water heater | 20 | DEER:Res_ClothesDishWasher | 104250 | 0 | -8700 | SWWH028-05 | 65907 | 2026 | 49545 | 2026 | 0 | -3111 | SWWH028-05 | Res Multifamily Central Gas Water Heaters - Cold ¦ SCG ¦ Cold | Res Multifamily Central Gas Water Heaters - Cold | 0.129 | 0.5 | 0 | RASS 2019, same as Res Gas Water Heater | 0 | 2012 | 1 | SWWH028-05
RES-WATERHEAT-FS-21.13 | Res ¦ Res Central Heat Pump Water Heater (150+ kBtuh, 3.0 COP) - Fuel Sub - Marine ¦ SDG&E ¦ Marine | Res ¦ Res Central Heat Pump Water Heater (150+ kBtuh, 3.0 COP) - Fuel Sub - Marine | SDG&E ¦ Marine | SDG&E | All | Electric & Gas | Large MFm HPWH, 3.0 COP (>150 kBtuh) | Efficient | 2031 |  | 1 | Conventional | WaterHeat | Res - Single Family | Res | ROB Only | 1 | Residential Households | water heater | 20 | DEER:Res_ClothesDishWasher | 107100 | 0 | -7800 | SWWH028-05 | 65907 | 2026 | 49545 | 2026 | 0 | -3111 | SWWH028-05 | Res Multifamily Central Gas Water Heaters - Marine ¦ SDG&E ¦ Marine | Res Multifamily Central Gas Water Heaters - Marine | 0 | 0.5 | 0 | RASS 2019, same as Res Gas Water Heater | 0 | 2012 | 1 | SWWH028-05
RES-WATERHEAT-FS-21.14 | Res ¦ Res Central Heat Pump Water Heater (150+ kBtuh, 3.0 COP) - Fuel Sub - Marine ¦ SDG&E ¦ Marine | Res ¦ Res Central Heat Pump Water Heater (150+ kBtuh, 3.0 COP) - Fuel Sub - Marine | SDG&E ¦ Marine | SDG&E | All | Electric & Gas | Large MFm HPWH, 3.0 COP (>150 kBtuh) | Efficient | 2031 |  | 1 | Conventional | WaterHeat | Res - Multi Family | Res | ROB Only | 1 | Residential Households | water heater | 20 | DEER:Res_ClothesDishWasher | 107100 | 0 | -7800 | SWWH028-05 | 65907 | 2026 | 49545 | 2026 | 0 | -3111 | SWWH028-05 | Res Multifamily Central Gas Water Heaters - Marine ¦ SDG&E ¦ Marine | Res Multifamily Central Gas Water Heaters - Marine | 0.34955 | 0.5 | 0 | RASS 2019, same as Res Gas Water Heater | 0 | 2012 | 1 | SWWH028-05
RES-WATERHEAT-FS-21.15 | Res ¦ Res Central Heat Pump Water Heater (150+ kBtuh, 3.0 COP) - Fuel Sub - Hot-Dry ¦ SDG&E ¦ Hot-Dry | Res ¦ Res Central Heat Pump Water Heater (150+ kBtuh, 3.0 COP) - Fuel Sub - Hot-Dry | SDG&E ¦ Hot-Dry | SDG&E | All | Electric & Gas | Large MFm HPWH, 3.0 COP (>150 kBtuh) | Efficient | 2031 |  | 1 | Conventional | WaterHeat | Res - Single Family | Res | ROB Only | 1 | Residential Households | water heater | 20 | DEER:Res_ClothesDishWasher | 106950 | 0 | -7635 | SWWH028-05 | 65907 | 2026 | 49545 | 2026 | 0 | -3111 | SWWH028-05 | Res Multifamily Central Gas Water Heaters - Hot-Dry ¦ SDG&E ¦ Hot-Dry | Res Multifamily Central Gas Water Heaters - Hot-Dry | 0 | 0.5 | 0 | RASS 2019, same as Res Gas Water Heater | 0 | 2012 | 1 | SWWH028-05
RES-WATERHEAT-FS-21.16 | Res ¦ Res Central Heat Pump Water Heater (150+ kBtuh, 3.0 COP) - Fuel Sub - Hot-Dry ¦ SDG&E ¦ Hot-Dry | Res ¦ Res Central Heat Pump Water Heater (150+ kBtuh, 3.0 COP) - Fuel Sub - Hot-Dry | SDG&E ¦ Hot-Dry | SDG&E | All | Electric & Gas | Large MFm HPWH, 3.0 COP (>150 kBtuh) | Efficient | 2031 |  | 1 | Conventional | WaterHeat | Res - Multi Family | Res | ROB Only | 1 | Residential Households | water heater | 20 | DEER:Res_ClothesDishWasher | 106950 | 0 | -7635 | SWWH028-05 | 65907 | 2026 | 49545 | 2026 | 0 | -3111 | SWWH028-05 | Res Multifamily Central Gas Water Heaters - Hot-Dry ¦ SDG&E ¦ Hot-Dry | Res Multifamily Central Gas Water Heaters - Hot-Dry | 0.21689 | 0.5 | 0 | RASS 2019, same as Res Gas Water Heater | 0 | 2012 | 1 | SWWH028-05
RES-WATERHEAT-FS-PU-20.1 | Res ¦ Res Code Central Gas Water Heater (150+ kBtuh, 0.84 Et) - Panel Upgrade - Marine ¦ PG&E ¦ Marine | Res ¦ Res Code Central Gas Water Heater (150+ kBtuh, 0.84 Et) - Panel Upgrade - Marine | PG&E ¦ Marine | PG&E | All | Electric & Gas | Large MFm central gas WH, 0.84 Et | Average Existing and Code |  | 2031 | 1 | Conventional | WaterHeat | Res - Single Family | Res | ROB and NEW | 0 | Residential Households | water heater | 20 | DEER:Res_ClothesDishWasher | 0 | 0 | 0 | SWWH028-05 | 30901.5 | 2026 | 24888 | 2026 | 0 | 0 | SWWH028-05 | Res Multifamily Central Gas Water Heaters - Panel Upgrade - Marine ¦ PG&E ¦ Marine | Res Multifamily Central Gas Water Heaters - Panel Upgrade - Marine | 0 | 0.5 | 0 | RASS 2019, same as Res Gas Water Heater | 0 | 2012 | 1 | SWWH028-05
RES-WATERHEAT-FS-PU-20.2 | Res ¦ Res Code Central Gas Water Heater (150+ kBtuh, 0.84 Et) - Panel Upgrade - Marine ¦ PG&E ¦ Marine | Res ¦ Res Code Central Gas Water Heater (150+ kBtuh, 0.84 Et) - Panel Upgrade - Marine | PG&E ¦ Marine | PG&E | All | Electric & Gas | Large MFm central gas WH, 0.84 Et | Average Existing and Code |  | 2031 | 1 | Conventional | WaterHeat | Res - Multi Family | Res | ROB and NEW | 0 | Residential Households | water heater | 20 | DEER:Res_ClothesDishWasher | 0 | 0 | 0 | SWWH028-05 | 30901.5 | 2026 | 24888 | 2026 | 0 | 0 | SWWH028-05 | Res Multifamily Central Gas Water Heaters - Panel Upgrade - Marine ¦ PG&E ¦ Marine | Res Multifamily Central Gas Water Heaters - Panel Upgrade - Marine | 0.20303 | 0.5 | 1 | RASS 2019, same as Res Gas Water Heater | 0 | 2012 | 1 | SWWH028-05
RES-WATERHEAT-FS-PU-20.3 | Res ¦ Res Code Central Gas Water Heater (150+ kBtuh, 0.84 Et) - Panel Upgrade - Hot-Dry ¦ PG&E ¦ Hot-Dry | Res ¦ Res Code Central Gas Water Heater (150+ kBtuh, 0.84 Et) - Panel Upgrade - Hot-Dry | PG&E ¦ Hot-Dry | PG&E | All | Electric & Gas | Large MFm central gas WH, 0.84 Et | Average Existing and Code |  | 2031 | 1 | Conventional | WaterHeat | Res - Single Family | Res | ROB and NEW | 0 | Residential Households | water heater | 20 | DEER:Res_ClothesDishWasher | 0 | 0 | 0 | SWWH028-05 | 30901.5 | 2026 | 24888 | 2026 | 0 | 0 | SWWH028-05 | Res Multifamily Central Gas Water Heaters - Panel Upgrade - Hot-Dry ¦ PG&E ¦ Hot-Dry | Res Multifamily Central Gas Water Heaters - Panel Upgrade - Hot-Dry | 0 | 0.5 | 0 | RASS 2019, same as Res Gas Water Heater | 0 | 2012 | 1 | SWWH028-05
RES-WATERHEAT-FS-PU-20.4 | Res ¦ Res Code Central Gas Water Heater (150+ kBtuh, 0.84 Et) - Panel Upgrade - Hot-Dry ¦ PG&E ¦ Hot-Dry | Res ¦ Res Code Central Gas Water Heater (150+ kBtuh, 0.84 Et) - Panel Upgrade - Hot-Dry | PG&E ¦ Hot-Dry | PG&E | All | Electric & Gas | Large MFm central gas WH, 0.84 Et | Average Existing and Code |  | 2031 | 1 | Conventional | WaterHeat | Res - Multi Family | Res | ROB and NEW | 0 | Residential Households | water heater | 20 | DEER:Res_ClothesDishWasher | 0 | 0 | 0 | SWWH028-05 | 30901.5 | 2026 | 24888 | 2026 | 0 | 0 | SWWH028-05 | Res Multifamily Central Gas Water Heaters - Panel Upgrade - Hot-Dry ¦ PG&E ¦ Hot-Dry | Res Multifamily Central Gas Water Heaters - Panel Upgrade - Hot-Dry | 0.2355 | 0.5 | 1 | RASS 2019, same as Res Gas Water Heater | 0 | 2012 | 1 | SWWH028-05
RES-WATERHEAT-FS-PU-20.5 | Res ¦ Res Code Central Gas Water Heater (150+ kBtuh, 0.84 Et) - Panel Upgrade - Cold ¦ PG&E ¦ Cold | Res ¦ Res Code Central Gas Water Heater (150+ kBtuh, 0.84 Et) - Panel Upgrade - Cold | PG&E ¦ Cold | PG&E | All | Electric & Gas | Large MFm central gas WH, 0.84 Et | Average Existing and Code |  | 2031 | 1 | Conventional | WaterHeat | Res - Single Family | Res | ROB and NEW | 0 | Residential Households | water heater | 20 | DEER:Res_ClothesDishWasher | 0 | 0 | 0 | SWWH028-05 | 30901.5 | 2026 | 24888 | 2026 | 0 | 0 | SWWH028-05 | Res Multifamily Central Gas Water Heaters - Panel Upgrade - Cold ¦ PG&E ¦ Cold | Res Multifamily Central Gas Water Heaters - Panel Upgrade - Cold | 0 | 0.5 | 0 | RASS 2019, same as Res Gas Water Heater | 0 | 2012 | 1 | SWWH028-05
RES-WATERHEAT-FS-PU-20.6 | Res ¦ Res Code Central Gas Water Heater (150+ kBtuh, 0.84 Et) - Panel Upgrade - Cold ¦ PG&E ¦ Cold | Res ¦ Res Code Central Gas Water Heater (150+ kBtuh, 0.84 Et) - Panel Upgrade - Cold | PG&E ¦ Cold | PG&E | All | Electric & Gas | Large MFm central gas WH, 0.84 Et | Average Existing and Code |  | 2031 | 1 | Conventional | WaterHeat | Res - Multi Family | Res | ROB and NEW | 0 | Residential Households | water heater | 20 | DEER:Res_ClothesDishWasher | 0 | 0 | 0 | SWWH028-05 | 30901.5 | 2026 | 24888 | 2026 | 0 | 0 | SWWH028-05 | Res Multifamily Central Gas Water Heaters - Panel Upgrade - Cold ¦ PG&E ¦ Cold | Res Multifamily Central Gas Water Heaters - Panel Upgrade - Cold | 0.129 | 0.5 | 1 | RASS 2019, same as Res Gas Water Heater | 0 | 2012 | 1 | SWWH028-05
RES-WATERHEAT-FS-PU-20.7 | Res ¦ Res Code Central Gas Water Heater (150+ kBtuh, 0.84 Et) - Panel Upgrade - Marine ¦ SCG ¦ Marine | Res ¦ Res Code Central Gas Water Heater (150+ kBtuh, 0.84 Et) - Panel Upgrade - Marine | SCG ¦ Marine | SCG | All | Electric & Gas | Large MFm central gas WH, 0.84 Et | Average Existing and Code |  | 2031 | 1 | Conventional | WaterHeat | Res - Single Family | Res | ROB and NEW | 0 | Residential Households | water heater | 20 | DEER:Res_ClothesDishWasher | 0 | 0 | 0 | SWWH028-05 | 30901.5 | 2026 | 24888 | 2026 | 0 | 0 | SWWH028-05 | Res Multifamily Central Gas Water Heaters - Panel Upgrade - Marine ¦ SCG ¦ Marine | Res Multifamily Central Gas Water Heaters - Panel Upgrade - Marine | 0 | 0.5 | 0 | RASS 2019, same as Res Gas Water Heater | 0 | 2012 | 1 | SWWH028-05
RES-WATERHEAT-FS-PU-20.8 | Res ¦ Res Code Central Gas Water Heater (150+ kBtuh, 0.84 Et) - Panel Upgrade - Marine ¦ SCG ¦ Marine | Res ¦ Res Code Central Gas Water Heater (150+ kBtuh, 0.84 Et) - Panel Upgrade - Marine | SCG ¦ Marine | SCG | All | Electric & Gas | Large MFm central gas WH, 0.84 Et | Average Existing and Code |  | 2031 | 1 | Conventional | WaterHeat | Res - Multi Family | Res | ROB and NEW | 0 | Residential Households | water heater | 20 | DEER:Res_ClothesDishWasher | 0 | 0 | 0 | SWWH028-05 | 30901.5 | 2026 | 24888 | 2026 | 0 | 0 | SWWH028-05 | Res Multifamily Central Gas Water Heaters - Panel Upgrade - Marine ¦ SCG ¦ Marine | Res Multifamily Central Gas Water Heaters - Panel Upgrade - Marine | 0.22359 | 0.5 | 1 | RASS 2019, same as Res Gas Water Heater | 0 | 2012 | 1 | SWWH028-05
RES-WATERHEAT-FS-PU-20.9 | Res ¦ Res Code Central Gas Water Heater (150+ kBtuh, 0.84 Et) - Panel Upgrade - Hot-Dry ¦ SCG ¦ Hot-Dry | Res ¦ Res Code Central Gas Water Heater (150+ kBtuh, 0.84 Et) - Panel Upgrade - Hot-Dry | SCG ¦ Hot-Dry | SCG | All | Electric & Gas | Large MFm central gas WH, 0.84 Et | Average Existing and Code |  | 2031 | 1 | Conventional | WaterHeat | Res - Single Family | Res | ROB and NEW | 0 | Residential Households | water heater | 20 | DEER:Res_ClothesDishWasher | 0 | 0 | 0 | SWWH028-05 | 30901.5 | 2026 | 24888 | 2026 | 0 | 0 | SWWH028-05 | Res Multifamily Central Gas Water Heaters - Panel Upgrade - Hot-Dry ¦ SCG ¦ Hot-Dry | Res Multifamily Central Gas Water Heaters - Panel Upgrade - Hot-Dry | 0 | 0.5 | 0 | RASS 2019, same as Res Gas Water Heater | 0 | 2012 | 1 | SWWH028-05
RES-WATERHEAT-FS-PU-20.10 | Res ¦ Res Code Central Gas Water Heater (150+ kBtuh, 0.84 Et) - Panel Upgrade - Hot-Dry ¦ SCG ¦ Hot-Dry | Res ¦ Res Code Central Gas Water Heater (150+ kBtuh, 0.84 Et) - Panel Upgrade - Hot-Dry | SCG ¦ Hot-Dry | SCG | All | Electric & Gas | Large MFm central gas WH, 0.84 Et | Average Existing and Code |  | 2031 | 1 | Conventional | WaterHeat | Res - Multi Family | Res | ROB and NEW | 0 | Residential Households | water heater | 20 | DEER:Res_ClothesDishWasher | 0 | 0 | 0 | SWWH028-05 | 30901.5 | 2026 | 24888 | 2026 | 0 | 0 | SWWH028-05 | Res Multifamily Central Gas Water Heaters - Panel Upgrade - Hot-Dry ¦ SCG ¦ Hot-Dry | Res Multifamily Central Gas Water Heaters - Panel Upgrade - Hot-Dry | 0.18144 | 0.5 | 1 | RASS 2019, same as Res Gas Water Heater | 0 | 2012 | 1 | SWWH028-05
RES-WATERHEAT-FS-PU-20.11 | Res ¦ Res Code Central Gas Water Heater (150+ kBtuh, 0.84 Et) - Panel Upgrade - Cold ¦ SCG ¦ Cold | Res ¦ Res Code Central Gas Water Heater (150+ kBtuh, 0.84 Et) - Panel Upgrade - Cold | SCG ¦ Cold | SCG | All | Electric & Gas | Large MFm central gas WH, 0.84 Et | Average Existing and Code |  | 2031 | 1 | Conventional | WaterHeat | Res - Single Family | Res | ROB and NEW | 0 | Residential Households | water heater | 20 | DEER:Res_ClothesDishWasher | 0 | 0 | 0 | SWWH028-05 | 30901.5 | 2026 | 24888 | 2026 | 0 | 0 | SWWH028-05 | Res Multifamily Central Gas Water Heaters - Panel Upgrade - Cold ¦ SCG ¦ Cold | Res Multifamily Central Gas Water Heaters - Panel Upgrade - Cold | 0 | 0.5 | 0 | RASS 2019, same as Res Gas Water Heater | 0 | 2012 | 1 | SWWH028-05
RES-WATERHEAT-FS-PU-20.12 | Res ¦ Res Code Central Gas Water Heater (150+ kBtuh, 0.84 Et) - Panel Upgrade - Cold ¦ SCG ¦ Cold | Res ¦ Res Code Central Gas Water Heater (150+ kBtuh, 0.84 Et) - Panel Upgrade - Cold | SCG ¦ Cold | SCG | All | Electric & Gas | Large MFm central gas WH, 0.84 Et | Average Existing and Code |  | 2031 | 1 | Conventional | WaterHeat | Res - Multi Family | Res | ROB and NEW | 0 | Residential Households | water heater | 20 | DEER:Res_ClothesDishWasher | 0 | 0 | 0 | SWWH028-05 | 30901.5 | 2026 | 24888 | 2026 | 0 | 0 | SWWH028-05 | Res Multifamily Central Gas Water Heaters - Panel Upgrade - Cold ¦ SCG ¦ Cold | Res Multifamily Central Gas Water Heaters - Panel Upgrade - Cold | 0.129 | 0.5 | 1 | RASS 2019, same as Res Gas Water Heater | 0 | 2012 | 1 | SWWH028-05
RES-WATERHEAT-FS-PU-20.13 | Res ¦ Res Code Central Gas Water Heater (150+ kBtuh, 0.84 Et) - Panel Upgrade - Marine ¦ SDG&E ¦ Marine | Res ¦ Res Code Central Gas Water Heater (150+ kBtuh, 0.84 Et) - Panel Upgrade - Marine | SDG&E ¦ Marine | SDG&E | All | Electric & Gas | Large MFm central gas WH, 0.84 Et | Average Existing and Code |  | 2031 | 1 | Conventional | WaterHeat | Res - Single Family | Res | ROB and NEW | 0 | Residential Households | water heater | 20 | DEER:Res_ClothesDishWasher | 0 | 0 | 0 | SWWH028-05 | 30901.5 | 2026 | 24888 | 2026 | 0 | 0 | SWWH028-05 | Res Multifamily Central Gas Water Heaters - Panel Upgrade - Marine ¦ SDG&E ¦ Marine | Res Multifamily Central Gas Water Heaters - Panel Upgrade - Marine | 0 | 0.5 | 0 | RASS 2019, same as Res Gas Water Heater | 0 | 2012 | 1 | SWWH028-05
RES-WATERHEAT-FS-PU-20.14 | Res ¦ Res Code Central Gas Water Heater (150+ kBtuh, 0.84 Et) - Panel Upgrade - Marine ¦ SDG&E ¦ Marine | Res ¦ Res Code Central Gas Water Heater (150+ kBtuh, 0.84 Et) - Panel Upgrade - Marine | SDG&E ¦ Marine | SDG&E | All | Electric & Gas | Large MFm central gas WH, 0.84 Et | Average Existing and Code |  | 2031 | 1 | Conventional | WaterHeat | Res - Multi Family | Res | ROB and NEW | 0 | Residential Households | water heater | 20 | DEER:Res_ClothesDishWasher | 0 | 0 | 0 | SWWH028-05 | 30901.5 | 2026 | 24888 | 2026 | 0 | 0 | SWWH028-05 | Res Multifamily Central Gas Water Heaters - Panel Upgrade - Marine ¦ SDG&E ¦ Marine | Res Multifamily Central Gas Water Heaters - Panel Upgrade - Marine | 0.34955 | 0.5 | 1 | RASS 2019, same as Res Gas Water Heater | 0 | 2012 | 1 | SWWH028-05
RES-WATERHEAT-FS-PU-20.15 | Res ¦ Res Code Central Gas Water Heater (150+ kBtuh, 0.84 Et) - Panel Upgrade - Hot-Dry ¦ SDG&E ¦ Hot-Dry | Res ¦ Res Code Central Gas Water Heater (150+ kBtuh, 0.84 Et) - Panel Upgrade - Hot-Dry | SDG&E ¦ Hot-Dry | SDG&E | All | Electric & Gas | Large MFm central gas WH, 0.84 Et | Average Existing and Code |  | 2031 | 1 | Conventional | WaterHeat | Res - Single Family | Res | ROB and NEW | 0 | Residential Households | water heater | 20 | DEER:Res_ClothesDishWasher | 0 | 0 | 0 | SWWH028-05 | 30901.5 | 2026 | 24888 | 2026 | 0 | 0 | SWWH028-05 | Res Multifamily Central Gas Water Heaters - Panel Upgrade - Hot-Dry ¦ SDG&E ¦ Hot-Dry | Res Multifamily Central Gas Water Heaters - Panel Upgrade - Hot-Dry | 0 | 0.5 | 0 | RASS 2019, same as Res Gas Water Heater | 0 | 2012 | 1 | SWWH028-05
RES-WATERHEAT-FS-PU-20.16 | Res ¦ Res Code Central Gas Water Heater (150+ kBtuh, 0.84 Et) - Panel Upgrade - Hot-Dry ¦ SDG&E ¦ Hot-Dry | Res ¦ Res Code Central Gas Water Heater (150+ kBtuh, 0.84 Et) - Panel Upgrade - Hot-Dry | SDG&E ¦ Hot-Dry | SDG&E | All | Electric & Gas | Large MFm central gas WH, 0.84 Et | Average Existing and Code |  | 2031 | 1 | Conventional | WaterHeat | Res - Multi Family | Res | ROB and NEW | 0 | Residential Households | water heater | 20 | DEER:Res_ClothesDishWasher | 0 | 0 | 0 | SWWH028-05 | 30901.5 | 2026 | 24888 | 2026 | 0 | 0 | SWWH028-05 | Res Multifamily Central Gas Water Heaters - Panel Upgrade - Hot-Dry ¦ SDG&E ¦ Hot-Dry | Res Multifamily Central Gas Water Heaters - Panel Upgrade - Hot-Dry | 0.21689 | 0.5 | 1 | RASS 2019, same as Res Gas Water Heater | 0 | 2012 | 1 | SWWH028-05
RES-WATERHEAT-FS-PU-21.1 | Res ¦ Res Central Heat Pump Water Heater (150+ kBtuh, 3.0 COP) - Fuel Sub - Panel Upgrade - Marine ¦ PG&E ¦ Marine | Res ¦ Res Central Heat Pump Water Heater (150+ kBtuh, 3.0 COP) - Fuel Sub - Panel Upgrade - Marine | PG&E ¦ Marine | PG&E | All | Electric & Gas | Large MFm HPWH, 3.0 COP (>150 kBtuh) | Efficient | 2031 |  | 1 | Conventional | WaterHeat | Res - Single Family | Res | ROB Only | 1 | Residential Households | water heater | 20 | DEER:Res_ClothesDishWasher | 110100 | 0 | -8535 | SWWH028-05 | 65907 | 2026 | 49545 | 2026 | 2626.7996 | -3111 | SWWH028-05 | Res Multifamily Central Gas Water Heaters - Panel Upgrade - Marine ¦ PG&E ¦ Marine | Res Multifamily Central Gas Water Heaters - Panel Upgrade - Marine | 0 | 0.5 | 0 | RASS 2019, same as Res Gas Water Heater | 0 | 2012 | 1 | SWWH028-05
RES-WATERHEAT-FS-PU-21.2 | Res ¦ Res Central Heat Pump Water Heater (150+ kBtuh, 3.0 COP) - Fuel Sub - Panel Upgrade - Marine ¦ PG&E ¦ Marine | Res ¦ Res Central Heat Pump Water Heater (150+ kBtuh, 3.0 COP) - Fuel Sub - Panel Upgrade - Marine | PG&E ¦ Marine | PG&E | All | Electric & Gas | Large MFm HPWH, 3.0 COP (>150 kBtuh) | Efficient | 2031 |  | 1 | Conventional | WaterHeat | Res - Multi Family | Res | ROB Only | 1 | Residential Households | water heater | 20 | DEER:Res_ClothesDishWasher | 110100 | 0 | -8535 | SWWH028-05 | 65907 | 2026 | 49545 | 2026 | 2626.7996 | -3111 | SWWH028-05 | Res Multifamily Central Gas Water Heaters - Panel Upgrade - Marine ¦ PG&E ¦ Marine | Res Multifamily Central Gas Water Heaters - Panel Upgrade - Marine | 0.20303 | 0.5 | 0 | RASS 2019, same as Res Gas Water Heater | 0 | 2012 | 1 | SWWH028-05
RES-WATERHEAT-FS-PU-21.3 | Res ¦ Res Central Heat Pump Water Heater (150+ kBtuh, 3.0 COP) - Fuel Sub - Panel Upgrade - Hot-Dry ¦ PG&E ¦ Hot-Dry | Res ¦ Res Central Heat Pump Water Heater (150+ kBtuh, 3.0 COP) - Fuel Sub - Panel Upgrade - Hot-Dry | PG&E ¦ Hot-Dry | PG&E | All | Electric & Gas | Large MFm HPWH, 3.0 COP (>150 kBtuh) | Efficient | 2031 |  | 1 | Conventional | WaterHeat | Res - Single Family | Res | ROB Only | 1 | Residential Households | water heater | 20 | DEER:Res_ClothesDishWasher | 105450 | 0 | -7950 | SWWH028-05 | 65907 | 2026 | 49545 | 2026 | 2626.7996 | -3111 | SWWH028-05 | Res Multifamily Central Gas Water Heaters - Panel Upgrade - Hot-Dry ¦ PG&E ¦ Hot-Dry | Res Multifamily Central Gas Water Heaters - Panel Upgrade - Hot-Dry | 0 | 0.5 | 0 | RASS 2019, same as Res Gas Water Heater | 0 | 2012 | 1 | SWWH028-05
RES-WATERHEAT-FS-PU-21.4 | Res ¦ Res Central Heat Pump Water Heater (150+ kBtuh, 3.0 COP) - Fuel Sub - Panel Upgrade - Hot-Dry ¦ PG&E ¦ Hot-Dry | Res ¦ Res Central Heat Pump Water Heater (150+ kBtuh, 3.0 COP) - Fuel Sub - Panel Upgrade - Hot-Dry | PG&E ¦ Hot-Dry | PG&E | All | Electric & Gas | Large MFm HPWH, 3.0 COP (>150 kBtuh) | Efficient | 2031 |  | 1 | Conventional | WaterHeat | Res - Multi Family | Res | ROB Only | 1 | Residential Households | water heater | 20 | DEER:Res_ClothesDishWasher | 105450 | 0 | -7950 | SWWH028-05 | 65907 | 2026 | 49545 | 2026 | 2626.7996 | -3111 | SWWH028-05 | Res Multifamily Central Gas Water Heaters - Panel Upgrade - Hot-Dry ¦ PG&E ¦ Hot-Dry | Res Multifamily Central Gas Water Heaters - Panel Upgrade - Hot-Dry | 0.2355 | 0.5 | 0 | RASS 2019, same as Res Gas Water Heater | 0 | 2012 | 1 | SWWH028-05
RES-WATERHEAT-FS-PU-21.5 | Res ¦ Res Central Heat Pump Water Heater (150+ kBtuh, 3.0 COP) - Fuel Sub - Panel Upgrade - Cold ¦ PG&E ¦ Cold | Res ¦ Res Central Heat Pump Water Heater (150+ kBtuh, 3.0 COP) - Fuel Sub - Panel Upgrade - Cold | PG&E ¦ Cold | PG&E | All | Electric & Gas | Large MFm HPWH, 3.0 COP (>150 kBtuh) | Efficient | 2031 |  | 1 | Conventional | WaterHeat | Res - Single Family | Res | ROB Only | 1 | Residential Households | water heater | 20 | DEER:Res_ClothesDishWasher | 104250 | 0 | -8700 | SWWH028-05 | 65907 | 2026 | 49545 | 2026 | 2626.7996 | -3111 | SWWH028-05 | Res Multifamily Central Gas Water Heaters - Panel Upgrade - Cold ¦ PG&E ¦ Cold | Res Multifamily Central Gas Water Heaters - Panel Upgrade - Cold | 0 | 0.5 | 0 | RASS 2019, same as Res Gas Water Heater | 0 | 2012 | 1 | SWWH028-05
RES-WATERHEAT-FS-PU-21.6 | Res ¦ Res Central Heat Pump Water Heater (150+ kBtuh, 3.0 COP) - Fuel Sub - Panel Upgrade - Cold ¦ PG&E ¦ Cold | Res ¦ Res Central Heat Pump Water Heater (150+ kBtuh, 3.0 COP) - Fuel Sub - Panel Upgrade - Cold | PG&E ¦ Cold | PG&E | All | Electric & Gas | Large MFm HPWH, 3.0 COP (>150 kBtuh) | Efficient | 2031 |  | 1 | Conventional | WaterHeat | Res - Multi Family | Res | ROB Only | 1 | Residential Households | water heater | 20 | DEER:Res_ClothesDishWasher | 104250 | 0 | -8700 | SWWH028-05 | 65907 | 2026 | 49545 | 2026 | 2626.7996 | -3111 | SWWH028-05 | Res Multifamily Central Gas Water Heaters - Panel Upgrade - Cold ¦ PG&E ¦ Cold | Res Multifamily Central Gas Water Heaters - Panel Upgrade - Cold | 0.129 | 0.5 | 0 | RASS 2019, same as Res Gas Water Heater | 0 | 2012 | 1 | SWWH028-05
RES-WATERHEAT-FS-PU-21.7 | Res ¦ Res Central Heat Pump Water Heater (150+ kBtuh, 3.0 COP) - Fuel Sub - Panel Upgrade - Marine ¦ SCG ¦ Marine | Res ¦ Res Central Heat Pump Water Heater (150+ kBtuh, 3.0 COP) - Fuel Sub - Panel Upgrade - Marine | SCG ¦ Marine | SCG | All | Electric & Gas | Large MFm HPWH, 3.0 COP (>150 kBtuh) | Efficient | 2031 |  | 1 | Conventional | WaterHeat | Res - Single Family | Res | ROB Only | 1 | Residential Households | water heater | 20 | DEER:Res_ClothesDishWasher | 107100 | 0 | -7800 | SWWH028-05 | 65907 | 2026 | 49545 | 2026 | 2626.7996 | -3111 | SWWH028-05 | Res Multifamily Central Gas Water Heaters - Panel Upgrade - Marine ¦ SCG ¦ Marine | Res Multifamily Central Gas Water Heaters - Panel Upgrade - Marine | 0 | 0.5 | 0 | RASS 2019, same as Res Gas Water Heater | 0 | 2012 | 1 | SWWH028-05
RES-WATERHEAT-FS-PU-21.8 | Res ¦ Res Central Heat Pump Water Heater (150+ kBtuh, 3.0 COP) - Fuel Sub - Panel Upgrade - Marine ¦ SCG ¦ Marine | Res ¦ Res Central Heat Pump Water Heater (150+ kBtuh, 3.0 COP) - Fuel Sub - Panel Upgrade - Marine | SCG ¦ Marine | SCG | All | Electric & Gas | Large MFm HPWH, 3.0 COP (>150 kBtuh) | Efficient | 2031 |  | 1 | Conventional | WaterHeat | Res - Multi Family | Res | ROB Only | 1 | Residential Households | water heater | 20 | DEER:Res_ClothesDishWasher | 107100 | 0 | -7800 | SWWH028-05 | 65907 | 2026 | 49545 | 2026 | 2626.7996 | -3111 | SWWH028-05 | Res Multifamily Central Gas Water Heaters - Panel Upgrade - Marine ¦ SCG ¦ Marine | Res Multifamily Central Gas Water Heaters - Panel Upgrade - Marine | 0.22359 | 0.5 | 0 | RASS 2019, same as Res Gas Water Heater | 0 | 2012 | 1 | SWWH028-05
RES-WATERHEAT-FS-PU-21.9 | Res ¦ Res Central Heat Pump Water Heater (150+ kBtuh, 3.0 COP) - Fuel Sub - Panel Upgrade - Hot-Dry ¦ SCG ¦ Hot-Dry | Res ¦ Res Central Heat Pump Water Heater (150+ kBtuh, 3.0 COP) - Fuel Sub - Panel Upgrade - Hot-Dry | SCG ¦ Hot-Dry | SCG | All | Electric & Gas | Large MFm HPWH, 3.0 COP (>150 kBtuh) | Efficient | 2031 |  | 1 | Conventional | WaterHeat | Res - Single Family | Res | ROB Only | 1 | Residential Households | water heater | 20 | DEER:Res_ClothesDishWasher | 105750 | 0 | -7245 | SWWH028-05 | 65907 | 2026 | 49545 | 2026 | 2626.7996 | -3111 | SWWH028-05 | Res Multifamily Central Gas Water Heaters - Panel Upgrade - Hot-Dry ¦ SCG ¦ Hot-Dry | Res Multifamily Central Gas Water Heaters - Panel Upgrade - Hot-Dry | 0 | 0.5 | 0 | RASS 2019, same as Res Gas Water Heater | 0 | 2012 | 1 | SWWH028-05
RES-WATERHEAT-FS-PU-21.10 | Res ¦ Res Central Heat Pump Water Heater (150+ kBtuh, 3.0 COP) - Fuel Sub - Panel Upgrade - Hot-Dry ¦ SCG ¦ Hot-Dry | Res ¦ Res Central Heat Pump Water Heater (150+ kBtuh, 3.0 COP) - Fuel Sub - Panel Upgrade - Hot-Dry | SCG ¦ Hot-Dry | SCG | All | Electric & Gas | Large MFm HPWH, 3.0 COP (>150 kBtuh) | Efficient | 2031 |  | 1 | Conventional | WaterHeat | Res - Multi Family | Res | ROB Only | 1 | Residential Households | water heater | 20 | DEER:Res_ClothesDishWasher | 105750 | 0 | -7245 | SWWH028-05 | 65907 | 2026 | 49545 | 2026 | 2626.7996 | -3111 | SWWH028-05 | Res Multifamily Central Gas Water Heaters - Panel Upgrade - Hot-Dry ¦ SCG ¦ Hot-Dry | Res Multifamily Central Gas Water Heaters - Panel Upgrade - Hot-Dry | 0.18144 | 0.5 | 0 | RASS 2019, same as Res Gas Water Heater | 0 | 2012 | 1 | SWWH028-05
RES-WATERHEAT-FS-PU-21.11 | Res ¦ Res Central Heat Pump Water Heater (150+ kBtuh, 3.0 COP) - Fuel Sub - Panel Upgrade - Cold ¦ SCG ¦ Cold | Res ¦ Res Central Heat Pump Water Heater (150+ kBtuh, 3.0 COP) - Fuel Sub - Panel Upgrade - Cold | SCG ¦ Cold | SCG | All | Electric & Gas | Large MFm HPWH, 3.0 COP (>150 kBtuh) | Efficient | 2031 |  | 1 | Conventional | WaterHeat | Res - Single Family | Res | ROB Only | 1 | Residential Households | water heater | 20 | DEER:Res_ClothesDishWasher | 104250 | 0 | -8700 | SWWH028-05 | 65907 | 2026 | 49545 | 2026 | 2626.7996 | -3111 | SWWH028-05 | Res Multifamily Central Gas Water Heaters - Panel Upgrade - Cold ¦ SCG ¦ Cold | Res Multifamily Central Gas Water Heaters - Panel Upgrade - Cold | 0 | 0.5 | 0 | RASS 2019, same as Res Gas Water Heater | 0 | 2012 | 1 | SWWH028-05
RES-WATERHEAT-FS-PU-21.12 | Res ¦ Res Central Heat Pump Water Heater (150+ kBtuh, 3.0 COP) - Fuel Sub - Panel Upgrade - Cold ¦ SCG ¦ Cold | Res ¦ Res Central Heat Pump Water Heater (150+ kBtuh, 3.0 COP) - Fuel Sub - Panel Upgrade - Cold | SCG ¦ Cold | SCG | All | Electric & Gas | Large MFm HPWH, 3.0 COP (>150 kBtuh) | Efficient | 2031 |  | 1 | Conventional | WaterHeat | Res - Multi Family | Res | ROB Only | 1 | Residential Households | water heater | 20 | DEER:Res_ClothesDishWasher | 104250 | 0 | -8700 | SWWH028-05 | 65907 | 2026 | 49545 | 2026 | 2626.7996 | -3111 | SWWH028-05 | Res Multifamily Central Gas Water Heaters - Panel Upgrade - Cold ¦ SCG ¦ Cold | Res Multifamily Central Gas Water Heaters - Panel Upgrade - Cold | 0.129 | 0.5 | 0 | RASS 2019, same as Res Gas Water Heater | 0 | 2012 | 1 | SWWH028-05
RES-WATERHEAT-FS-PU-21.13 | Res ¦ Res Central Heat Pump Water Heater (150+ kBtuh, 3.0 COP) - Fuel Sub - Panel Upgrade - Marine ¦ SDG&E ¦ Marine | Res ¦ Res Central Heat Pump Water Heater (150+ kBtuh, 3.0 COP) - Fuel Sub - Panel Upgrade - Marine | SDG&E ¦ Marine | SDG&E | All | Electric & Gas | Large MFm HPWH, 3.0 COP (>150 kBtuh) | Efficient | 2031 |  | 1 | Conventional | WaterHeat | Res - Single Family | Res | ROB Only | 1 | Residential Households | water heater | 20 | DEER:Res_ClothesDishWasher | 107100 | 0 | -7800 | SWWH028-05 | 65907 | 2026 | 49545 | 2026 | 2626.7996 | -3111 | SWWH028-05 | Res Multifamily Central Gas Water Heaters - Panel Upgrade - Marine ¦ SDG&E ¦ Marine | Res Multifamily Central Gas Water Heaters - Panel Upgrade - Marine | 0 | 0.5 | 0 | RASS 2019, same as Res Gas Water Heater | 0 | 2012 | 1 | SWWH028-05
RES-WATERHEAT-FS-PU-21.14 | Res ¦ Res Central Heat Pump Water Heater (150+ kBtuh, 3.0 COP) - Fuel Sub - Panel Upgrade - Marine ¦ SDG&E ¦ Marine | Res ¦ Res Central Heat Pump Water Heater (150+ kBtuh, 3.0 COP) - Fuel Sub - Panel Upgrade - Marine | SDG&E ¦ Marine | SDG&E | All | Electric & Gas | Large MFm HPWH, 3.0 COP (>150 kBtuh) | Efficient | 2031 |  | 1 | Conventional | WaterHeat | Res - Multi Family | Res | ROB Only | 1 | Residential Households | water heater | 20 | DEER:Res_ClothesDishWasher | 107100 | 0 | -7800 | SWWH028-05 | 65907 | 2026 | 49545 | 2026 | 2626.7996 | -3111 | SWWH028-05 | Res Multifamily Central Gas Water Heaters - Panel Upgrade - Marine ¦ SDG&E ¦ Marine | Res Multifamily Central Gas Water Heaters - Panel Upgrade - Marine | 0.34955 | 0.5 | 0 | RASS 2019, same as Res Gas Water Heater | 0 | 2012 | 1 | SWWH028-05
RES-WATERHEAT-FS-PU-21.15 | Res ¦ Res Central Heat Pump Water Heater (150+ kBtuh, 3.0 COP) - Fuel Sub - Panel Upgrade - Hot-Dry ¦ SDG&E ¦ Hot-Dry | Res ¦ Res Central Heat Pump Water Heater (150+ kBtuh, 3.0 COP) - Fuel Sub - Panel Upgrade - Hot-Dry | SDG&E ¦ Hot-Dry | SDG&E | All | Electric & Gas | Large MFm HPWH, 3.0 COP (>150 kBtuh) | Efficient | 2031 |  | 1 | Conventional | WaterHeat | Res - Single Family | Res | ROB Only | 1 | Residential Households | water heater | 20 | DEER:Res_ClothesDishWasher | 106950 | 0 | -7635 | SWWH028-05 | 65907 | 2026 | 49545 | 2026 | 2626.7996 | -3111 | SWWH028-05 | Res Multifamily Central Gas Water Heaters - Panel Upgrade - Hot-Dry ¦ SDG&E ¦ Hot-Dry | Res Multifamily Central Gas Water Heaters - Panel Upgrade - Hot-Dry | 0 | 0.5 | 0 | RASS 2019, same as Res Gas Water Heater | 0 | 2012 | 1 | SWWH028-05
RES-WATERHEAT-FS-PU-21.16 | Res ¦ Res Central Heat Pump Water Heater (150+ kBtuh, 3.0 COP) - Fuel Sub - Panel Upgrade - Hot-Dry ¦ SDG&E ¦ Hot-Dry | Res ¦ Res Central Heat Pump Water Heater (150+ kBtuh, 3.0 COP) - Fuel Sub - Panel Upgrade - Hot-Dry | SDG&E ¦ Hot-Dry | SDG&E | All | Electric & Gas | Large MFm HPWH, 3.0 COP (>150 kBtuh) | Efficient | 2031 |  | 1 | Conventional | WaterHeat | Res - Multi Family | Res | ROB Only | 1 | Residential Households | water heater | 20 | DEER:Res_ClothesDishWasher | 106950 | 0 | -7635 | SWWH028-05 | 65907 | 2026 | 49545 | 2026 | 2626.7996 | -3111 | SWWH028-05 | Res Multifamily Central Gas Water Heaters - Panel Upgrade - Hot-Dry ¦ SDG&E ¦ Hot-Dry | Res Multifamily Central Gas Water Heaters - Panel Upgrade - Hot-Dry | 0.21689 | 0.5 | 0 | RASS 2019, same as Res Gas Water Heater | 0 | 2012 | 1 | SWWH028-05
RES-WHOLEBLG-10.1 | Res ¦ Res Title 24 2019 Code - Marine ¦ PG&E ¦ Marine | Res ¦ Res Title 24 2019 Code - Marine | PG&E ¦ Marine | PG&E | All | Electric & Gas | Res Title 24 2019 Code | Code |  | 2023 | 0 | Conventional | WholeBlg | Res - Single Family | Res | NEW Only | 0 | Residential Households | household | 18 | DEER:HVAC_Eff_HP | 0 | 0 | 0 | SWAP008-02 and -03 | 0 | 2023 | 0 | 2023 | 0 | 0 | SWAP008-02 and -03 | Res Building Standards - Marine ¦ PG&E ¦ Marine | Res Building Standards - Marine | 1 | 1 | 0.955 | Default | 0 | 2012 | 1 | SWAP008-02 and -03
RES-WHOLEBLG-10.2 | Res ¦ Res Title 24 2019 Code - Marine ¦ PG&E ¦ Marine | Res ¦ Res Title 24 2019 Code - Marine | PG&E ¦ Marine | PG&E | All | Electric & Gas | Res Title 24 2019 Code | Code |  | 2023 | 0 | Conventional | WholeBlg | Res - Multi Family | Res | NEW Only | 0 | Residential Households | household | 18 | DEER:HVAC_Eff_HP | 0 | 0 | 0 | SWAP008-02 and -03 | 0 | 2023 | 0 | 2023 | 0 | 0 | SWAP008-02 and -03 | Res Building Standards - Marine ¦ PG&E ¦ Marine | Res Building Standards - Marine | 1 | 1 | 0.955 | Default | 0 | 2012 | 1 | SWAP008-02 and -03
RES-WHOLEBLG-10.3 | Res ¦ Res Title 24 2019 Code - Hot-Dry ¦ PG&E ¦ Hot-Dry | Res ¦ Res Title 24 2019 Code - Hot-Dry | PG&E ¦ Hot-Dry | PG&E | All | Electric & Gas | Res Title 24 2019 Code | Code |  | 2023 | 0 | Conventional | WholeBlg | Res - Single Family | Res | NEW Only | 0 | Residential Households | household | 18 | DEER:HVAC_Eff_HP | 0 | 0 | 0 | SWAP008-02 and -03 | 0 | 2023 | 0 | 2023 | 0 | 0 | SWAP008-02 and -03 | Res Building Standards - Hot-Dry ¦ PG&E ¦ Hot-Dry | Res Building Standards - Hot-Dry | 1 | 1 | 0.955 | Default | 0 | 2012 | 1 | SWAP008-02 and -03
RES-WHOLEBLG-10.4 | Res ¦ Res Title 24 2019 Code - Hot-Dry ¦ PG&E ¦ Hot-Dry | Res ¦ Res Title 24 2019 Code - Hot-Dry | PG&E ¦ Hot-Dry | PG&E | All | Electric & Gas | Res Title 24 2019 Code | Code |  | 2023 | 0 | Conventional | WholeBlg | Res - Multi Family | Res | NEW Only | 0 | Residential Households | household | 18 | DEER:HVAC_Eff_HP | 0 | 0 | 0 | SWAP008-02 and -03 | 0 | 2023 | 0 | 2023 | 0 | 0 | SWAP008-02 and -03 | Res Building Standards - Hot-Dry ¦ PG&E ¦ Hot-Dry | Res Building Standards - Hot-Dry | 1 | 1 | 0.955 | Default | 0 | 2012 | 1 | SWAP008-02 and -03
RES-WHOLEBLG-10.5 | Res ¦ Res Title 24 2019 Code - Cold ¦ PG&E ¦ Cold | Res ¦ Res Title 24 2019 Code - Cold | PG&E ¦ Cold | PG&E | All | Electric & Gas | Res Title 24 2019 Code | Code |  | 2023 | 0 | Conventional | WholeBlg | Res - Single Family | Res | NEW Only | 0 | Residential Households | household | 18 | DEER:HVAC_Eff_HP | 0 | 0 | 0 | SWAP008-02 and -03 | 0 | 2023 | 0 | 2023 | 0 | 0 | SWAP008-02 and -03 | Res Building Standards - Cold ¦ PG&E ¦ Cold | Res Building Standards - Cold | 1 | 1 | 0.955 | Default | 0 | 2012 | 1 | SWAP008-02 and -03
RES-WHOLEBLG-10.6 | Res ¦ Res Title 24 2019 Code - Cold ¦ PG&E ¦ Cold | Res ¦ Res Title 24 2019 Code - Cold | PG&E ¦ Cold | PG&E | All | Electric & Gas | Res Title 24 2019 Code | Code |  | 2023 | 0 | Conventional | WholeBlg | Res - Multi Family | Res | NEW Only | 0 | Residential Households | household | 18 | DEER:HVAC_Eff_HP | 0 | 0 | 0 | SWAP008-02 and -03 | 0 | 2023 | 0 | 2023 | 0 | 0 | SWAP008-02 and -03 | Res Building Standards - Cold ¦ PG&E ¦ Cold | Res Building Standards - Cold | 1 | 1 | 0.955 | Default | 0 | 2012 | 1 | SWAP008-02 and -03
RES-WHOLEBLG-10.7 | Res ¦ Res Title 24 2019 Code - Marine ¦ SCE ¦ Marine | Res ¦ Res Title 24 2019 Code - Marine | SCE ¦ Marine | SCE | All | Electric & Gas | Res Title 24 2019 Code | Code |  | 2023 | 0 | Conventional | WholeBlg | Res - Single Family | Res | NEW Only | 0 | Residential Households | household | 18 | DEER:HVAC_Eff_HP | 0 | 0 | 0 | SWAP008-02 and -03 | 0 | 2023 | 0 | 2023 | 0 | 0 | SWAP008-02 and -03 | Res Building Standards - Marine ¦ SCE ¦ Marine | Res Building Standards - Marine | 1 | 1 | 0.955 | Default | 0 | 2012 | 1 | SWAP008-02 and -03
RES-WHOLEBLG-10.8 | Res ¦ Res Title 24 2019 Code - Marine ¦ SCE ¦ Marine | Res ¦ Res Title 24 2019 Code - Marine | SCE ¦ Marine | SCE | All | Electric & Gas | Res Title 24 2019 Code | Code |  | 2023 | 0 | Conventional | WholeBlg | Res - Multi Family | Res | NEW Only | 0 | Residential Households | household | 18 | DEER:HVAC_Eff_HP | 0 | 0 | 0 | SWAP008-02 and -03 | 0 | 2023 | 0 | 2023 | 0 | 0 | SWAP008-02 and -03 | Res Building Standards - Marine ¦ SCE ¦ Marine | Res Building Standards - Marine | 1 | 1 | 0.955 | Default | 0 | 2012 | 1 | SWAP008-02 and -03
RES-WHOLEBLG-10.9 | Res ¦ Res Title 24 2019 Code - Hot-Dry ¦ SCE ¦ Hot-Dry | Res ¦ Res Title 24 2019 Code - Hot-Dry | SCE ¦ Hot-Dry | SCE | All | Electric & Gas | Res Title 24 2019 Code | Code |  | 2023 | 0 | Conventional | WholeBlg | Res - Single Family | Res | NEW Only | 0 | Residential Households | household | 18 | DEER:HVAC_Eff_HP | 0 | 0 | 0 | SWAP008-02 and -03 | 0 | 2023 | 0 | 2023 | 0 | 0 | SWAP008-02 and -03 | Res Building Standards - Hot-Dry ¦ SCE ¦ Hot-Dry | Res Building Standards - Hot-Dry | 1 | 1 | 0.955 | Default | 0 | 2012 | 1 | SWAP008-02 and -03
RES-WHOLEBLG-10.10 | Res ¦ Res Title 24 2019 Code - Hot-Dry ¦ SCE ¦ Hot-Dry | Res ¦ Res Title 24 2019 Code - Hot-Dry | SCE ¦ Hot-Dry | SCE | All | Electric & Gas | Res Title 24 2019 Code | Code |  | 2023 | 0 | Conventional | WholeBlg | Res - Multi Family | Res | NEW Only | 0 | Residential Households | household | 18 | DEER:HVAC_Eff_HP | 0 | 0 | 0 | SWAP008-02 and -03 | 0 | 2023 | 0 | 2023 | 0 | 0 | SWAP008-02 and -03 | Res Building Standards - Hot-Dry ¦ SCE ¦ Hot-Dry | Res Building Standards - Hot-Dry | 1 | 1 | 0.955 | Default | 0 | 2012 | 1 | SWAP008-02 and -03
RES-WHOLEBLG-10.11 | Res ¦ Res Title 24 2019 Code - Cold ¦ SCE ¦ Cold | Res ¦ Res Title 24 2019 Code - Cold | SCE ¦ Cold | SCE | All | Electric & Gas | Res Title 24 2019 Code | Code |  | 2023 | 0 | Conventional | WholeBlg | Res - Single Family | Res | NEW Only | 0 | Residential Households | household | 18 | DEER:HVAC_Eff_HP | 0 | 0 | 0 | SWAP008-02 and -03 | 0 | 2023 | 0 | 2023 | 0 | 0 | SWAP008-02 and -03 | Res Building Standards - Cold ¦ SCE ¦ Cold | Res Building Standards - Cold | 1 | 1 | 0.955 | Default | 0 | 2012 | 1 | SWAP008-02 and -03
RES-WHOLEBLG-10.12 | Res ¦ Res Title 24 2019 Code - Cold ¦ SCE ¦ Cold | Res ¦ Res Title 24 2019 Code - Cold | SCE ¦ Cold | SCE | All | Electric & Gas | Res Title 24 2019 Code | Code |  | 2023 | 0 | Conventional | WholeBlg | Res - Multi Family | Res | NEW Only | 0 | Residential Households | household | 18 | DEER:HVAC_Eff_HP | 0 | 0 | 0 | SWAP008-02 and -03 | 0 | 2023 | 0 | 2023 | 0 | 0 | SWAP008-02 and -03 | Res Building Standards - Cold ¦ SCE ¦ Cold | Res Building Standards - Cold | 1 | 1 | 0.955 | Default | 0 | 2012 | 1 | SWAP008-02 and -03
RES-WHOLEBLG-10.13 | Res ¦ Res Title 24 2019 Code - Marine ¦ SCG ¦ Marine | Res ¦ Res Title 24 2019 Code - Marine | SCG ¦ Marine | SCG | All | Electric & Gas | Res Title 24 2019 Code | Code |  | 2023 | 0 | Conventional | WholeBlg | Res - Single Family | Res | NEW Only | 0 | Residential Households | household | 18 | DEER:HVAC_Eff_HP | 0 | 0 | 0 | SWAP008-02 and -03 | 0 | 2023 | 0 | 2023 | 0 | 0 | SWAP008-02 and -03 | Res Building Standards - Marine ¦ SCG ¦ Marine | Res Building Standards - Marine | 1 | 1 | 0.955 | Default | 0 | 2012 | 1 | SWAP008-02 and -03
RES-WHOLEBLG-10.14 | Res ¦ Res Title 24 2019 Code - Marine ¦ SCG ¦ Marine | Res ¦ Res Title 24 2019 Code - Marine | SCG ¦ Marine | SCG | All | Electric & Gas | Res Title 24 2019 Code | Code |  | 2023 | 0 | Conventional | WholeBlg | Res - Multi Family | Res | NEW Only | 0 | Residential Households | household | 18 | DEER:HVAC_Eff_HP | 0 | 0 | 0 | SWAP008-02 and -03 | 0 | 2023 | 0 | 2023 | 0 | 0 | SWAP008-02 and -03 | Res Building Standards - Marine ¦ SCG ¦ Marine | Res Building Standards - Marine | 1 | 1 | 0.955 | Default | 0 | 2012 | 1 | SWAP008-02 and -03
RES-WHOLEBLG-10.15 | Res ¦ Res Title 24 2019 Code - Hot-Dry ¦ SCG ¦ Hot-Dry | Res ¦ Res Title 24 2019 Code - Hot-Dry | SCG ¦ Hot-Dry | SCG | All | Electric & Gas | Res Title 24 2019 Code | Code |  | 2023 | 0 | Conventional | WholeBlg | Res - Single Family | Res | NEW Only | 0 | Residential Households | household | 18 | DEER:HVAC_Eff_HP | 0 | 0 | 0 | SWAP008-02 and -03 | 0 | 2023 | 0 | 2023 | 0 | 0 | SWAP008-02 and -03 | Res Building Standards - Hot-Dry ¦ SCG ¦ Hot-Dry | Res Building Standards - Hot-Dry | 1 | 1 | 0.955 | Default | 0 | 2012 | 1 | SWAP008-02 and -03
RES-WHOLEBLG-10.16 | Res ¦ Res Title 24 2019 Code - Hot-Dry ¦ SCG ¦ Hot-Dry | Res ¦ Res Title 24 2019 Code - Hot-Dry | SCG ¦ Hot-Dry | SCG | All | Electric & Gas | Res Title 24 2019 Code | Code |  | 2023 | 0 | Conventional | WholeBlg | Res - Multi Family | Res | NEW Only | 0 | Residential Households | household | 18 | DEER:HVAC_Eff_HP | 0 | 0 | 0 | SWAP008-02 and -03 | 0 | 2023 | 0 | 2023 | 0 | 0 | SWAP008-02 and -03 | Res Building Standards - Hot-Dry ¦ SCG ¦ Hot-Dry | Res Building Standards - Hot-Dry | 1 | 1 | 0.955 | Default | 0 | 2012 | 1 | SWAP008-02 and -03
RES-WHOLEBLG-10.17 | Res ¦ Res Title 24 2019 Code - Cold ¦ SCG ¦ Cold | Res ¦ Res Title 24 2019 Code - Cold | SCG ¦ Cold | SCG | All | Electric & Gas | Res Title 24 2019 Code | Code |  | 2023 | 0 | Conventional | WholeBlg | Res - Single Family | Res | NEW Only | 0 | Residential Households | household | 18 | DEER:HVAC_Eff_HP | 0 | 0 | 0 | SWAP008-02 and -03 | 0 | 2023 | 0 | 2023 | 0 | 0 | SWAP008-02 and -03 | Res Building Standards - Cold ¦ SCG ¦ Cold | Res Building Standards - Cold | 1 | 1 | 0.955 | Default | 0 | 2012 | 1 | SWAP008-02 and -03
RES-WHOLEBLG-10.18 | Res ¦ Res Title 24 2019 Code - Cold ¦ SCG ¦ Cold | Res ¦ Res Title 24 2019 Code - Cold | SCG ¦ Cold | SCG | All | Electric & Gas | Res Title 24 2019 Code | Code |  | 2023 | 0 | Conventional | WholeBlg | Res - Multi Family | Res | NEW Only | 0 | Residential Households | household | 18 | DEER:HVAC_Eff_HP | 0 | 0 | 0 | SWAP008-02 and -03 | 0 | 2023 | 0 | 2023 | 0 | 0 | SWAP008-02 and -03 | Res Building Standards - Cold ¦ SCG ¦ Cold | Res Building Standards - Cold | 1 | 1 | 0.955 | Default | 0 | 2012 | 1 | SWAP008-02 and -03
RES-WHOLEBLG-10.19 | Res ¦ Res Title 24 2019 Code - Marine ¦ SDG&E ¦ Marine | Res ¦ Res Title 24 2019 Code - Marine | SDG&E ¦ Marine | SDG&E | All | Electric & Gas | Res Title 24 2019 Code | Code |  | 2023 | 0 | Conventional | WholeBlg | Res - Single Family | Res | NEW Only | 0 | Residential Households | household | 18 | DEER:HVAC_Eff_HP | 0 | 0 | 0 | SWAP008-02 and -03 | 0 | 2023 | 0 | 2023 | 0 | 0 | SWAP008-02 and -03 | Res Building Standards - Marine ¦ SDG&E ¦ Marine | Res Building Standards - Marine | 1 | 1 | 0.955 | Default | 0 | 2012 | 1 | SWAP008-02 and -03
RES-WHOLEBLG-10.20 | Res ¦ Res Title 24 2019 Code - Marine ¦ SDG&E ¦ Marine | Res ¦ Res Title 24 2019 Code - Marine | SDG&E ¦ Marine | SDG&E | All | Electric & Gas | Res Title 24 2019 Code | Code |  | 2023 | 0 | Conventional | WholeBlg | Res - Multi Family | Res | NEW Only | 0 | Residential Households | household | 18 | DEER:HVAC_Eff_HP | 0 | 0 | 0 | SWAP008-02 and -03 | 0 | 2023 | 0 | 2023 | 0 | 0 | SWAP008-02 and -03 | Res Building Standards - Marine ¦ SDG&E ¦ Marine | Res Building Standards - Marine | 1 | 1 | 0.955 | Default | 0 | 2012 | 1 | SWAP008-02 and -03
RES-WHOLEBLG-10.21 | Res ¦ Res Title 24 2019 Code - Hot-Dry ¦ SDG&E ¦ Hot-Dry | Res ¦ Res Title 24 2019 Code - Hot-Dry | SDG&E ¦ Hot-Dry | SDG&E | All | Electric & Gas | Res Title 24 2019 Code | Code |  | 2023 | 0 | Conventional | WholeBlg | Res - Single Family | Res | NEW Only | 0 | Residential Households | household | 18 | DEER:HVAC_Eff_HP | 0 | 0 | 0 | SWAP008-02 and -03 | 0 | 2023 | 0 | 2023 | 0 | 0 | SWAP008-02 and -03 | Res Building Standards - Hot-Dry ¦ SDG&E ¦ Hot-Dry | Res Building Standards - Hot-Dry | 1 | 1 | 0.955 | Default | 0 | 2012 | 1 | SWAP008-02 and -03
RES-WHOLEBLG-10.22 | Res ¦ Res Title 24 2019 Code - Hot-Dry ¦ SDG&E ¦ Hot-Dry | Res ¦ Res Title 24 2019 Code - Hot-Dry | SDG&E ¦ Hot-Dry | SDG&E | All | Electric & Gas | Res Title 24 2019 Code | Code |  | 2023 | 0 | Conventional | WholeBlg | Res - Multi Family | Res | NEW Only | 0 | Residential Households | household | 18 | DEER:HVAC_Eff_HP | 0 | 0 | 0 | SWAP008-02 and -03 | 0 | 2023 | 0 | 2023 | 0 | 0 | SWAP008-02 and -03 | Res Building Standards - Hot-Dry ¦ SDG&E ¦ Hot-Dry | Res Building Standards - Hot-Dry | 1 | 1 | 0.955 | Default | 0 | 2012 | 1 | SWAP008-02 and -03
RES-WHOLEBLG-11.1 | Res ¦ Res Title 24 2022 Code - Marine ¦ PG&E ¦ Marine | Res ¦ Res Title 24 2022 Code - Marine | PG&E ¦ Marine | PG&E | All | Electric & Gas | Res Title 24 2022 Code | Efficient | 2023 | 2026 | 0 | Emerging | WholeBlg | Res - Single Family | Res | NEW Only | 0 | Residential Households | household | 18 | DEER:HVAC_Eff_HP | 838.274 | -0.0065876 | -85.639 | CEC T24 Impact Analysis | 4216.2351 | 2023 | 0 | 2023 | 0 | -112.452 | SWAP008-02 and -03 | Res Building Standards - Marine ¦ PG&E ¦ Marine | Res Building Standards - Marine | 1 | 1 | 0 | Default | 0 | 2012 | 1 | CEC T24 Impact Analysis
RES-WHOLEBLG-11.2 | Res ¦ Res Title 24 2022 Code - Marine ¦ PG&E ¦ Marine | Res ¦ Res Title 24 2022 Code - Marine | PG&E ¦ Marine | PG&E | All | Electric & Gas | Res Title 24 2022 Code | Efficient | 2023 | 2026 | 0 | Emerging | WholeBlg | Res - Multi Family | Res | NEW Only | 0 | Residential Households | household | 18 | DEER:HVAC_Eff_HP | -1723.46 | 0 | -83.8794 | CEC T24 Impact Analysis | 6421.6147 | 2023 | 0 | 2023 | 0 | -296.2213 | SWAP008-02 and -03 | Res Building Standards - Marine ¦ PG&E ¦ Marine | Res Building Standards - Marine | 1 | 1 | 0 | Default | 0 | 2012 | 1 | CEC T24 Impact Analysis
RES-WHOLEBLG-11.3 | Res ¦ Res Title 24 2022 Code - Hot-Dry ¦ PG&E ¦ Hot-Dry | Res ¦ Res Title 24 2022 Code - Hot-Dry | PG&E ¦ Hot-Dry | PG&E | All | Electric & Gas | Res Title 24 2022 Code | Efficient | 2023 | 2026 | 0 | Emerging | WholeBlg | Res - Single Family | Res | NEW Only | 0 | Residential Households | household | 18 | DEER:HVAC_Eff_HP | 830.5032 | 0.060718 | -82.3299 | CEC T24 Impact Analysis | 2691.0089 | 2023 | 0 | 2023 | 0 | -73.34 | SWAP008-02 and -03 | Res Building Standards - Hot-Dry ¦ PG&E ¦ Hot-Dry | Res Building Standards - Hot-Dry | 1 | 1 | 0 | Default | 0 | 2012 | 1 | CEC T24 Impact Analysis
RES-WHOLEBLG-11.4 | Res ¦ Res Title 24 2022 Code - Hot-Dry ¦ PG&E ¦ Hot-Dry | Res ¦ Res Title 24 2022 Code - Hot-Dry | PG&E ¦ Hot-Dry | PG&E | All | Electric & Gas | Res Title 24 2022 Code | Efficient | 2023 | 2026 | 0 | Emerging | WholeBlg | Res - Multi Family | Res | NEW Only | 0 | Residential Households | household | 18 | DEER:HVAC_Eff_HP | -2276.2431 | -0.023678 | -72.6125 | CEC T24 Impact Analysis | 6260.1022 | 2023 | 0 | 2023 | 0 | -276.6823 | SWAP008-02 and -03 | Res Building Standards - Hot-Dry ¦ PG&E ¦ Hot-Dry | Res Building Standards - Hot-Dry | 1 | 1 | 0 | Default | 0 | 2012 | 1 | CEC T24 Impact Analysis
RES-WHOLEBLG-11.5 | Res ¦ Res Title 24 2022 Code - Cold ¦ PG&E ¦ Cold | Res ¦ Res Title 24 2022 Code - Cold | PG&E ¦ Cold | PG&E | All | Electric & Gas | Res Title 24 2022 Code | Efficient | 2023 | 2026 | 0 | Emerging | WholeBlg | Res - Single Family | Res | NEW Only | 0 | Residential Households | household | 18 | DEER:HVAC_Eff_HP | 529.3276 | 0.071531 | -71.5308 | CEC T24 Impact Analysis | 2193.1944 | 2023 | 0 | 2023 | 0 | -67.9793 | SWAP008-02 and -03 | Res Building Standards - Cold ¦ PG&E ¦ Cold | Res Building Standards - Cold | 1 | 1 | 0 | Default | 0 | 2012 | 1 | CEC T24 Impact Analysis
RES-WHOLEBLG-11.6 | Res ¦ Res Title 24 2022 Code - Cold ¦ PG&E ¦ Cold | Res ¦ Res Title 24 2022 Code - Cold | PG&E ¦ Cold | PG&E | All | Electric & Gas | Res Title 24 2022 Code | Efficient | 2023 | 2026 | 0 | Emerging | WholeBlg | Res - Multi Family | Res | NEW Only | 0 | Residential Households | household | 18 | DEER:HVAC_Eff_HP | -1941.1765 | -0.029412 | -88.2353 | CEC T24 Impact Analysis | 5594.542 | 2023 | 0 | 2023 | 0 | -325.989 | SWAP008-02 and -03 | Res Building Standards - Cold ¦ PG&E ¦ Cold | Res Building Standards - Cold | 1 | 1 | 0 | Default | 0 | 2012 | 1 | CEC T24 Impact Analysis
RES-WHOLEBLG-11.7 | Res ¦ Res Title 24 2022 Code - Marine ¦ SCE ¦ Marine | Res ¦ Res Title 24 2022 Code - Marine | SCE ¦ Marine | SCE | All | Electric & Gas | Res Title 24 2022 Code | Efficient | 2023 | 2026 | 0 | Emerging | WholeBlg | Res - Single Family | Res | NEW Only | 0 | Residential Households | household | 18 | DEER:HVAC_Eff_HP | 861.4813 | 0.071274 | -99.1633 | CEC T24 Impact Analysis | 6260.3176 | 2023 | 0 | 2023 | 0 | -175.2471 | SWAP008-02 and -03 | Res Building Standards - Marine ¦ SCE ¦ Marine | Res Building Standards - Marine | 1 | 1 | 0 | Default | 0 | 2012 | 1 | CEC T24 Impact Analysis
RES-WHOLEBLG-11.8 | Res ¦ Res Title 24 2022 Code - Marine ¦ SCE ¦ Marine | Res ¦ Res Title 24 2022 Code - Marine | SCE ¦ Marine | SCE | All | Electric & Gas | Res Title 24 2022 Code | Efficient | 2023 | 2026 | 0 | Emerging | WholeBlg | Res - Multi Family | Res | NEW Only | 0 | Residential Households | household | 18 | DEER:HVAC_Eff_HP | -2322.7529 | -0.017799 | -71.1955 | CEC T24 Impact Analysis | 7955.4979 | 2023 | 0 | 2023 | 0 | -383.7487 | SWAP008-02 and -03 | Res Building Standards - Marine ¦ SCE ¦ Marine | Res Building Standards - Marine | 1 | 1 | 0 | Default | 0 | 2012 | 1 | CEC T24 Impact Analysis
RES-WHOLEBLG-11.9 | Res ¦ Res Title 24 2022 Code - Hot-Dry ¦ SCE ¦ Hot-Dry | Res ¦ Res Title 24 2022 Code - Hot-Dry | SCE ¦ Hot-Dry | SCE | All | Electric & Gas | Res Title 24 2022 Code | Efficient | 2023 | 2026 | 0 | Emerging | WholeBlg | Res - Single Family | Res | NEW Only | 0 | Residential Households | household | 18 | DEER:HVAC_Eff_HP | 808.3697 | 0.066235 | -97.8474 | CEC T24 Impact Analysis | 6177.6237 | 2023 | 0 | 2023 | 0 | -181.9065 | SWAP008-02 and -03 | Res Building Standards - Hot-Dry ¦ SCE ¦ Hot-Dry | Res Building Standards - Hot-Dry | 1 | 1 | 0 | Default | 0 | 2012 | 1 | CEC T24 Impact Analysis
RES-WHOLEBLG-11.10 | Res ¦ Res Title 24 2022 Code - Hot-Dry ¦ SCE ¦ Hot-Dry | Res ¦ Res Title 24 2022 Code - Hot-Dry | SCE ¦ Hot-Dry | SCE | All | Electric & Gas | Res Title 24 2022 Code | Efficient | 2023 | 2026 | 0 | Emerging | WholeBlg | Res - Multi Family | Res | NEW Only | 0 | Residential Households | household | 18 | DEER:HVAC_Eff_HP | -2427.1845 | -0.021575 | -70.1187 | CEC T24 Impact Analysis | 8276.3247 | 2023 | 0 | 2023 | 0 | -384.089 | SWAP008-02 and -03 | Res Building Standards - Hot-Dry ¦ SCE ¦ Hot-Dry | Res Building Standards - Hot-Dry | 1 | 1 | 0 | Default | 0 | 2012 | 1 | CEC T24 Impact Analysis
RES-WHOLEBLG-11.11 | Res ¦ Res Title 24 2022 Code - Cold ¦ SCE ¦ Cold | Res ¦ Res Title 24 2022 Code - Cold | SCE ¦ Cold | SCE | All | Electric & Gas | Res Title 24 2022 Code | Efficient | 2023 | 2026 | 0 | Emerging | WholeBlg | Res - Single Family | Res | NEW Only | 0 | Residential Households | household | 18 | DEER:HVAC_Eff_HP | 529.3276 | 0.071531 | -71.5308 | CEC T24 Impact Analysis | 2193.1944 | 2023 | 0 | 2023 | 0 | -67.9793 | SWAP008-02 and -03 | Res Building Standards - Cold ¦ SCE ¦ Cold | Res Building Standards - Cold | 1 | 1 | 0 | Default | 0 | 2012 | 1 | CEC T24 Impact Analysis
RES-WHOLEBLG-11.12 | Res ¦ Res Title 24 2022 Code - Cold ¦ SCE ¦ Cold | Res ¦ Res Title 24 2022 Code - Cold | SCE ¦ Cold | SCE | All | Electric & Gas | Res Title 24 2022 Code | Efficient | 2023 | 2026 | 0 | Emerging | WholeBlg | Res - Multi Family | Res | NEW Only | 0 | Residential Households | household | 18 | DEER:HVAC_Eff_HP | -1941.1765 | -0.029412 | -88.2353 | CEC T24 Impact Analysis | 5594.542 | 2023 | 0 | 2023 | 0 | -325.989 | SWAP008-02 and -03 | Res Building Standards - Cold ¦ SCE ¦ Cold | Res Building Standards - Cold | 1 | 1 | 0 | Default | 0 | 2012 | 1 | CEC T24 Impact Analysis
RES-WHOLEBLG-11.13 | Res ¦ Res Title 24 2022 Code - Marine ¦ SCG ¦ Marine | Res ¦ Res Title 24 2022 Code - Marine | SCG ¦ Marine | SCG | All | Electric & Gas | Res Title 24 2022 Code | Efficient | 2023 | 2026 | 0 | Emerging | WholeBlg | Res - Single Family | Res | NEW Only | 0 | Residential Households | household | 18 | DEER:HVAC_Eff_HP | 861.4813 | 0.071274 | -99.1633 | CEC T24 Impact Analysis | 6260.3176 | 2023 | 0 | 2023 | 0 | -175.2471 | SWAP008-02 and -03 | Res Building Standards - Marine ¦ SCG ¦ Marine | Res Building Standards - Marine | 1 | 1 | 0 | Default | 0 | 2012 | 1 | CEC T24 Impact Analysis
RES-WHOLEBLG-11.14 | Res ¦ Res Title 24 2022 Code - Marine ¦ SCG ¦ Marine | Res ¦ Res Title 24 2022 Code - Marine | SCG ¦ Marine | SCG | All | Electric & Gas | Res Title 24 2022 Code | Efficient | 2023 | 2026 | 0 | Emerging | WholeBlg | Res - Multi Family | Res | NEW Only | 0 | Residential Households | household | 18 | DEER:HVAC_Eff_HP | -2322.7529 | -0.017799 | -71.1955 | CEC T24 Impact Analysis | 7955.4979 | 2023 | 0 | 2023 | 0 | -383.7487 | SWAP008-02 and -03 | Res Building Standards - Marine ¦ SCG ¦ Marine | Res Building Standards - Marine | 1 | 1 | 0 | Default | 0 | 2012 | 1 | CEC T24 Impact Analysis
RES-WHOLEBLG-11.15 | Res ¦ Res Title 24 2022 Code - Hot-Dry ¦ SCG ¦ Hot-Dry | Res ¦ Res Title 24 2022 Code - Hot-Dry | SCG ¦ Hot-Dry | SCG | All | Electric & Gas | Res Title 24 2022 Code | Efficient | 2023 | 2026 | 0 | Emerging | WholeBlg | Res - Single Family | Res | NEW Only | 0 | Residential Households | household | 18 | DEER:HVAC_Eff_HP | 808.3697 | 0.066235 | -97.8474 | CEC T24 Impact Analysis | 6177.6237 | 2023 | 0 | 2023 | 0 | -181.9065 | SWAP008-02 and -03 | Res Building Standards - Hot-Dry ¦ SCG ¦ Hot-Dry | Res Building Standards - Hot-Dry | 1 | 1 | 0 | Default | 0 | 2012 | 1 | CEC T24 Impact Analysis
RES-WHOLEBLG-11.16 | Res ¦ Res Title 24 2022 Code - Hot-Dry ¦ SCG ¦ Hot-Dry | Res ¦ Res Title 24 2022 Code - Hot-Dry | SCG ¦ Hot-Dry | SCG | All | Electric & Gas | Res Title 24 2022 Code | Efficient | 2023 | 2026 | 0 | Emerging | WholeBlg | Res - Multi Family | Res | NEW Only | 0 | Residential Households | household | 18 | DEER:HVAC_Eff_HP | -2427.1845 | -0.021575 | -70.1187 | CEC T24 Impact Analysis | 8276.3247 | 2023 | 0 | 2023 | 0 | -384.089 | SWAP008-02 and -03 | Res Building Standards - Hot-Dry ¦ SCG ¦ Hot-Dry | Res Building Standards - Hot-Dry | 1 | 1 | 0 | Default | 0 | 2012 | 1 | CEC T24 Impact Analysis
RES-WHOLEBLG-11.17 | Res ¦ Res Title 24 2022 Code - Cold ¦ SCG ¦ Cold | Res ¦ Res Title 24 2022 Code - Cold | SCG ¦ Cold | SCG | All | Electric & Gas | Res Title 24 2022 Code | Efficient | 2023 | 2026 | 0 | Emerging | WholeBlg | Res - Single Family | Res | NEW Only | 0 | Residential Households | household | 18 | DEER:HVAC_Eff_HP | 529.3276 | 0.071531 | -71.5308 | CEC T24 Impact Analysis | 2193.1944 | 2023 | 0 | 2023 | 0 | -67.9793 | SWAP008-02 and -03 | Res Building Standards - Cold ¦ SCG ¦ Cold | Res Building Standards - Cold | 1 | 1 | 0 | Default | 0 | 2012 | 1 | CEC T24 Impact Analysis
RES-WHOLEBLG-11.18 | Res ¦ Res Title 24 2022 Code - Cold ¦ SCG ¦ Cold | Res ¦ Res Title 24 2022 Code - Cold | SCG ¦ Cold | SCG | All | Electric & Gas | Res Title 24 2022 Code | Efficient | 2023 | 2026 | 0 | Emerging | WholeBlg | Res - Multi Family | Res | NEW Only | 0 | Residential Households | household | 18 | DEER:HVAC_Eff_HP | -1941.1765 | -0.029412 | -88.2353 | CEC T24 Impact Analysis | 5594.542 | 2023 | 0 | 2023 | 0 | -325.989 | SWAP008-02 and -03 | Res Building Standards - Cold ¦ SCG ¦ Cold | Res Building Standards - Cold | 1 | 1 | 0 | Default | 0 | 2012 | 1 | CEC T24 Impact Analysis
RES-WHOLEBLG-11.19 | Res ¦ Res Title 24 2022 Code - Marine ¦ SDG&E ¦ Marine | Res ¦ Res Title 24 2022 Code - Marine | SDG&E ¦ Marine | SDG&E | All | Electric & Gas | Res Title 24 2022 Code | Efficient | 2023 | 2026 | 0 | Emerging | WholeBlg | Res - Single Family | Res | NEW Only | 0 | Residential Households | household | 18 | DEER:HVAC_Eff_HP | 861.4813 | 0.071274 | -99.1633 | CEC T24 Impact Analysis | 6260.3176 | 2023 | 0 | 2023 | 0 | -175.2471 | SWAP008-02 and -03 | Res Building Standards - Marine ¦ SDG&E ¦ Marine | Res Building Standards - Marine | 1 | 1 | 0 | Default | 0 | 2012 | 1 | CEC T24 Impact Analysis
RES-WHOLEBLG-11.20 | Res ¦ Res Title 24 2022 Code - Marine ¦ SDG&E ¦ Marine | Res ¦ Res Title 24 2022 Code - Marine | SDG&E ¦ Marine | SDG&E | All | Electric & Gas | Res Title 24 2022 Code | Efficient | 2023 | 2026 | 0 | Emerging | WholeBlg | Res - Multi Family | Res | NEW Only | 0 | Residential Households | household | 18 | DEER:HVAC_Eff_HP | -2322.7529 | -0.017799 | -71.1955 | CEC T24 Impact Analysis | 7955.4979 | 2023 | 0 | 2023 | 0 | -383.7487 | SWAP008-02 and -03 | Res Building Standards - Marine ¦ SDG&E ¦ Marine | Res Building Standards - Marine | 1 | 1 | 0 | Default | 0 | 2012 | 1 | CEC T24 Impact Analysis
RES-WHOLEBLG-11.21 | Res ¦ Res Title 24 2022 Code - Hot-Dry ¦ SDG&E ¦ Hot-Dry | Res ¦ Res Title 24 2022 Code - Hot-Dry | SDG&E ¦ Hot-Dry | SDG&E | All | Electric & Gas | Res Title 24 2022 Code | Efficient | 2023 | 2026 | 0 | Emerging | WholeBlg | Res - Single Family | Res | NEW Only | 0 | Residential Households | household | 18 | DEER:HVAC_Eff_HP | 866.8731 | 0.073529 | -100.6192 | CEC T24 Impact Analysis | 5404.8723 | 2023 | 0 | 2023 | 0 | -155.1808 | SWAP008-02 and -03 | Res Building Standards - Hot-Dry ¦ SDG&E ¦ Hot-Dry | Res Building Standards - Hot-Dry | 1 | 1 | 0 | Default | 0 | 2012 | 1 | CEC T24 Impact Analysis
RES-WHOLEBLG-11.22 | Res ¦ Res Title 24 2022 Code - Hot-Dry ¦ SDG&E ¦ Hot-Dry | Res ¦ Res Title 24 2022 Code - Hot-Dry | SDG&E ¦ Hot-Dry | SDG&E | All | Electric & Gas | Res Title 24 2022 Code | Efficient | 2023 | 2026 | 0 | Emerging | WholeBlg | Res - Multi Family | Res | NEW Only | 0 | Residential Households | household | 18 | DEER:HVAC_Eff_HP | -2216.3953 | -0.035882 | -71.7637 | CEC T24 Impact Analysis | 7396.7806 | 2023 | 0 | 2023 | 0 | -377.6679 | SWAP008-02 and -03 | Res Building Standards - Hot-Dry ¦ SDG&E ¦ Hot-Dry | Res Building Standards - Hot-Dry | 1 | 1 | 0 | Default | 0 | 2012 | 1 | CEC T24 Impact Analysis
RES-WHOLEBLG-12.1 | Res ¦ Res Title 24 2025 Code - Marine ¦ PG&E ¦ Marine | Res ¦ Res Title 24 2025 Code - Marine | PG&E ¦ Marine | PG&E | All | Electric & Gas | Res Title 24 2025 Code | Efficient | 2026 |  | 0 | Emerging | WholeBlg | Res - Single Family | Res | NEW Only | 0 | Residential Households | household | 18 | DEER:HVAC_Eff_HP | 3648.5957 | 0.40521 | -185.2702 | SWAP008-02 and -03 | 4334.6558 | 2026 | -60.3535 | 2026 | 0 | -299.692 | SWAP008-02 and -03 | Res Building Standards - Marine ¦ PG&E ¦ Marine | Res Building Standards - Marine | 1 | 1 | 0 | Default | 0 | 2012 | 1 | SWAP008-02 and -03
RES-WHOLEBLG-12.2 | Res ¦ Res Title 24 2025 Code - Marine ¦ PG&E ¦ Marine | Res ¦ Res Title 24 2025 Code - Marine | PG&E ¦ Marine | PG&E | All | Electric & Gas | Res Title 24 2025 Code | Efficient | 2026 |  | 0 | Emerging | WholeBlg | Res - Multi Family | Res | NEW Only | 0 | Residential Households | household | 18 | DEER:HVAC_Eff_HP | 684.9008 | 0.31033 | -174.4999 | SWAP008-02 and -03 | 6587.8721 | 2026 | -60.3535 | 2026 | 0 | -483.4613 | SWAP008-02 and -03 | Res Building Standards - Marine ¦ PG&E ¦ Marine | Res Building Standards - Marine | 1 | 1 | 0 | Default | 0 | 2012 | 1 | SWAP008-02 and -03
RES-WHOLEBLG-12.3 | Res ¦ Res Title 24 2025 Code - Hot-Dry ¦ PG&E ¦ Hot-Dry | Res ¦ Res Title 24 2025 Code - Hot-Dry | PG&E ¦ Hot-Dry | PG&E | All | Electric & Gas | Res Title 24 2025 Code | Efficient | 2026 |  | 0 | Emerging | WholeBlg | Res - Single Family | Res | NEW Only | 0 | Residential Households | household | 18 | DEER:HVAC_Eff_HP | 3149.8398 | -0.043238 | -202.3954 | SWAP008-02 and -03 | 3597.0556 | 2026 | -196.859 | 2026 | 0 | -331.85 | SWAP008-02 and -03 | Res Building Standards - Hot-Dry ¦ PG&E ¦ Hot-Dry | Res Building Standards - Hot-Dry | 1 | 1 | 0 | Default | 0 | 2012 | 1 | SWAP008-02 and -03
RES-WHOLEBLG-12.4 | Res ¦ Res Title 24 2025 Code - Hot-Dry ¦ PG&E ¦ Hot-Dry | Res ¦ Res Title 24 2025 Code - Hot-Dry | PG&E ¦ Hot-Dry | PG&E | All | Electric & Gas | Res Title 24 2025 Code | Efficient | 2026 |  | 0 | Emerging | WholeBlg | Res - Multi Family | Res | NEW Only | 0 | Residential Households | household | 18 | DEER:HVAC_Eff_HP | 4.5011 | 0.2319 | -158.863 | SWAP008-02 and -03 | 6417.7827 | 2026 | -60.3535 | 2026 | 0 | -463.9223 | SWAP008-02 and -03 | Res Building Standards - Hot-Dry ¦ PG&E ¦ Hot-Dry | Res Building Standards - Hot-Dry | 1 | 1 | 0 | Default | 0 | 2012 | 1 | SWAP008-02 and -03
RES-WHOLEBLG-12.5 | Res ¦ Res Title 24 2025 Code - Cold ¦ PG&E ¦ Cold | Res ¦ Res Title 24 2025 Code - Cold | PG&E ¦ Cold | PG&E | All | Electric & Gas | Res Title 24 2025 Code | Efficient | 2026 |  | 0 | Emerging | WholeBlg | Res - Single Family | Res | NEW Only | 0 | Residential Households | household | 18 | DEER:HVAC_Eff_HP | 2653.1593 | -0.036101 | -151.3602 | SWAP008-02 and -03 | 2937.6461 | 2026 | -150.689 | 2026 | 0 | -253.5893 | SWAP008-02 and -03 | Res Building Standards - Cold ¦ PG&E ¦ Cold | Res Building Standards - Cold | 1 | 1 | 0 | Default | 0 | 2012 | 1 | SWAP008-02 and -03
RES-WHOLEBLG-12.6 | Res ¦ Res Title 24 2025 Code - Cold ¦ PG&E ¦ Cold | Res ¦ Res Title 24 2025 Code - Cold | PG&E ¦ Cold | PG&E | All | Electric & Gas | Res Title 24 2025 Code | Efficient | 2026 |  | 0 | Emerging | WholeBlg | Res - Multi Family | Res | NEW Only | 0 | Residential Households | household | 18 | DEER:HVAC_Eff_HP | 1376.6035 | 0.16747 | -206.4961 | SWAP008-02 and -03 | 5942.6321 | 2026 | -122.108 | 2026 | 0 | -610.7361 | SWAP008-02 and -03 | Res Building Standards - Cold ¦ PG&E ¦ Cold | Res Building Standards - Cold | 1 | 1 | 0 | Default | 0 | 2012 | 1 | SWAP008-02 and -03
RES-WHOLEBLG-12.7 | Res ¦ Res Title 24 2025 Code - Marine ¦ SCE ¦ Marine | Res ¦ Res Title 24 2025 Code - Marine | SCE ¦ Marine | SCE | All | Electric & Gas | Res Title 24 2025 Code | Efficient | 2026 |  | 0 | Emerging | WholeBlg | Res - Single Family | Res | NEW Only | 0 | Residential Households | household | 18 | DEER:HVAC_Eff_HP | 1195.9043 | -0.017245 | -130.2255 | SWAP008-02 and -03 | 7185.6017 | 2026 | -219.944 | 2026 | 0 | -458.0571 | SWAP008-02 and -03 | Res Building Standards - Marine ¦ SCE ¦ Marine | Res Building Standards - Marine | 1 | 1 | 0 | Default | 0 | 2012 | 1 | SWAP008-02 and -03
RES-WHOLEBLG-12.8 | Res ¦ Res Title 24 2025 Code - Marine ¦ SCE ¦ Marine | Res ¦ Res Title 24 2025 Code - Marine | SCE ¦ Marine | SCE | All | Electric & Gas | Res Title 24 2025 Code | Efficient | 2026 |  | 0 | Emerging | WholeBlg | Res - Multi Family | Res | NEW Only | 0 | Residential Households | household | 18 | DEER:HVAC_Eff_HP | -52.7754 | 0.50293 | -154.691 | SWAP008-02 and -03 | 8118.3245 | 2026 | -60.3535 | 2026 | 0 | -570.9887 | SWAP008-02 and -03 | Res Building Standards - Marine ¦ SCE ¦ Marine | Res Building Standards - Marine | 1 | 1 | 0 | Default | 0 | 2012 | 1 | SWAP008-02 and -03
RES-WHOLEBLG-12.9 | Res ¦ Res Title 24 2025 Code - Hot-Dry ¦ SCE ¦ Hot-Dry | Res ¦ Res Title 24 2025 Code - Hot-Dry | SCE ¦ Hot-Dry | SCE | All | Electric & Gas | Res Title 24 2025 Code | Efficient | 2026 |  | 0 | Emerging | WholeBlg | Res - Single Family | Res | NEW Only | 0 | Residential Households | household | 18 | DEER:HVAC_Eff_HP | 1042.1658 | -0.0070357 | -111.1897 | SWAP008-02 and -03 | 7102.9079 | 2026 | -196.859 | 2026 | 0 | -464.7165 | SWAP008-02 and -03 | Res Building Standards - Hot-Dry ¦ SCE ¦ Hot-Dry | Res Building Standards - Hot-Dry | 1 | 1 | 0 | Default | 0 | 2012 | 1 | SWAP008-02 and -03
RES-WHOLEBLG-12.10 | Res ¦ Res Title 24 2025 Code - Hot-Dry ¦ SCE ¦ Hot-Dry | Res ¦ Res Title 24 2025 Code - Hot-Dry | SCE ¦ Hot-Dry | SCE | All | Electric & Gas | Res Title 24 2025 Code | Efficient | 2026 |  | 0 | Emerging | WholeBlg | Res - Multi Family | Res | NEW Only | 0 | Residential Households | household | 18 | DEER:HVAC_Eff_HP | -178.7403 | 0.43854 | -151.8092 | SWAP008-02 and -03 | 8432.2898 | 2026 | -60.3535 | 2026 | 0 | -571.329 | SWAP008-02 and -03 | Res Building Standards - Hot-Dry ¦ SCE ¦ Hot-Dry | Res Building Standards - Hot-Dry | 1 | 1 | 0 | Default | 0 | 2012 | 1 | SWAP008-02 and -03
RES-WHOLEBLG-12.11 | Res ¦ Res Title 24 2025 Code - Cold ¦ SCE ¦ Cold | Res ¦ Res Title 24 2025 Code - Cold | SCE ¦ Cold | SCE | All | Electric & Gas | Res Title 24 2025 Code | Efficient | 2026 |  | 0 | Emerging | WholeBlg | Res - Single Family | Res | NEW Only | 0 | Residential Households | household | 18 | DEER:HVAC_Eff_HP | 2653.1593 | -0.036101 | -151.3602 | SWAP008-02 and -03 | 2937.6461 | 2026 | -150.689 | 2026 | 0 | -253.5893 | SWAP008-02 and -03 | Res Building Standards - Cold ¦ SCE ¦ Cold | Res Building Standards - Cold | 1 | 1 | 0 | Default | 0 | 2012 | 1 | SWAP008-02 and -03
RES-WHOLEBLG-12.12 | Res ¦ Res Title 24 2025 Code - Cold ¦ SCE ¦ Cold | Res ¦ Res Title 24 2025 Code - Cold | SCE ¦ Cold | SCE | All | Electric & Gas | Res Title 24 2025 Code | Efficient | 2026 |  | 0 | Emerging | WholeBlg | Res - Multi Family | Res | NEW Only | 0 | Residential Households | household | 18 | DEER:HVAC_Eff_HP | 1376.6035 | 0.16747 | -206.4961 | SWAP008-02 and -03 | 5942.6321 | 2026 | -122.108 | 2026 | 0 | -610.7361 | SWAP008-02 and -03 | Res Building Standards - Cold ¦ SCE ¦ Cold | Res Building Standards - Cold | 1 | 1 | 0 | Default | 0 | 2012 | 1 | SWAP008-02 and -03
RES-WHOLEBLG-12.13 | Res ¦ Res Title 24 2025 Code - Marine ¦ SCG ¦ Marine | Res ¦ Res Title 24 2025 Code - Marine | SCG ¦ Marine | SCG | All | Electric & Gas | Res Title 24 2025 Code | Efficient | 2026 |  | 0 | Emerging | WholeBlg | Res - Single Family | Res | NEW Only | 0 | Residential Households | household | 18 | DEER:HVAC_Eff_HP | 1195.9043 | -0.017245 | -130.2255 | SWAP008-02 and -03 | 7185.6017 | 2026 | -219.944 | 2026 | 0 | -458.0571 | SWAP008-02 and -03 | Res Building Standards - Marine ¦ SCG ¦ Marine | Res Building Standards - Marine | 1 | 1 | 0 | Default | 0 | 2012 | 1 | SWAP008-02 and -03
RES-WHOLEBLG-12.14 | Res ¦ Res Title 24 2025 Code - Marine ¦ SCG ¦ Marine | Res ¦ Res Title 24 2025 Code - Marine | SCG ¦ Marine | SCG | All | Electric & Gas | Res Title 24 2025 Code | Efficient | 2026 |  | 0 | Emerging | WholeBlg | Res - Multi Family | Res | NEW Only | 0 | Residential Households | household | 18 | DEER:HVAC_Eff_HP | -52.7754 | 0.50293 | -154.691 | SWAP008-02 and -03 | 8118.3245 | 2026 | -60.3535 | 2026 | 0 | -570.9887 | SWAP008-02 and -03 | Res Building Standards - Marine ¦ SCG ¦ Marine | Res Building Standards - Marine | 1 | 1 | 0 | Default | 0 | 2012 | 1 | SWAP008-02 and -03
RES-WHOLEBLG-12.15 | Res ¦ Res Title 24 2025 Code - Hot-Dry ¦ SCG ¦ Hot-Dry | Res ¦ Res Title 24 2025 Code - Hot-Dry | SCG ¦ Hot-Dry | SCG | All | Electric & Gas | Res Title 24 2025 Code | Efficient | 2026 |  | 0 | Emerging | WholeBlg | Res - Single Family | Res | NEW Only | 0 | Residential Households | household | 18 | DEER:HVAC_Eff_HP | 1042.1658 | -0.0070357 | -111.1897 | SWAP008-02 and -03 | 7102.9079 | 2026 | -196.859 | 2026 | 0 | -464.7165 | SWAP008-02 and -03 | Res Building Standards - Hot-Dry ¦ SCG ¦ Hot-Dry | Res Building Standards - Hot-Dry | 1 | 1 | 0 | Default | 0 | 2012 | 1 | SWAP008-02 and -03
RES-WHOLEBLG-12.16 | Res ¦ Res Title 24 2025 Code - Hot-Dry ¦ SCG ¦ Hot-Dry | Res ¦ Res Title 24 2025 Code - Hot-Dry | SCG ¦ Hot-Dry | SCG | All | Electric & Gas | Res Title 24 2025 Code | Efficient | 2026 |  | 0 | Emerging | WholeBlg | Res - Multi Family | Res | NEW Only | 0 | Residential Households | household | 18 | DEER:HVAC_Eff_HP | -178.7403 | 0.43854 | -151.8092 | SWAP008-02 and -03 | 8432.2898 | 2026 | -60.3535 | 2026 | 0 | -571.329 | SWAP008-02 and -03 | Res Building Standards - Hot-Dry ¦ SCG ¦ Hot-Dry | Res Building Standards - Hot-Dry | 1 | 1 | 0 | Default | 0 | 2012 | 1 | SWAP008-02 and -03
RES-WHOLEBLG-12.17 | Res ¦ Res Title 24 2025 Code - Cold ¦ SCG ¦ Cold | Res ¦ Res Title 24 2025 Code - Cold | SCG ¦ Cold | SCG | All | Electric & Gas | Res Title 24 2025 Code | Efficient | 2026 |  | 0 | Emerging | WholeBlg | Res - Single Family | Res | NEW Only | 0 | Residential Households | household | 18 | DEER:HVAC_Eff_HP | 2653.1593 | -0.036101 | -151.3602 | SWAP008-02 and -03 | 2937.6461 | 2026 | -150.689 | 2026 | 0 | -253.5893 | SWAP008-02 and -03 | Res Building Standards - Cold ¦ SCG ¦ Cold | Res Building Standards - Cold | 1 | 1 | 0 | Default | 0 | 2012 | 1 | SWAP008-02 and -03
RES-WHOLEBLG-12.18 | Res ¦ Res Title 24 2025 Code - Cold ¦ SCG ¦ Cold | Res ¦ Res Title 24 2025 Code - Cold | SCG ¦ Cold | SCG | All | Electric & Gas | Res Title 24 2025 Code | Efficient | 2026 |  | 0 | Emerging | WholeBlg | Res - Multi Family | Res | NEW Only | 0 | Residential Households | household | 18 | DEER:HVAC_Eff_HP | 1376.6035 | 0.16747 | -206.4961 | SWAP008-02 and -03 | 5942.6321 | 2026 | -122.108 | 2026 | 0 | -610.7361 | SWAP008-02 and -03 | Res Building Standards - Cold ¦ SCG ¦ Cold | Res Building Standards - Cold | 1 | 1 | 0 | Default | 0 | 2012 | 1 | SWAP008-02 and -03
RES-WHOLEBLG-12.19 | Res ¦ Res Title 24 2025 Code - Marine ¦ SDG&E ¦ Marine | Res ¦ Res Title 24 2025 Code - Marine | SDG&E ¦ Marine | SDG&E | All | Electric & Gas | Res Title 24 2025 Code | Efficient | 2026 |  | 0 | Emerging | WholeBlg | Res - Single Family | Res | NEW Only | 0 | Residential Households | household | 18 | DEER:HVAC_Eff_HP | 1195.9043 | -0.017245 | -130.2255 | SWAP008-02 and -03 | 7185.6017 | 2026 | -219.944 | 2026 | 0 | -458.0571 | SWAP008-02 and -03 | Res Building Standards - Marine ¦ SDG&E ¦ Marine | Res Building Standards - Marine | 1 | 1 | 0 | Default | 0 | 2012 | 1 | SWAP008-02 and -03
RES-WHOLEBLG-12.20 | Res ¦ Res Title 24 2025 Code - Marine ¦ SDG&E ¦ Marine | Res ¦ Res Title 24 2025 Code - Marine | SDG&E ¦ Marine | SDG&E | All | Electric & Gas | Res Title 24 2025 Code | Efficient | 2026 |  | 0 | Emerging | WholeBlg | Res - Multi Family | Res | NEW Only | 0 | Residential Households | household | 18 | DEER:HVAC_Eff_HP | -52.7754 | 0.50293 | -154.691 | SWAP008-02 and -03 | 8118.3245 | 2026 | -60.3535 | 2026 | 0 | -570.9887 | SWAP008-02 and -03 | Res Building Standards - Marine ¦ SDG&E ¦ Marine | Res Building Standards - Marine | 1 | 1 | 0 | Default | 0 | 2012 | 1 | SWAP008-02 and -03
RES-WHOLEBLG-12.21 | Res ¦ Res Title 24 2025 Code - Hot-Dry ¦ SDG&E ¦ Hot-Dry | Res ¦ Res Title 24 2025 Code - Hot-Dry | SDG&E ¦ Hot-Dry | SDG&E | All | Electric & Gas | Res Title 24 2025 Code | Efficient | 2026 |  | 0 | Emerging | WholeBlg | Res - Single Family | Res | NEW Only | 0 | Residential Households | household | 18 | DEER:HVAC_Eff_HP | 1168.8375 | 0.0063416 | -128.6344 | SWAP008-02 and -03 | 6207.0365 | 2026 | -173.774 | 2026 | 0 | -365.0908 | SWAP008-02 and -03 | Res Building Standards - Hot-Dry ¦ SDG&E ¦ Hot-Dry | Res Building Standards - Hot-Dry | 1 | 1 | 0 | Default | 0 | 2012 | 1 | SWAP008-02 and -03
RES-WHOLEBLG-12.22 | Res ¦ Res Title 24 2025 Code - Hot-Dry ¦ SDG&E ¦ Hot-Dry | Res ¦ Res Title 24 2025 Code - Hot-Dry | SDG&E ¦ Hot-Dry | SDG&E | All | Electric & Gas | Res Title 24 2025 Code | Efficient | 2026 |  | 0 | Emerging | WholeBlg | Res - Multi Family | Res | NEW Only | 0 | Residential Households | household | 18 | DEER:HVAC_Eff_HP | 38.3822 | 0.46933 | -154.9742 | SWAP008-02 and -03 | 7557.8919 | 2026 | -60.3535 | 2026 | 0 | -564.9079 | SWAP008-02 and -03 | Res Building Standards - Hot-Dry ¦ SDG&E ¦ Hot-Dry | Res Building Standards - Hot-Dry | 1 | 1 | 0 | Default | 0 | 2012 | 1 | SWAP008-02 and -03
RES-WHOLEBLG-13.1 | Res ¦ Res All-Electric Homes - Marine ¦ PG&E ¦ Marine | Res ¦ Res All-Electric Homes - Marine | PG&E ¦ Marine | PG&E | All | Electric & Gas | Res All-Electric Homes | Efficient |  |  | 0 | Conventional | WholeBlg | Res - Single Family | Res | NEW Only | 0 | Residential Households | household | 18 | DEER:HVAC_Eff_HP | 1612.0253 | -0.10338 | -205.016 | SWAP008-02 and -03 | 10884.6145 | 2026 | 93.1903 | 2026 | 0 | -387.542 | SWAP008-02 and -03 | Res Building Standards - Marine ¦ PG&E ¦ Marine | Res Building Standards - Marine | 1 | 1 | 0.045 | Default | 0 | 2012 | 1 | SWAP008-02 and -03
RES-WHOLEBLG-13.2 | Res ¦ Res All-Electric Homes - Marine ¦ PG&E ¦ Marine | Res ¦ Res All-Electric Homes - Marine | PG&E ¦ Marine | PG&E | All | Electric & Gas | Res All-Electric Homes | Efficient |  |  | 0 | Conventional | WholeBlg | Res - Multi Family | Res | NEW Only | 0 | Residential Households | household | 18 | DEER:HVAC_Eff_HP | -1143.5008 | 0.051769 | -193.2814 | SWAP008-02 and -03 | 10217.6351 | 2026 | 93.1903 | 2026 | 0 | -571.3113 | SWAP008-02 and -03 | Res Building Standards - Marine ¦ PG&E ¦ Marine | Res Building Standards - Marine | 1 | 1 | 0.045 | Default | 0 | 2012 | 1 | SWAP008-02 and -03
RES-WHOLEBLG-13.3 | Res ¦ Res All-Electric Homes - Hot-Dry ¦ PG&E ¦ Hot-Dry | Res ¦ Res All-Electric Homes - Hot-Dry | PG&E ¦ Hot-Dry | PG&E | All | Electric & Gas | Res All-Electric Homes | Efficient |  |  | 0 | Conventional | WholeBlg | Res - Single Family | Res | NEW Only | 0 | Residential Households | household | 18 | DEER:HVAC_Eff_HP | -56.5068 | -0.63877 | -222.1411 | SWAP008-02 and -03 | 10454.8143 | 2026 | -43.3152 | 2026 | 0 | -419.7 | SWAP008-02 and -03 | Res Building Standards - Hot-Dry ¦ PG&E ¦ Hot-Dry | Res Building Standards - Hot-Dry | 1 | 1 | 0.045 | Default | 0 | 2012 | 1 | SWAP008-02 and -03
RES-WHOLEBLG-13.4 | Res ¦ Res All-Electric Homes - Hot-Dry ¦ PG&E ¦ Hot-Dry | Res ¦ Res All-Electric Homes - Hot-Dry | PG&E ¦ Hot-Dry | PG&E | All | Electric & Gas | Res All-Electric Homes | Efficient |  |  | 0 | Conventional | WholeBlg | Res - Multi Family | Res | NEW Only | 0 | Residential Households | household | 18 | DEER:HVAC_Eff_HP | -2150.5842 | -0.013466 | -177.6445 | SWAP008-02 and -03 | 10231.0938 | 2026 | 93.1903 | 2026 | 0 | -551.7723 | SWAP008-02 and -03 | Res Building Standards - Hot-Dry ¦ PG&E ¦ Hot-Dry | Res Building Standards - Hot-Dry | 1 | 1 | 0.045 | Default | 0 | 2012 | 1 | SWAP008-02 and -03
RES-WHOLEBLG-13.5 | Res ¦ Res All-Electric Homes - Cold ¦ PG&E ¦ Cold | Res ¦ Res All-Electric Homes - Cold | PG&E ¦ Cold | PG&E | All | Electric & Gas | Res All-Electric Homes | Efficient |  |  | 0 | Conventional | WholeBlg | Res - Single Family | Res | NEW Only | 0 | Residential Households | household | 18 | DEER:HVAC_Eff_HP | -771.3674 | -0.80105 | -171.106 | SWAP008-02 and -03 | 8244.8622 | 2026 | 2.8548 | 2026 | 0 | -341.4393 | SWAP008-02 and -03 | Res Building Standards - Cold ¦ PG&E ¦ Cold | Res Building Standards - Cold | 1 | 1 | 0.045 | Default | 0 | 2012 | 1 | SWAP008-02 and -03
RES-WHOLEBLG-13.6 | Res ¦ Res All-Electric Homes - Cold ¦ PG&E ¦ Cold | Res ¦ Res All-Electric Homes - Cold | PG&E ¦ Cold | PG&E | All | Electric & Gas | Res All-Electric Homes | Efficient |  |  | 0 | Conventional | WholeBlg | Res - Multi Family | Res | NEW Only | 0 | Residential Households | household | 18 | DEER:HVAC_Eff_HP | -1151.3855 | -0.094224 | -225.2776 | SWAP008-02 and -03 | 9572.3951 | 2026 | 31.4357 | 2026 | 0 | -698.5861 | SWAP008-02 and -03 | Res Building Standards - Cold ¦ PG&E ¦ Cold | Res Building Standards - Cold | 1 | 1 | 0.045 | Default | 0 | 2012 | 1 | SWAP008-02 and -03
RES-WHOLEBLG-13.7 | Res ¦ Res All-Electric Homes - Marine ¦ SCE ¦ Marine | Res ¦ Res All-Electric Homes - Marine | SCE ¦ Marine | SCE | All | Electric & Gas | Res All-Electric Homes | Efficient |  |  | 0 | Conventional | WholeBlg | Res - Single Family | Res | NEW Only | 0 | Residential Households | household | 18 | DEER:HVAC_Eff_HP | -456.6223 | -0.492 | -149.9712 | SWAP008-02 and -03 | 14331.9229 | 2026 | -66.4002 | 2026 | 0 | -545.9071 | SWAP008-02 and -03 | Res Building Standards - Marine ¦ SCE ¦ Marine | Res Building Standards - Marine | 1 | 1 | 0.045 | Default | 0 | 2012 | 1 | SWAP008-02 and -03
RES-WHOLEBLG-13.8 | Res ¦ Res All-Electric Homes - Marine ¦ SCE ¦ Marine | Res ¦ Res All-Electric Homes - Marine | SCE ¦ Marine | SCE | All | Electric & Gas | Res All-Electric Homes | Efficient |  |  | 0 | Conventional | WholeBlg | Res - Multi Family | Res | NEW Only | 0 | Residential Households | household | 18 | DEER:HVAC_Eff_HP | -1456.1371 | 0.097358 | -173.4725 | SWAP008-02 and -03 | 11593.7012 | 2026 | 93.1903 | 2026 | 0 | -658.8387 | SWAP008-02 and -03 | Res Building Standards - Marine ¦ SCE ¦ Marine | Res Building Standards - Marine | 1 | 1 | 0.045 | Default | 0 | 2012 | 1 | SWAP008-02 and -03
RES-WHOLEBLG-13.9 | Res ¦ Res All-Electric Homes - Hot-Dry ¦ SCE ¦ Hot-Dry | Res ¦ Res All-Electric Homes - Hot-Dry | SCE ¦ Hot-Dry | SCE | All | Electric & Gas | Res All-Electric Homes | Efficient |  |  | 0 | Conventional | WholeBlg | Res - Single Family | Res | NEW Only | 0 | Residential Households | household | 18 | DEER:HVAC_Eff_HP | -848.8282 | -0.78483 | -130.9355 | SWAP008-02 and -03 | 14233.839 | 2026 | -43.3153 | 2026 | 0 | -552.5665 | SWAP008-02 and -03 | Res Building Standards - Hot-Dry ¦ SCE ¦ Hot-Dry | Res Building Standards - Hot-Dry | 1 | 1 | 0.045 | Default | 0 | 2012 | 1 | SWAP008-02 and -03
RES-WHOLEBLG-13.10 | Res ¦ Res All-Electric Homes - Hot-Dry ¦ SCE ¦ Hot-Dry | Res ¦ Res All-Electric Homes - Hot-Dry | SCE ¦ Hot-Dry | SCE | All | Electric & Gas | Res All-Electric Homes | Efficient |  |  | 0 | Conventional | WholeBlg | Res - Multi Family | Res | NEW Only | 0 | Residential Households | household | 18 | DEER:HVAC_Eff_HP | -1637.4834 | 0.054326 | -170.5907 | SWAP008-02 and -03 | 12072.3452 | 2026 | 93.1903 | 2026 | 0 | -659.179 | SWAP008-02 and -03 | Res Building Standards - Hot-Dry ¦ SCE ¦ Hot-Dry | Res Building Standards - Hot-Dry | 1 | 1 | 0.045 | Default | 0 | 2012 | 1 | SWAP008-02 and -03
RES-WHOLEBLG-13.11 | Res ¦ Res All-Electric Homes - Cold ¦ SCE ¦ Cold | Res ¦ Res All-Electric Homes - Cold | SCE ¦ Cold | SCE | All | Electric & Gas | Res All-Electric Homes | Efficient |  |  | 0 | Conventional | WholeBlg | Res - Single Family | Res | NEW Only | 0 | Residential Households | household | 18 | DEER:HVAC_Eff_HP | -771.3674 | -0.80105 | -171.106 | SWAP008-02 and -03 | 8244.8622 | 2026 | 2.8548 | 2026 | 0 | -341.4393 | SWAP008-02 and -03 | Res Building Standards - Cold ¦ SCE ¦ Cold | Res Building Standards - Cold | 1 | 1 | 0.045 | Default | 0 | 2012 | 1 | SWAP008-02 and -03
RES-WHOLEBLG-13.12 | Res ¦ Res All-Electric Homes - Cold ¦ SCE ¦ Cold | Res ¦ Res All-Electric Homes - Cold | SCE ¦ Cold | SCE | All | Electric & Gas | Res All-Electric Homes | Efficient |  |  | 0 | Conventional | WholeBlg | Res - Multi Family | Res | NEW Only | 0 | Residential Households | household | 18 | DEER:HVAC_Eff_HP | -1151.3855 | -0.094224 | -225.2776 | SWAP008-02 and -03 | 9572.3951 | 2026 | 31.4357 | 2026 | 0 | -698.5861 | SWAP008-02 and -03 | Res Building Standards - Cold ¦ SCE ¦ Cold | Res Building Standards - Cold | 1 | 1 | 0.045 | Default | 0 | 2012 | 1 | SWAP008-02 and -03
RES-WHOLEBLG-13.13 | Res ¦ Res All-Electric Homes - Marine ¦ SCG ¦ Marine | Res ¦ Res All-Electric Homes - Marine | SCG ¦ Marine | SCG | All | Electric & Gas | Res All-Electric Homes | Efficient |  |  | 0 | Conventional | WholeBlg | Res - Single Family | Res | NEW Only | 0 | Residential Households | household | 18 | DEER:HVAC_Eff_HP | -456.6223 | -0.492 | -149.9712 | SWAP008-02 and -03 | 14331.9229 | 2026 | -66.4002 | 2026 | 0 | -545.9071 | SWAP008-02 and -03 | Res Building Standards - Marine ¦ SCG ¦ Marine | Res Building Standards - Marine | 1 | 1 | 0.045 | Default | 0 | 2012 | 1 | SWAP008-02 and -03
RES-WHOLEBLG-13.14 | Res ¦ Res All-Electric Homes - Marine ¦ SCG ¦ Marine | Res ¦ Res All-Electric Homes - Marine | SCG ¦ Marine | SCG | All | Electric & Gas | Res All-Electric Homes | Efficient |  |  | 0 | Conventional | WholeBlg | Res - Multi Family | Res | NEW Only | 0 | Residential Households | household | 18 | DEER:HVAC_Eff_HP | -1456.1371 | 0.097358 | -173.4725 | SWAP008-02 and -03 | 11593.7012 | 2026 | 93.1903 | 2026 | 0 | -658.8387 | SWAP008-02 and -03 | Res Building Standards - Marine ¦ SCG ¦ Marine | Res Building Standards - Marine | 1 | 1 | 0.045 | Default | 0 | 2012 | 1 | SWAP008-02 and -03
RES-WHOLEBLG-13.15 | Res ¦ Res All-Electric Homes - Hot-Dry ¦ SCG ¦ Hot-Dry | Res ¦ Res All-Electric Homes - Hot-Dry | SCG ¦ Hot-Dry | SCG | All | Electric & Gas | Res All-Electric Homes | Efficient |  |  | 0 | Conventional | WholeBlg | Res - Single Family | Res | NEW Only | 0 | Residential Households | household | 18 | DEER:HVAC_Eff_HP | -848.8282 | -0.78483 | -130.9355 | SWAP008-02 and -03 | 14233.839 | 2026 | -43.3153 | 2026 | 0 | -552.5665 | SWAP008-02 and -03 | Res Building Standards - Hot-Dry ¦ SCG ¦ Hot-Dry | Res Building Standards - Hot-Dry | 1 | 1 | 0.045 | Default | 0 | 2012 | 1 | SWAP008-02 and -03
RES-WHOLEBLG-13.16 | Res ¦ Res All-Electric Homes - Hot-Dry ¦ SCG ¦ Hot-Dry | Res ¦ Res All-Electric Homes - Hot-Dry | SCG ¦ Hot-Dry | SCG | All | Electric & Gas | Res All-Electric Homes | Efficient |  |  | 0 | Conventional | WholeBlg | Res - Multi Family | Res | NEW Only | 0 | Residential Households | household | 18 | DEER:HVAC_Eff_HP | -1637.4834 | 0.054326 | -170.5907 | SWAP008-02 and -03 | 12072.3452 | 2026 | 93.1903 | 2026 | 0 | -659.179 | SWAP008-02 and -03 | Res Building Standards - Hot-Dry ¦ SCG ¦ Hot-Dry | Res Building Standards - Hot-Dry | 1 | 1 | 0.045 | Default | 0 | 2012 | 1 | SWAP008-02 and -03
RES-WHOLEBLG-13.17 | Res ¦ Res All-Electric Homes - Cold ¦ SCG ¦ Cold | Res ¦ Res All-Electric Homes - Cold | SCG ¦ Cold | SCG | All | Electric & Gas | Res All-Electric Homes | Efficient |  |  | 0 | Conventional | WholeBlg | Res - Single Family | Res | NEW Only | 0 | Residential Households | household | 18 | DEER:HVAC_Eff_HP | -771.3674 | -0.80105 | -171.106 | SWAP008-02 and -03 | 8244.8622 | 2026 | 2.8548 | 2026 | 0 | -341.4393 | SWAP008-02 and -03 | Res Building Standards - Cold ¦ SCG ¦ Cold | Res Building Standards - Cold | 1 | 1 | 0.045 | Default | 0 | 2012 | 1 | SWAP008-02 and -03
RES-WHOLEBLG-13.18 | Res ¦ Res All-Electric Homes - Cold ¦ SCG ¦ Cold | Res ¦ Res All-Electric Homes - Cold | SCG ¦ Cold | SCG | All | Electric & Gas | Res All-Electric Homes | Efficient |  |  | 0 | Conventional | WholeBlg | Res - Multi Family | Res | NEW Only | 0 | Residential Households | household | 18 | DEER:HVAC_Eff_HP | -1151.3855 | -0.094224 | -225.2776 | SWAP008-02 and -03 | 9572.3951 | 2026 | 31.4357 | 2026 | 0 | -698.5861 | SWAP008-02 and -03 | Res Building Standards - Cold ¦ SCG ¦ Cold | Res Building Standards - Cold | 1 | 1 | 0.045 | Default | 0 | 2012 | 1 | SWAP008-02 and -03
RES-WHOLEBLG-13.19 | Res ¦ Res All-Electric Homes - Marine ¦ SDG&E ¦ Marine | Res ¦ Res All-Electric Homes - Marine | SDG&E ¦ Marine | SDG&E | All | Electric & Gas | Res All-Electric Homes | Efficient |  |  | 0 | Conventional | WholeBlg | Res - Single Family | Res | NEW Only | 0 | Residential Households | household | 18 | DEER:HVAC_Eff_HP | -456.6223 | -0.492 | -149.9712 | SWAP008-02 and -03 | 14331.9229 | 2026 | -66.4002 | 2026 | 0 | -545.9071 | SWAP008-02 and -03 | Res Building Standards - Marine ¦ SDG&E ¦ Marine | Res Building Standards - Marine | 1 | 1 | 0.045 | Default | 0 | 2012 | 1 | SWAP008-02 and -03
RES-WHOLEBLG-13.20 | Res ¦ Res All-Electric Homes - Marine ¦ SDG&E ¦ Marine | Res ¦ Res All-Electric Homes - Marine | SDG&E ¦ Marine | SDG&E | All | Electric & Gas | Res All-Electric Homes | Efficient |  |  | 0 | Conventional | WholeBlg | Res - Multi Family | Res | NEW Only | 0 | Residential Households | household | 18 | DEER:HVAC_Eff_HP | -1456.1371 | 0.097358 | -173.4725 | SWAP008-02 and -03 | 11593.7012 | 2026 | 93.1903 | 2026 | 0 | -658.8387 | SWAP008-02 and -03 | Res Building Standards - Marine ¦ SDG&E ¦ Marine | Res Building Standards - Marine | 1 | 1 | 0.045 | Default | 0 | 2012 | 1 | SWAP008-02 and -03
RES-WHOLEBLG-13.21 | Res ¦ Res All-Electric Homes - Hot-Dry ¦ SDG&E ¦ Hot-Dry | Res ¦ Res All-Electric Homes - Hot-Dry | SDG&E ¦ Hot-Dry | SDG&E | All | Electric & Gas | Res All-Electric Homes | Efficient |  |  | 0 | Conventional | WholeBlg | Res - Single Family | Res | NEW Only | 0 | Residential Households | household | 18 | DEER:HVAC_Eff_HP | -458.8116 | -0.61391 | -148.3801 | SWAP008-02 and -03 | 12102.9202 | 2026 | -20.2302 | 2026 | 0 | -452.9408 | SWAP008-02 and -03 | Res Building Standards - Hot-Dry ¦ SDG&E ¦ Hot-Dry | Res Building Standards - Hot-Dry | 1 | 1 | 0.045 | Default | 0 | 2012 | 1 | SWAP008-02 and -03
RES-WHOLEBLG-13.22 | Res ¦ Res All-Electric Homes - Hot-Dry ¦ SDG&E ¦ Hot-Dry | Res ¦ Res All-Electric Homes - Hot-Dry | SDG&E ¦ Hot-Dry | SDG&E | All | Electric & Gas | Res All-Electric Homes | Efficient |  |  | 0 | Conventional | WholeBlg | Res - Multi Family | Res | NEW Only | 0 | Residential Households | household | 18 | DEER:HVAC_Eff_HP | -1350.506 | 0.044449 | -173.7557 | SWAP008-02 and -03 | 10827.4203 | 2026 | 93.1903 | 2026 | 0 | -652.7579 | SWAP008-02 and -03 | Res Building Standards - Hot-Dry ¦ SDG&E ¦ Hot-Dry | Res Building Standards - Hot-Dry | 1 | 1 | 0.045 | Default | 0 | 2012 | 1 | SWAP008-02 and -03
RES-APPPLUG-FS-30-ZEAS.1 | Res ¦ Code Level Gas Pool Heater - ZEAS 2030 ¦ PG&E ¦ All | Res ¦ Code Level Gas Pool Heater - ZEAS 2030 | PG&E ¦ All | PG&E | All | Electric & Gas | Standard efficiency natural gas pool heater | Average Existing and Code |  |  | 1 | Conventional | AppPlug | Res - Single Family | Res | ROB and NEW | 0 | Residential Households | pool heater | 20 | DEER:RefgFrzr_Recyc-UnConditioned | 0 | 0 | 0 | eTRM SWRE005-04 | 4031.735 | 2024 | 3339.62 | 2024 | 0 | 0 | eTRM SWRE005-04 | Res Pool Heaters - ZEAS 2030 ¦ PG&E ¦ All | Res Pool Heaters - ZEAS 2030 | 0.029425 | 1 | 1 | RASS 2019 | 0 | 2012 | 0.55 | SWRE005-04
RES-APPPLUG-FS-30-ZEAS.2 | Res ¦ Code Level Gas Pool Heater - ZEAS 2030 ¦ PG&E ¦ All | Res ¦ Code Level Gas Pool Heater - ZEAS 2030 | PG&E ¦ All | PG&E | All | Electric & Gas | Standard efficiency natural gas pool heater | Average Existing and Code |  |  | 1 | Conventional | AppPlug | Res - Multi Family | Res | ROB and NEW | 0 | Residential Households | pool heater | 20 | DEER:RefgFrzr_Recyc-UnConditioned | 0 | 0 | 0 | eTRM SWRE005-04 | 4031.735 | 2024 | 3339.62 | 2024 | 0 | 0 | eTRM SWRE005-04 | Res Pool Heaters - ZEAS 2030 ¦ PG&E ¦ All | Res Pool Heaters - ZEAS 2030 | 0.0052611 | 1 | 1 | RASS 2019 | 0 | 2012 | 0.55 | SWRE005-04
RES-APPPLUG-FS-30-ZEAS.3 | Res ¦ Code Level Gas Pool Heater - ZEAS 2030 ¦ SCG ¦ All | Res ¦ Code Level Gas Pool Heater - ZEAS 2030 | SCG ¦ All | SCG | All | Electric & Gas | Standard efficiency natural gas pool heater | Average Existing and Code |  |  | 1 | Conventional | AppPlug | Res - Single Family | Res | ROB and NEW | 0 | Residential Households | pool heater | 20 | DEER:RefgFrzr_Recyc-UnConditioned | 0 | 0 | 0 | eTRM SWRE005-04 | 4031.735 | 2024 | 3339.62 | 2024 | 0 | 0 | eTRM SWRE005-04 | Res Pool Heaters - ZEAS 2030 ¦ SCG ¦ All | Res Pool Heaters - ZEAS 2030 | 0.064679 | 1 | 1 | RASS 2019 | 0 | 2012 | 0.55 | SWRE005-04
RES-APPPLUG-FS-30-ZEAS.4 | Res ¦ Code Level Gas Pool Heater - ZEAS 2030 ¦ SCG ¦ All | Res ¦ Code Level Gas Pool Heater - ZEAS 2030 | SCG ¦ All | SCG | All | Electric & Gas | Standard efficiency natural gas pool heater | Average Existing and Code |  |  | 1 | Conventional | AppPlug | Res - Multi Family | Res | ROB and NEW | 0 | Residential Households | pool heater | 20 | DEER:RefgFrzr_Recyc-UnConditioned | 0 | 0 | 0 | eTRM SWRE005-04 | 4031.735 | 2024 | 3339.62 | 2024 | 0 | 0 | eTRM SWRE005-04 | Res Pool Heaters - ZEAS 2030 ¦ SCG ¦ All | Res Pool Heaters - ZEAS 2030 | 0.0077138 | 1 | 1 | RASS 2019 | 0 | 2012 | 0.55 | SWRE005-04
RES-APPPLUG-FS-30-ZEAS.5 | Res ¦ Code Level Gas Pool Heater - ZEAS 2030 ¦ SDG&E ¦ All | Res ¦ Code Level Gas Pool Heater - ZEAS 2030 | SDG&E ¦ All | SDG&E | All | Electric & Gas | Standard efficiency natural gas pool heater | Average Existing and Code |  |  | 1 | Conventional | AppPlug | Res - Single Family | Res | ROB and NEW | 0 | Residential Households | pool heater | 20 | DEER:RefgFrzr_Recyc-UnConditioned | 0 | 0 | 0 | eTRM SWRE005-04 | 4031.735 | 2024 | 3339.62 | 2024 | 0 | 0 | eTRM SWRE005-04 | Res Pool Heaters - ZEAS 2030 ¦ SDG&E ¦ All | Res Pool Heaters - ZEAS 2030 | 0.045218 | 1 | 1 | RASS 2019 | 0 | 2012 | 0.55 | SWRE005-04
RES-APPPLUG-FS-30-ZEAS.6 | Res ¦ Code Level Gas Pool Heater - ZEAS 2030 ¦ SDG&E ¦ All | Res ¦ Code Level Gas Pool Heater - ZEAS 2030 | SDG&E ¦ All | SDG&E | All | Electric & Gas | Standard efficiency natural gas pool heater | Average Existing and Code |  |  | 1 | Conventional | AppPlug | Res - Multi Family | Res | ROB and NEW | 0 | Residential Households | pool heater | 20 | DEER:RefgFrzr_Recyc-UnConditioned | 0 | 0 | 0 | eTRM SWRE005-04 | 4031.735 | 2024 | 3339.62 | 2024 | 0 | 0 | eTRM SWRE005-04 | Res Pool Heaters - ZEAS 2030 ¦ SDG&E ¦ All | Res Pool Heaters - ZEAS 2030 | 0.037658 | 1 | 1 | RASS 2019 | 0 | 2012 | 0.55 | SWRE005-04
RES-APPPLUG-FS-31-ZEAS.1 | Res ¦ Efficient Gas Pool Heater - ZEAS 2030 ¦ PG&E ¦ All | Res ¦ Efficient Gas Pool Heater - ZEAS 2030 | PG&E ¦ All | PG&E | All | Electric & Gas | Efficient (tier 1) gas pool heater | Efficient |  | 2030 | 1 | Conventional | AppPlug | Res - Single Family | Res | ROB and NEW | 0 | Residential Households | pool heater | 10 | DEER:Indoor_CFL_Ltg | 0 | 0 | -33 | eTRM SWRE004-04 | 4210.735 | 2024 | 3339.62 | 2024 | 0 | 0 | eTRM SWRE004-04 | Res Pool Heaters - ZEAS 2030 ¦ PG&E ¦ All | Res Pool Heaters - ZEAS 2030 | 0.029425 | 1 | 0 | RASS 2019 | 0 | 2012 | 0.55 | SWRE004-04
RES-APPPLUG-FS-31-ZEAS.2 | Res ¦ Efficient Gas Pool Heater - ZEAS 2030 ¦ SCG ¦ All | Res ¦ Efficient Gas Pool Heater - ZEAS 2030 | SCG ¦ All | SCG | All | Electric & Gas | Efficient (tier 1) gas pool heater | Efficient |  | 2030 | 1 | Conventional | AppPlug | Res - Single Family | Res | ROB and NEW | 0 | Residential Households | pool heater | 10 | DEER:Indoor_CFL_Ltg | 0 | 0 | -9 | eTRM SWRE004-04 | 4210.735 | 2024 | 3339.62 | 2024 | 0 | 0 | eTRM SWRE004-04 | Res Pool Heaters - ZEAS 2030 ¦ SCG ¦ All | Res Pool Heaters - ZEAS 2030 | 0.064679 | 1 | 0 | RASS 2019 | 0 | 2012 | 0.55 | SWRE004-04
RES-APPPLUG-FS-31-ZEAS.3 | Res ¦ Efficient Gas Pool Heater - ZEAS 2030 ¦ SDG&E ¦ All | Res ¦ Efficient Gas Pool Heater - ZEAS 2030 | SDG&E ¦ All | SDG&E | All | Electric & Gas | Efficient (tier 1) gas pool heater | Efficient |  | 2030 | 1 | Conventional | AppPlug | Res - Single Family | Res | ROB and NEW | 0 | Residential Households | pool heater | 10 | DEER:Indoor_CFL_Ltg | 0 | 0 | -15 | eTRM SWRE004-04 | 4210.735 | 2024 | 3339.62 | 2024 | 0 | 0 | eTRM SWRE004-04 | Res Pool Heaters - ZEAS 2030 ¦ SDG&E ¦ All | Res Pool Heaters - ZEAS 2030 | 0.045218 | 1 | 0 | RASS 2019 | 0 | 2012 | 0.55 | SWRE004-04
RES-APPPLUG-FS-32-ZEAS.1 | Res ¦ Heat Pump Pool Heater - Fuel Sub - ZEAS 2030 ¦ PG&E ¦ All | Res ¦ Heat Pump Pool Heater - Fuel Sub - ZEAS 2030 | PG&E ¦ All | PG&E | All | Electric & Gas | Efficient heat pump pool heater | Efficient | 2030 |  | 1 | Conventional | AppPlug | Res - Single Family | Res | ROB Only | 1 | Residential Households | pool heater | 20 | DEER:RefgFrzr_Recyc-UnConditioned | 2520 | 0 | -514 | eTRM SWRE005-04 | 5547.96 | 2024 | 3339.62 | 2024 | 0 | -844.41 | eTRM SWRE005-04 | Res Pool Heaters - ZEAS 2030 ¦ PG&E ¦ All | Res Pool Heaters - ZEAS 2030 | 0.029425 | 1 | 0 | RASS 2019 | 0 | 2012 | 1 | SWRE005-04
RES-APPPLUG-FS-32-ZEAS.2 | Res ¦ Heat Pump Pool Heater - Fuel Sub - ZEAS 2030 ¦ PG&E ¦ All | Res ¦ Heat Pump Pool Heater - Fuel Sub - ZEAS 2030 | PG&E ¦ All | PG&E | All | Electric & Gas | Efficient heat pump pool heater | Efficient | 2030 |  | 1 | Conventional | AppPlug | Res - Multi Family | Res | ROB Only | 1 | Residential Households | pool heater | 20 | DEER:RefgFrzr_Recyc-UnConditioned | 4140 | 0 | -843 | eTRM SWRE005-04 | 5547.96 | 2024 | 3339.62 | 2024 | 0 | -844.41 | eTRM SWRE005-04 | Res Pool Heaters - ZEAS 2030 ¦ PG&E ¦ All | Res Pool Heaters - ZEAS 2030 | 0.0052611 | 1 | 0 | RASS 2019 | 0 | 2012 | 1 | SWRE005-04
RES-APPPLUG-FS-32-ZEAS.3 | Res ¦ Heat Pump Pool Heater - Fuel Sub - ZEAS 2030 ¦ SCG ¦ All | Res ¦ Heat Pump Pool Heater - Fuel Sub - ZEAS 2030 | SCG ¦ All | SCG | All | Electric & Gas | Efficient heat pump pool heater | Efficient | 2030 |  | 1 | Conventional | AppPlug | Res - Single Family | Res | ROB Only | 1 | Residential Households | pool heater | 20 | DEER:RefgFrzr_Recyc-UnConditioned | 670 | 0 | -136 | eTRM SWRE005-04 | 5547.96 | 2024 | 3339.62 | 2024 | 0 | -844.41 | eTRM SWRE005-04 | Res Pool Heaters - ZEAS 2030 ¦ SCG ¦ All | Res Pool Heaters - ZEAS 2030 | 0.064679 | 1 | 0 | RASS 2019 | 0 | 2012 | 1 | SWRE005-04
RES-APPPLUG-FS-32-ZEAS.4 | Res ¦ Heat Pump Pool Heater - Fuel Sub - ZEAS 2030 ¦ SCG ¦ All | Res ¦ Heat Pump Pool Heater - Fuel Sub - ZEAS 2030 | SCG ¦ All | SCG | All | Electric & Gas | Efficient heat pump pool heater | Efficient | 2030 |  | 1 | Conventional | AppPlug | Res - Multi Family | Res | ROB Only | 1 | Residential Households | pool heater | 20 | DEER:RefgFrzr_Recyc-UnConditioned | 1090 | 0 | -222 | eTRM SWRE005-04 | 5547.96 | 2024 | 3339.62 | 2024 | 0 | -844.41 | eTRM SWRE005-04 | Res Pool Heaters - ZEAS 2030 ¦ SCG ¦ All | Res Pool Heaters - ZEAS 2030 | 0.0077138 | 1 | 0 | RASS 2019 | 0 | 2012 | 1 | SWRE005-04
RES-APPPLUG-FS-32-ZEAS.5 | Res ¦ Heat Pump Pool Heater - Fuel Sub - ZEAS 2030 ¦ SDG&E ¦ All | Res ¦ Heat Pump Pool Heater - Fuel Sub - ZEAS 2030 | SDG&E ¦ All | SDG&E | All | Electric & Gas | Efficient heat pump pool heater | Efficient | 2030 |  | 1 | Conventional | AppPlug | Res - Single Family | Res | ROB Only | 1 | Residential Households | pool heater | 20 | DEER:RefgFrzr_Recyc-UnConditioned | 971 | 0 | -206 | eTRM SWRE005-04 | 5547.96 | 2024 | 3339.62 | 2024 | 0 | -844.41 | eTRM SWRE005-04 | Res Pool Heaters - ZEAS 2030 ¦ SDG&E ¦ All | Res Pool Heaters - ZEAS 2030 | 0.045218 | 1 | 0 | RASS 2019 | 0 | 2012 | 1 | SWRE005-04
RES-APPPLUG-FS-32-ZEAS.6 | Res ¦ Heat Pump Pool Heater - Fuel Sub - ZEAS 2030 ¦ SDG&E ¦ All | Res ¦ Heat Pump Pool Heater - Fuel Sub - ZEAS 2030 | SDG&E ¦ All | SDG&E | All | Electric & Gas | Efficient heat pump pool heater | Efficient | 2030 |  | 1 | Conventional | AppPlug | Res - Multi Family | Res | ROB Only | 1 | Residential Households | pool heater | 20 | DEER:RefgFrzr_Recyc-UnConditioned | 1590 | 0 | -337 | eTRM SWRE005-04 | 5547.96 | 2024 | 3339.62 | 2024 | 0 | -844.41 | eTRM SWRE005-04 | Res Pool Heaters - ZEAS 2030 ¦ SDG&E ¦ All | Res Pool Heaters - ZEAS 2030 | 0.037658 | 1 | 0 | RASS 2019 | 0 | 2012 | 1 | SWRE005-04
RES-HVAC-FS-10-ZEAS.1 | Res ¦ Code HVAC System Furnace (TE 80%) and AC (SEER2 14.3) - ZEAS 2030 - Marine ¦ PG&E ¦ Marine | Res ¦ Code HVAC System Furnace (TE 80%) and AC (SEER2 14.3) - ZEAS 2030 - Marine | PG&E ¦ Marine | PG&E | All | Electric & Gas | Code HVAC System Furnace (TE 80%) and AC (SEER2 14.3) | Average Existing and Code |  | 2030 | 1 | Conventional | HVAC | Res - Single Family | Res | ROB and NEW | 0 | Residential Households | Cap-Tons | 23 | DEER:HVAC_Eff_AC | 0 | 0 | 0 | SWHC045-04 | 1305.3 | 2024 | 499.52 | 2024 | 0 | 0 | SWHC045-04 | Res Central HVAC System - Fuel Sub - ZEAS 2030 - Marine ¦ PG&E ¦ Marine | Res Central HVAC System - Fuel Sub - ZEAS 2030 - Marine | 0.58283 | 0.47 | 1 | RASS 2019 | 0 | 2012 | 1 | SWHC045
RES-HVAC-FS-10-ZEAS.2 | Res ¦ Code HVAC System Furnace (TE 80%) and AC (SEER2 14.3) - ZEAS 2030 - Marine ¦ PG&E ¦ Marine | Res ¦ Code HVAC System Furnace (TE 80%) and AC (SEER2 14.3) - ZEAS 2030 - Marine | PG&E ¦ Marine | PG&E | All | Electric & Gas | Code HVAC System Furnace (TE 80%) and AC (SEER2 14.3) | Average Existing and Code |  | 2030 | 1 | Conventional | HVAC | Res - Multi Family | Res | ROB and NEW | 0 | Residential Households | Cap-Tons | 23 | DEER:HVAC_Eff_AC | 0 | 0 | 0 | SWHC045-04 | 1305.3 | 2024 | 499.52 | 2024 | 0 | 0 | SWHC045-04 | Res Central HVAC System - Fuel Sub - ZEAS 2030 - Marine ¦ PG&E ¦ Marine | Res Central HVAC System - Fuel Sub - ZEAS 2030 - Marine | 0.066794 | 0.47 | 1 | RASS 2019 | 0 | 2012 | 1 | SWHC045
RES-HVAC-FS-10-ZEAS.3 | Res ¦ Code HVAC System Furnace (TE 80%) and AC (SEER2 14.3) - ZEAS 2030 - Hot-Dry ¦ PG&E ¦ Hot-Dry | Res ¦ Code HVAC System Furnace (TE 80%) and AC (SEER2 14.3) - ZEAS 2030 - Hot-Dry | PG&E ¦ Hot-Dry | PG&E | All | Electric & Gas | Code HVAC System Furnace (TE 80%) and AC (SEER2 14.3) | Average Existing and Code |  | 2030 | 1 | Conventional | HVAC | Res - Single Family | Res | ROB and NEW | 0 | Residential Households | Cap-Tons | 23 | DEER:HVAC_Eff_AC | 0 | 0 | 0 | SWHC045-04 | 1305.3 | 2024 | 499.52 | 2024 | 0 | 0 | SWHC045-04 | Res Central HVAC System - Fuel Sub - ZEAS 2030 - Hot-Dry ¦ PG&E ¦ Hot-Dry | Res Central HVAC System - Fuel Sub - ZEAS 2030 - Hot-Dry | 1.0532 | 0.47 | 1 | RASS 2019 | 0 | 2012 | 1 | SWHC045
RES-HVAC-FS-10-ZEAS.4 | Res ¦ Code HVAC System Furnace (TE 80%) and AC (SEER2 14.3) - ZEAS 2030 - Hot-Dry ¦ PG&E ¦ Hot-Dry | Res ¦ Code HVAC System Furnace (TE 80%) and AC (SEER2 14.3) - ZEAS 2030 - Hot-Dry | PG&E ¦ Hot-Dry | PG&E | All | Electric & Gas | Code HVAC System Furnace (TE 80%) and AC (SEER2 14.3) | Average Existing and Code |  | 2030 | 1 | Conventional | HVAC | Res - Multi Family | Res | ROB and NEW | 0 | Residential Households | Cap-Tons | 23 | DEER:HVAC_Eff_AC | 0 | 0 | 0 | SWHC045-04 | 1305.3 | 2024 | 499.52 | 2024 | 0 | 0 | SWHC045-04 | Res Central HVAC System - Fuel Sub - ZEAS 2030 - Hot-Dry ¦ PG&E ¦ Hot-Dry | Res Central HVAC System - Fuel Sub - ZEAS 2030 - Hot-Dry | 0.2441 | 0.47 | 1 | RASS 2019 | 0 | 2012 | 1 | SWHC045
RES-HVAC-FS-10-ZEAS.5 | Res ¦ Code HVAC System Furnace (TE 80%) and AC (SEER2 14.3) - ZEAS 2030 - Cold ¦ PG&E ¦ Cold | Res ¦ Code HVAC System Furnace (TE 80%) and AC (SEER2 14.3) - ZEAS 2030 - Cold | PG&E ¦ Cold | PG&E | All | Electric & Gas | Code HVAC System Furnace (TE 80%) and AC (SEER2 14.3) | Average Existing and Code |  | 2030 | 1 | Conventional | HVAC | Res - Single Family | Res | ROB and NEW | 0 | Residential Households | Cap-Tons | 23 | DEER:HVAC_Eff_AC | 0 | 0 | 0 | SWHC045-04 | 1305.3 | 2024 | 499.52 | 2024 | 0 | 0 | SWHC045-04 | Res Central HVAC System - Fuel Sub - ZEAS 2030 - Cold ¦ PG&E ¦ Cold | Res Central HVAC System - Fuel Sub - ZEAS 2030 - Cold | 0.23165 | 0.47 | 1 | RASS 2019 | 0 | 2012 | 1 | SWHC045
RES-HVAC-FS-10-ZEAS.6 | Res ¦ Code HVAC System Furnace (TE 80%) and AC (SEER2 14.3) - ZEAS 2030 - Cold ¦ PG&E ¦ Cold | Res ¦ Code HVAC System Furnace (TE 80%) and AC (SEER2 14.3) - ZEAS 2030 - Cold | PG&E ¦ Cold | PG&E | All | Electric & Gas | Code HVAC System Furnace (TE 80%) and AC (SEER2 14.3) | Average Existing and Code |  | 2030 | 1 | Conventional | HVAC | Res - Multi Family | Res | ROB and NEW | 0 | Residential Households | Cap-Tons | 23 | DEER:HVAC_Eff_AC | 0 | 0 | 0 | SWHC045-04 | 1305.3 | 2024 | 499.52 | 2024 | 0 | 0 | SWHC045-04 | Res Central HVAC System - Fuel Sub - ZEAS 2030 - Cold ¦ PG&E ¦ Cold | Res Central HVAC System - Fuel Sub - ZEAS 2030 - Cold | 0.060679 | 0.47 | 1 | RASS 2019 | 0 | 2012 | 1 | SWHC045
RES-HVAC-FS-10-ZEAS.7 | Res ¦ Code HVAC System Furnace (TE 80%) and AC (SEER2 14.3) - ZEAS 2030 - Marine ¦ SCG ¦ Marine | Res ¦ Code HVAC System Furnace (TE 80%) and AC (SEER2 14.3) - ZEAS 2030 - Marine | SCG ¦ Marine | SCG | All | Electric & Gas | Code HVAC System Furnace (TE 80%) and AC (SEER2 14.3) | Average Existing and Code |  | 2030 | 1 | Conventional | HVAC | Res - Single Family | Res | ROB and NEW | 0 | Residential Households | Cap-Tons | 23 | DEER:HVAC_Eff_AC | 0 | 0 | 0 | SWHC045-04 | 1305.3 | 2024 | 499.52 | 2024 | 0 | 0 | SWHC045-04 | Res Central HVAC System - Fuel Sub - ZEAS 2030 - Marine ¦ SCG ¦ Marine | Res Central HVAC System - Fuel Sub - ZEAS 2030 - Marine | 0.94772 | 0.47 | 1 | RASS 2019 | 0 | 2012 | 1 | SWHC045
RES-HVAC-FS-10-ZEAS.8 | Res ¦ Code HVAC System Furnace (TE 80%) and AC (SEER2 14.3) - ZEAS 2030 - Marine ¦ SCG ¦ Marine | Res ¦ Code HVAC System Furnace (TE 80%) and AC (SEER2 14.3) - ZEAS 2030 - Marine | SCG ¦ Marine | SCG | All | Electric & Gas | Code HVAC System Furnace (TE 80%) and AC (SEER2 14.3) | Average Existing and Code |  | 2030 | 1 | Conventional | HVAC | Res - Multi Family | Res | ROB and NEW | 0 | Residential Households | Cap-Tons | 23 | DEER:HVAC_Eff_AC | 0 | 0 | 0 | SWHC045-04 | 1305.3 | 2024 | 499.52 | 2024 | 0 | 0 | SWHC045-04 | Res Central HVAC System - Fuel Sub - ZEAS 2030 - Marine ¦ SCG ¦ Marine | Res Central HVAC System - Fuel Sub - ZEAS 2030 - Marine | 0.19192 | 0.47 | 1 | RASS 2019 | 0 | 2012 | 1 | SWHC045
RES-HVAC-FS-10-ZEAS.9 | Res ¦ Code HVAC System Furnace (TE 80%) and AC (SEER2 14.3) - ZEAS 2030 - Hot-Dry ¦ SCG ¦ Hot-Dry | Res ¦ Code HVAC System Furnace (TE 80%) and AC (SEER2 14.3) - ZEAS 2030 - Hot-Dry | SCG ¦ Hot-Dry | SCG | All | Electric & Gas | Code HVAC System Furnace (TE 80%) and AC (SEER2 14.3) | Average Existing and Code |  | 2030 | 1 | Conventional | HVAC | Res - Single Family | Res | ROB and NEW | 0 | Residential Households | Cap-Tons | 23 | DEER:HVAC_Eff_AC | 0 | 0 | 0 | SWHC045-04 | 1305.3 | 2024 | 499.52 | 2024 | 0 | 0 | SWHC045-04 | Res Central HVAC System - Fuel Sub - ZEAS 2030 - Hot-Dry ¦ SCG ¦ Hot-Dry | Res Central HVAC System - Fuel Sub - ZEAS 2030 - Hot-Dry | 1.5905 | 0.47 | 1 | RASS 2019 | 0 | 2012 | 1 | SWHC045
RES-HVAC-FS-10-ZEAS.10 | Res ¦ Code HVAC System Furnace (TE 80%) and AC (SEER2 14.3) - ZEAS 2030 - Hot-Dry ¦ SCG ¦ Hot-Dry | Res ¦ Code HVAC System Furnace (TE 80%) and AC (SEER2 14.3) - ZEAS 2030 - Hot-Dry | SCG ¦ Hot-Dry | SCG | All | Electric & Gas | Code HVAC System Furnace (TE 80%) and AC (SEER2 14.3) | Average Existing and Code |  | 2030 | 1 | Conventional | HVAC | Res - Multi Family | Res | ROB and NEW | 0 | Residential Households | Cap-Tons | 23 | DEER:HVAC_Eff_AC | 0 | 0 | 0 | SWHC045-04 | 1305.3 | 2024 | 499.52 | 2024 | 0 | 0 | SWHC045-04 | Res Central HVAC System - Fuel Sub - ZEAS 2030 - Hot-Dry ¦ SCG ¦ Hot-Dry | Res Central HVAC System - Fuel Sub - ZEAS 2030 - Hot-Dry | 0.22921 | 0.47 | 1 | RASS 2019 | 0 | 2012 | 1 | SWHC045
RES-HVAC-FS-10-ZEAS.11 | Res ¦ Code HVAC System Furnace (TE 80%) and AC (SEER2 14.3) - ZEAS 2030 - Cold ¦ SCG ¦ Cold | Res ¦ Code HVAC System Furnace (TE 80%) and AC (SEER2 14.3) - ZEAS 2030 - Cold | SCG ¦ Cold | SCG | All | Electric & Gas | Code HVAC System Furnace (TE 80%) and AC (SEER2 14.3) | Average Existing and Code |  | 2030 | 1 | Conventional | HVAC | Res - Single Family | Res | ROB and NEW | 0 | Residential Households | Cap-Tons | 23 | DEER:HVAC_Eff_AC | 0 | 0 | 0 | SWHC045-04 | 1305.3 | 2024 | 499.52 | 2024 | 0 | 0 | SWHC045-04 | Res Central HVAC System - Fuel Sub - ZEAS 2030 - Cold ¦ SCG ¦ Cold | Res Central HVAC System - Fuel Sub - ZEAS 2030 - Cold | 1.969 | 0.47 | 1 | RASS 2019 | 0 | 2012 | 1 | SWHC045
RES-HVAC-FS-10-ZEAS.12 | Res ¦ Code HVAC System Furnace (TE 80%) and AC (SEER2 14.3) - ZEAS 2030 - Cold ¦ SCG ¦ Cold | Res ¦ Code HVAC System Furnace (TE 80%) and AC (SEER2 14.3) - ZEAS 2030 - Cold | SCG ¦ Cold | SCG | All | Electric & Gas | Code HVAC System Furnace (TE 80%) and AC (SEER2 14.3) | Average Existing and Code |  | 2030 | 1 | Conventional | HVAC | Res - Multi Family | Res | ROB and NEW | 0 | Residential Households | Cap-Tons | 23 | DEER:HVAC_Eff_AC | 0 | 0 | 0 | SWHC045-04 | 1305.3 | 2024 | 499.52 | 2024 | 0 | 0 | SWHC045-04 | Res Central HVAC System - Fuel Sub - ZEAS 2030 - Cold ¦ SCG ¦ Cold | Res Central HVAC System - Fuel Sub - ZEAS 2030 - Cold | 0.060679 | 0.47 | 1 | RASS 2019 | 0 | 2012 | 1 | SWHC045
RES-HVAC-FS-10-ZEAS.13 | Res ¦ Code HVAC System Furnace (TE 80%) and AC (SEER2 14.3) - ZEAS 2030 - Marine ¦ SDG&E ¦ Marine | Res ¦ Code HVAC System Furnace (TE 80%) and AC (SEER2 14.3) - ZEAS 2030 - Marine | SDG&E ¦ Marine | SDG&E | All | Electric & Gas | Code HVAC System Furnace (TE 80%) and AC (SEER2 14.3) | Average Existing and Code |  | 2030 | 1 | Conventional | HVAC | Res - Single Family | Res | ROB and NEW | 0 | Residential Households | Cap-Tons | 23 | DEER:HVAC_Eff_AC | 0 | 0 | 0 | SWHC045-04 | 1305.3 | 2024 | 499.52 | 2024 | 0 | 0 | SWHC045-04 | Res Central HVAC System - Fuel Sub - ZEAS 2030 - Marine ¦ SDG&E ¦ Marine | Res Central HVAC System - Fuel Sub - ZEAS 2030 - Marine | 1.9303 | 0.47 | 1 | RASS 2019 | 0 | 2012 | 1 | SWHC045
RES-HVAC-FS-10-ZEAS.14 | Res ¦ Code HVAC System Furnace (TE 80%) and AC (SEER2 14.3) - ZEAS 2030 - Marine ¦ SDG&E ¦ Marine | Res ¦ Code HVAC System Furnace (TE 80%) and AC (SEER2 14.3) - ZEAS 2030 - Marine | SDG&E ¦ Marine | SDG&E | All | Electric & Gas | Code HVAC System Furnace (TE 80%) and AC (SEER2 14.3) | Average Existing and Code |  | 2030 | 1 | Conventional | HVAC | Res - Multi Family | Res | ROB and NEW | 0 | Residential Households | Cap-Tons | 23 | DEER:HVAC_Eff_AC | 0 | 0 | 0 | SWHC045-04 | 1305.3 | 2024 | 499.52 | 2024 | 0 | 0 | SWHC045-04 | Res Central HVAC System - Fuel Sub - ZEAS 2030 - Marine ¦ SDG&E ¦ Marine | Res Central HVAC System - Fuel Sub - ZEAS 2030 - Marine | 0.39508 | 0.47 | 1 | RASS 2019 | 0 | 2012 | 1 | SWHC045
RES-HVAC-FS-10-ZEAS.15 | Res ¦ Code HVAC System Furnace (TE 80%) and AC (SEER2 14.3) - ZEAS 2030 - Hot-Dry ¦ SDG&E ¦ Hot-Dry | Res ¦ Code HVAC System Furnace (TE 80%) and AC (SEER2 14.3) - ZEAS 2030 - Hot-Dry | SDG&E ¦ Hot-Dry | SDG&E | All | Electric & Gas | Code HVAC System Furnace (TE 80%) and AC (SEER2 14.3) | Average Existing and Code |  | 2030 | 1 | Conventional | HVAC | Res - Single Family | Res | ROB and NEW | 0 | Residential Households | Cap-Tons | 23 | DEER:HVAC_Eff_AC | 0 | 0 | 0 | SWHC045-04 | 1305.3 | 2024 | 499.52 | 2024 | 0 | 0 | SWHC045-04 | Res Central HVAC System - Fuel Sub - ZEAS 2030 - Hot-Dry ¦ SDG&E ¦ Hot-Dry | Res Central HVAC System - Fuel Sub - ZEAS 2030 - Hot-Dry | 1.1703 | 0.47 | 1 | RASS 2019 | 0 | 2012 | 1 | SWHC045
RES-HVAC-FS-10-ZEAS.16 | Res ¦ Code HVAC System Furnace (TE 80%) and AC (SEER2 14.3) - ZEAS 2030 - Hot-Dry ¦ SDG&E ¦ Hot-Dry | Res ¦ Code HVAC System Furnace (TE 80%) and AC (SEER2 14.3) - ZEAS 2030 - Hot-Dry | SDG&E ¦ Hot-Dry | SDG&E | All | Electric & Gas | Code HVAC System Furnace (TE 80%) and AC (SEER2 14.3) | Average Existing and Code |  | 2030 | 1 | Conventional | HVAC | Res - Multi Family | Res | ROB and NEW | 0 | Residential Households | Cap-Tons | 23 | DEER:HVAC_Eff_AC | 0 | 0 | 0 | SWHC045-04 | 1305.3 | 2024 | 499.52 | 2024 | 0 | 0 | SWHC045-04 | Res Central HVAC System - Fuel Sub - ZEAS 2030 - Hot-Dry ¦ SDG&E ¦ Hot-Dry | Res Central HVAC System - Fuel Sub - ZEAS 2030 - Hot-Dry | 0.14814 | 0.47 | 1 | RASS 2019 | 0 | 2012 | 1 | SWHC045
RES-HVAC-FS-11-ZEAS.1 | Res ¦ Efficient HVAC System Furnace (AFUE 95) and AC (SEER2 15.2) - ZEAS 2030 - Marine ¦ PG&E ¦ Marine | Res ¦ Efficient HVAC System Furnace (AFUE 95) and AC (SEER2 15.2) - ZEAS 2030 - Marine | PG&E ¦ Marine | PG&E | All | Electric & Gas | Efficient HVAC System Furnace (AFUE 95) and AC (SEER2 15.2) | Efficient |  | 2030 | 1 | Conventional | HVAC | Res - Single Family | Res | ROB and NEW | 0 | Residential Households | Cap-Tons | 23 | DEER:HVAC_Eff_AC | -49.8488 | -0.07269 | -1.3947 | SWHC031-04, SWHC049-06 | 1848.8625 | 2022 | 499.52 | 2022 | 0 | 0 | SWHC031-04, SWHC049-06 | Res Central HVAC System - Fuel Sub - ZEAS 2030 - Marine ¦ PG&E ¦ Marine | Res Central HVAC System - Fuel Sub - ZEAS 2030 - Marine | 0.58283 | 0.47 | 0 | RASS 2019 | 342.1948 | 2032 | 1 | SWHC031 (furnace), SWHC049 (AC)
RES-HVAC-FS-11-ZEAS.2 | Res ¦ Efficient HVAC System Furnace (AFUE 95) and AC (SEER2 15.2) - ZEAS 2030 - Marine ¦ PG&E ¦ Marine | Res ¦ Efficient HVAC System Furnace (AFUE 95) and AC (SEER2 15.2) - ZEAS 2030 - Marine | PG&E ¦ Marine | PG&E | All | Electric & Gas | Efficient HVAC System Furnace (AFUE 95) and AC (SEER2 15.2) | Efficient |  | 2030 | 1 | Conventional | HVAC | Res - Multi Family | Res | ROB and NEW | 0 | Residential Households | Cap-Tons | 23 | DEER:HVAC_Eff_AC | -64.7738 | -0.070125 | -0.72847 | SWHC031-04, SWHC049-06 | 1848.8625 | 2022 | 499.52 | 2022 | 0 | 0 | SWHC031-04, SWHC049-06 | Res Central HVAC System - Fuel Sub - ZEAS 2030 - Marine ¦ PG&E ¦ Marine | Res Central HVAC System - Fuel Sub - ZEAS 2030 - Marine | 0.066794 | 0.47 | 0 | RASS 2019 | 0 | 2012 | 1 | SWHC031 (furnace), SWHC049 (AC)
RES-HVAC-FS-11-ZEAS.3 | Res ¦ Efficient HVAC System Furnace (AFUE 95) and AC (SEER2 15.2) - ZEAS 2030 - Hot-Dry ¦ PG&E ¦ Hot-Dry | Res ¦ Efficient HVAC System Furnace (AFUE 95) and AC (SEER2 15.2) - ZEAS 2030 - Hot-Dry | PG&E ¦ Hot-Dry | PG&E | All | Electric & Gas | Efficient HVAC System Furnace (AFUE 95) and AC (SEER2 15.2) | Efficient |  | 2030 | 1 | Conventional | HVAC | Res - Single Family | Res | ROB and NEW | 0 | Residential Households | Cap-Tons | 23 | DEER:HVAC_Eff_AC | -70.2525 | -0.076995 | -2.1297 | SWHC031-04, SWHC049-06 | 1848.8625 | 2022 | 499.52 | 2022 | 0 | 0 | SWHC031-04, SWHC049-06 | Res Central HVAC System - Fuel Sub - ZEAS 2030 - Hot-Dry ¦ PG&E ¦ Hot-Dry | Res Central HVAC System - Fuel Sub - ZEAS 2030 - Hot-Dry | 1.0532 | 0.47 | 0 | RASS 2019 | 342.1948 | 2032 | 1 | SWHC031 (furnace), SWHC049 (AC)
RES-HVAC-FS-11-ZEAS.4 | Res ¦ Efficient HVAC System Furnace (AFUE 95) and AC (SEER2 15.2) - ZEAS 2030 - Hot-Dry ¦ PG&E ¦ Hot-Dry | Res ¦ Efficient HVAC System Furnace (AFUE 95) and AC (SEER2 15.2) - ZEAS 2030 - Hot-Dry | PG&E ¦ Hot-Dry | PG&E | All | Electric & Gas | Efficient HVAC System Furnace (AFUE 95) and AC (SEER2 15.2) | Efficient |  | 2030 | 1 | Conventional | HVAC | Res - Multi Family | Res | ROB and NEW | 0 | Residential Households | Cap-Tons | 23 | DEER:HVAC_Eff_AC | -60.8137 | -0.072896 | -0.71209 | SWHC031-04, SWHC049-06 | 1848.8625 | 2022 | 499.52 | 2022 | 0 | 0 | SWHC031-04, SWHC049-06 | Res Central HVAC System - Fuel Sub - ZEAS 2030 - Hot-Dry ¦ PG&E ¦ Hot-Dry | Res Central HVAC System - Fuel Sub - ZEAS 2030 - Hot-Dry | 0.2441 | 0.47 | 0 | RASS 2019 | 0 | 2012 | 1 | SWHC031 (furnace), SWHC049 (AC)
RES-HVAC-FS-11-ZEAS.5 | Res ¦ Efficient HVAC System Furnace (AFUE 95) and AC (SEER2 15.2) - ZEAS 2030 - Cold ¦ PG&E ¦ Cold | Res ¦ Efficient HVAC System Furnace (AFUE 95) and AC (SEER2 15.2) - ZEAS 2030 - Cold | PG&E ¦ Cold | PG&E | All | Electric & Gas | Efficient HVAC System Furnace (AFUE 95) and AC (SEER2 15.2) | Efficient |  | 2030 | 1 | Conventional | HVAC | Res - Single Family | Res | ROB and NEW | 0 | Residential Households | Cap-Tons | 23 | DEER:HVAC_Eff_AC | -133.4062 | -0.10671 | -1.2715 | SWHC031-04, SWHC049-06 | 1848.8625 | 2022 | 499.52 | 2022 | 0 | 0 | SWHC031-04, SWHC049-06 | Res Central HVAC System - Fuel Sub - ZEAS 2030 - Cold ¦ PG&E ¦ Cold | Res Central HVAC System - Fuel Sub - ZEAS 2030 - Cold | 0.23165 | 0.47 | 0 | RASS 2019 | 342.1948 | 2032 | 1 | SWHC031 (furnace), SWHC049 (AC)
RES-HVAC-FS-11-ZEAS.6 | Res ¦ Efficient HVAC System Furnace (AFUE 95) and AC (SEER2 15.2) - ZEAS 2030 - Cold ¦ PG&E ¦ Cold | Res ¦ Efficient HVAC System Furnace (AFUE 95) and AC (SEER2 15.2) - ZEAS 2030 - Cold | PG&E ¦ Cold | PG&E | All | Electric & Gas | Efficient HVAC System Furnace (AFUE 95) and AC (SEER2 15.2) | Efficient |  | 2030 | 1 | Conventional | HVAC | Res - Multi Family | Res | ROB and NEW | 0 | Residential Households | Cap-Tons | 23 | DEER:HVAC_Eff_AC | -144.0562 | -0.12396 | -0.97076 | SWHC031-04, SWHC049-06 | 1848.8625 | 2022 | 499.52 | 2022 | 0 | 0 | SWHC031-04, SWHC049-06 | Res Central HVAC System - Fuel Sub - ZEAS 2030 - Cold ¦ PG&E ¦ Cold | Res Central HVAC System - Fuel Sub - ZEAS 2030 - Cold | 0.060679 | 0.47 | 0 | RASS 2019 | 0 | 2012 | 1 | SWHC031 (furnace), SWHC049 (AC)
RES-HVAC-FS-11-ZEAS.7 | Res ¦ Efficient HVAC System Furnace (AFUE 95) and AC (SEER2 15.2) - ZEAS 2030 - Marine ¦ SCG ¦ Marine | Res ¦ Efficient HVAC System Furnace (AFUE 95) and AC (SEER2 15.2) - ZEAS 2030 - Marine | SCG ¦ Marine | SCG | All | Electric & Gas | Efficient HVAC System Furnace (AFUE 95) and AC (SEER2 15.2) | Efficient |  | 2030 | 1 | Conventional | HVAC | Res - Single Family | Res | ROB and NEW | 0 | Residential Households | Cap-Tons | 23 | DEER:HVAC_Eff_AC | -50.2238 | -0.039502 | -0.74261 | SWHC031-04, SWHC049-06 | 1848.8625 | 2022 | 499.52 | 2022 | 0 | 0 | SWHC031-04, SWHC049-06 | Res Central HVAC System - Fuel Sub - ZEAS 2030 - Marine ¦ SCG ¦ Marine | Res Central HVAC System - Fuel Sub - ZEAS 2030 - Marine | 0.94772 | 0.47 | 0 | RASS 2019 | 342.1948 | 2032 | 1 | SWHC031 (furnace), SWHC049 (AC)
RES-HVAC-FS-11-ZEAS.8 | Res ¦ Efficient HVAC System Furnace (AFUE 95) and AC (SEER2 15.2) - ZEAS 2030 - Marine ¦ SCG ¦ Marine | Res ¦ Efficient HVAC System Furnace (AFUE 95) and AC (SEER2 15.2) - ZEAS 2030 - Marine | SCG ¦ Marine | SCG | All | Electric & Gas | Efficient HVAC System Furnace (AFUE 95) and AC (SEER2 15.2) | Efficient |  | 2030 | 1 | Conventional | HVAC | Res - Multi Family | Res | ROB and NEW | 0 | Residential Households | Cap-Tons | 23 | DEER:HVAC_Eff_AC | -50.8612 | -0.041876 | -0.31588 | SWHC031-04, SWHC049-06 | 1848.8625 | 2022 | 499.52 | 2022 | 0 | 0 | SWHC031-04, SWHC049-06 | Res Central HVAC System - Fuel Sub - ZEAS 2030 - Marine ¦ SCG ¦ Marine | Res Central HVAC System - Fuel Sub - ZEAS 2030 - Marine | 0.19192 | 0.47 | 0 | RASS 2019 | 0 | 2012 | 1 | SWHC031 (furnace), SWHC049 (AC)
RES-HVAC-FS-11-ZEAS.9 | Res ¦ Efficient HVAC System Furnace (AFUE 95) and AC (SEER2 15.2) - ZEAS 2030 - Hot-Dry ¦ SCG ¦ Hot-Dry | Res ¦ Efficient HVAC System Furnace (AFUE 95) and AC (SEER2 15.2) - ZEAS 2030 - Hot-Dry | SCG ¦ Hot-Dry | SCG | All | Electric & Gas | Efficient HVAC System Furnace (AFUE 95) and AC (SEER2 15.2) | Efficient |  | 2030 | 1 | Conventional | HVAC | Res - Single Family | Res | ROB and NEW | 0 | Residential Households | Cap-Tons | 23 | DEER:HVAC_Eff_AC | -89.6775 | -0.090285 | -0.804 | SWHC031-04, SWHC049-06 | 1848.8625 | 2022 | 499.52 | 2022 | 0 | 0 | SWHC031-04, SWHC049-06 | Res Central HVAC System - Fuel Sub - ZEAS 2030 - Hot-Dry ¦ SCG ¦ Hot-Dry | Res Central HVAC System - Fuel Sub - ZEAS 2030 - Hot-Dry | 1.5905 | 0.47 | 0 | RASS 2019 | 342.1948 | 2032 | 1 | SWHC031 (furnace), SWHC049 (AC)
RES-HVAC-FS-11-ZEAS.10 | Res ¦ Efficient HVAC System Furnace (AFUE 95) and AC (SEER2 15.2) - ZEAS 2030 - Hot-Dry ¦ SCG ¦ Hot-Dry | Res ¦ Efficient HVAC System Furnace (AFUE 95) and AC (SEER2 15.2) - ZEAS 2030 - Hot-Dry | SCG ¦ Hot-Dry | SCG | All | Electric & Gas | Efficient HVAC System Furnace (AFUE 95) and AC (SEER2 15.2) | Efficient |  | 2030 | 1 | Conventional | HVAC | Res - Multi Family | Res | ROB and NEW | 0 | Residential Households | Cap-Tons | 23 | DEER:HVAC_Eff_AC | -87.7687 | -0.06795 | -0.31598 | SWHC031-04, SWHC049-06 | 1848.8625 | 2022 | 499.52 | 2022 | 0 | 0 | SWHC031-04, SWHC049-06 | Res Central HVAC System - Fuel Sub - ZEAS 2030 - Hot-Dry ¦ SCG ¦ Hot-Dry | Res Central HVAC System - Fuel Sub - ZEAS 2030 - Hot-Dry | 0.22921 | 0.47 | 0 | RASS 2019 | 0 | 2012 | 1 | SWHC031 (furnace), SWHC049 (AC)
RES-HVAC-FS-11-ZEAS.11 | Res ¦ Efficient HVAC System Furnace (AFUE 95) and AC (SEER2 15.2) - ZEAS 2030 - Cold ¦ SCG ¦ Cold | Res ¦ Efficient HVAC System Furnace (AFUE 95) and AC (SEER2 15.2) - ZEAS 2030 - Cold | SCG ¦ Cold | SCG | All | Electric & Gas | Efficient HVAC System Furnace (AFUE 95) and AC (SEER2 15.2) | Efficient |  | 2030 | 1 | Conventional | HVAC | Res - Single Family | Res | ROB and NEW | 0 | Residential Households | Cap-Tons | 23 | DEER:HVAC_Eff_AC | -133.4062 | -0.10671 | -1.2715 | SWHC031-04, SWHC049-06 | 1848.8625 | 2022 | 499.52 | 2022 | 0 | 0 | SWHC031-04, SWHC049-06 | Res Central HVAC System - Fuel Sub - ZEAS 2030 - Cold ¦ SCG ¦ Cold | Res Central HVAC System - Fuel Sub - ZEAS 2030 - Cold | 1.969 | 0.47 | 0 | RASS 2019 | 342.1948 | 2032 | 1 | SWHC031 (furnace), SWHC049 (AC)
RES-HVAC-FS-11-ZEAS.12 | Res ¦ Efficient HVAC System Furnace (AFUE 95) and AC (SEER2 15.2) - ZEAS 2030 - Cold ¦ SCG ¦ Cold | Res ¦ Efficient HVAC System Furnace (AFUE 95) and AC (SEER2 15.2) - ZEAS 2030 - Cold | SCG ¦ Cold | SCG | All | Electric & Gas | Efficient HVAC System Furnace (AFUE 95) and AC (SEER2 15.2) | Efficient |  | 2030 | 1 | Conventional | HVAC | Res - Multi Family | Res | ROB and NEW | 0 | Residential Households | Cap-Tons | 23 | DEER:HVAC_Eff_AC | -144.0562 | -0.12396 | -0.97076 | SWHC031-04, SWHC049-06 | 1848.8625 | 2022 | 499.52 | 2022 | 0 | 0 | SWHC031-04, SWHC049-06 | Res Central HVAC System - Fuel Sub - ZEAS 2030 - Cold ¦ SCG ¦ Cold | Res Central HVAC System - Fuel Sub - ZEAS 2030 - Cold | 0.060679 | 0.47 | 0 | RASS 2019 | 0 | 2012 | 1 | SWHC031 (furnace), SWHC049 (AC)
RES-HVAC-FS-11-ZEAS.13 | Res ¦ Efficient HVAC System Furnace (AFUE 95) and AC (SEER2 15.2) - ZEAS 2030 - Marine ¦ SDG&E ¦ Marine | Res ¦ Efficient HVAC System Furnace (AFUE 95) and AC (SEER2 15.2) - ZEAS 2030 - Marine | SDG&E ¦ Marine | SDG&E | All | Electric & Gas | Efficient HVAC System Furnace (AFUE 95) and AC (SEER2 15.2) | Efficient |  | 2030 | 1 | Conventional | HVAC | Res - Single Family | Res | ROB and NEW | 0 | Residential Households | Cap-Tons | 23 | DEER:HVAC_Eff_AC | -50.2238 | -0.039502 | -0.74261 | SWHC031-04, SWHC049-06 | 1848.8625 | 2022 | 499.52 | 2022 | 0 | 0 | SWHC031-04, SWHC049-06 | Res Central HVAC System - Fuel Sub - ZEAS 2030 - Marine ¦ SDG&E ¦ Marine | Res Central HVAC System - Fuel Sub - ZEAS 2030 - Marine | 1.9303 | 0.47 | 0 | RASS 2019 | 342.1948 | 2032 | 1 | SWHC031 (furnace), SWHC049 (AC)
RES-HVAC-FS-11-ZEAS.14 | Res ¦ Efficient HVAC System Furnace (AFUE 95) and AC (SEER2 15.2) - ZEAS 2030 - Marine ¦ SDG&E ¦ Marine | Res ¦ Efficient HVAC System Furnace (AFUE 95) and AC (SEER2 15.2) - ZEAS 2030 - Marine | SDG&E ¦ Marine | SDG&E | All | Electric & Gas | Efficient HVAC System Furnace (AFUE 95) and AC (SEER2 15.2) | Efficient |  | 2030 | 1 | Conventional | HVAC | Res - Multi Family | Res | ROB and NEW | 0 | Residential Households | Cap-Tons | 23 | DEER:HVAC_Eff_AC | -50.8612 | -0.041876 | -0.31588 | SWHC031-04, SWHC049-06 | 1848.8625 | 2022 | 499.52 | 2022 | 0 | 0 | SWHC031-04, SWHC049-06 | Res Central HVAC System - Fuel Sub - ZEAS 2030 - Marine ¦ SDG&E ¦ Marine | Res Central HVAC System - Fuel Sub - ZEAS 2030 - Marine | 0.39508 | 0.47 | 0 | RASS 2019 | 0 | 2012 | 1 | SWHC031 (furnace), SWHC049 (AC)
RES-HVAC-FS-11-ZEAS.15 | Res ¦ Efficient HVAC System Furnace (AFUE 95) and AC (SEER2 15.2) - ZEAS 2030 - Hot-Dry ¦ SDG&E ¦ Hot-Dry | Res ¦ Efficient HVAC System Furnace (AFUE 95) and AC (SEER2 15.2) - ZEAS 2030 - Hot-Dry | SDG&E ¦ Hot-Dry | SDG&E | All | Electric & Gas | Efficient HVAC System Furnace (AFUE 95) and AC (SEER2 15.2) | Efficient |  | 2030 | 1 | Conventional | HVAC | Res - Single Family | Res | ROB and NEW | 0 | Residential Households | Cap-Tons | 23 | DEER:HVAC_Eff_AC | -49.9875 | -0.06528 | -0.57825 | SWHC031-04, SWHC049-06 | 1848.8625 | 2022 | 499.52 | 2022 | 0 | 0 | SWHC031-04, SWHC049-06 | Res Central HVAC System - Fuel Sub - ZEAS 2030 - Hot-Dry ¦ SDG&E ¦ Hot-Dry | Res Central HVAC System - Fuel Sub - ZEAS 2030 - Hot-Dry | 1.1703 | 0.47 | 0 | RASS 2019 | 342.1948 | 2032 | 1 | SWHC031 (furnace), SWHC049 (AC)
RES-HVAC-FS-11-ZEAS.16 | Res ¦ Efficient HVAC System Furnace (AFUE 95) and AC (SEER2 15.2) - ZEAS 2030 - Hot-Dry ¦ SDG&E ¦ Hot-Dry | Res ¦ Efficient HVAC System Furnace (AFUE 95) and AC (SEER2 15.2) - ZEAS 2030 - Hot-Dry | SDG&E ¦ Hot-Dry | SDG&E | All | Electric & Gas | Efficient HVAC System Furnace (AFUE 95) and AC (SEER2 15.2) | Efficient |  | 2030 | 1 | Conventional | HVAC | Res - Multi Family | Res | ROB and NEW | 0 | Residential Households | Cap-Tons | 23 | DEER:HVAC_Eff_AC | -45.7088 | -0.057322 | -0.20669 | SWHC031-04, SWHC049-06 | 1848.8625 | 2022 | 499.52 | 2022 | 0 | 0 | SWHC031-04, SWHC049-06 | Res Central HVAC System - Fuel Sub - ZEAS 2030 - Hot-Dry ¦ SDG&E ¦ Hot-Dry | Res Central HVAC System - Fuel Sub - ZEAS 2030 - Hot-Dry | 0.14814 | 0.47 | 0 | RASS 2019 | 0 | 2012 | 1 | SWHC031 (furnace), SWHC049 (AC)
RES-HVAC-FS-10B-ZEAS.1 | Res ¦ Packaged/Split Heat Pump (SEER2 14.3) - Fuel Sub Future Baseline - ZEAS 2030 - Marine ¦ PG&E ¦ Marine | Res ¦ Packaged/Split Heat Pump (SEER2 14.3) - Fuel Sub Future Baseline - ZEAS 2030 - Marine | PG&E ¦ Marine | PG&E | All | Electric & Gas | Packaged/Split Heat Pump (SEER2 14.3) - Fuel Sub Future Baseline | Efficient | 2030 |  | 1 | Conventional | HVAC | Res - Single Family | Res | ROB Only | 0 | Residential Households | Cap-Tons | 23 | DEER:HVAC_Eff_AC | 435.6 | 0.0414 | -51.3 | SWHC049-06 | 664.4105 | 2022 | 398.63 | 2022 | 337.6347 | -18.59 | SWHC049-06 | Res Central HVAC System - Fuel Sub - ZEAS 2030 - Marine ¦ PG&E ¦ Marine | Res Central HVAC System - Fuel Sub - ZEAS 2030 - Marine | 0.58283 | 0.47 | 0 | RASS 2019 | 0 | 2012 | 1 | SWHC049
RES-HVAC-FS-10B-ZEAS.2 | Res ¦ Packaged/Split Heat Pump (SEER2 14.3) - Fuel Sub Future Baseline - ZEAS 2030 - Marine ¦ PG&E ¦ Marine | Res ¦ Packaged/Split Heat Pump (SEER2 14.3) - Fuel Sub Future Baseline - ZEAS 2030 - Marine | PG&E ¦ Marine | PG&E | All | Electric & Gas | Packaged/Split Heat Pump (SEER2 14.3) - Fuel Sub Future Baseline | Efficient | 2030 |  | 1 | Conventional | HVAC | Res - Multi Family | Res | ROB Only | 0 | Residential Households | Cap-Tons | 23 | DEER:HVAC_Eff_AC | 393.8 | 0.04341 | -37.7 | SWHC049-06 | 664.4105 | 2022 | 398.63 | 2022 | 337.6347 | -18.59 | SWHC049-06 | Res Central HVAC System - Fuel Sub - ZEAS 2030 - Marine ¦ PG&E ¦ Marine | Res Central HVAC System - Fuel Sub - ZEAS 2030 - Marine | 0.066794 | 0.47 | 0 | RASS 2019 | 0 | 2012 | 1 | SWHC049
RES-HVAC-FS-10B-ZEAS.3 | Res ¦ Packaged/Split Heat Pump (SEER2 14.3) - Fuel Sub Future Baseline - ZEAS 2030 - Hot-Dry ¦ PG&E ¦ Hot-Dry | Res ¦ Packaged/Split Heat Pump (SEER2 14.3) - Fuel Sub Future Baseline - ZEAS 2030 - Hot-Dry | PG&E ¦ Hot-Dry | PG&E | All | Electric & Gas | Packaged/Split Heat Pump (SEER2 14.3) - Fuel Sub Future Baseline | Efficient | 2030 |  | 1 | Conventional | HVAC | Res - Single Family | Res | ROB Only | 0 | Residential Households | Cap-Tons | 23 | DEER:HVAC_Eff_AC | 743.6 | 0.05709 | -57 | SWHC049-06 | 664.4105 | 2022 | 398.63 | 2022 | 441.5223 | -18.59 | SWHC049-06 | Res Central HVAC System - Fuel Sub - ZEAS 2030 - Hot-Dry ¦ PG&E ¦ Hot-Dry | Res Central HVAC System - Fuel Sub - ZEAS 2030 - Hot-Dry | 1.0532 | 0.47 | 0 | RASS 2019 | 0 | 2012 | 1 | SWHC049
RES-HVAC-FS-10B-ZEAS.4 | Res ¦ Packaged/Split Heat Pump (SEER2 14.3) - Fuel Sub Future Baseline - ZEAS 2030 - Hot-Dry ¦ PG&E ¦ Hot-Dry | Res ¦ Packaged/Split Heat Pump (SEER2 14.3) - Fuel Sub Future Baseline - ZEAS 2030 - Hot-Dry | PG&E ¦ Hot-Dry | PG&E | All | Electric & Gas | Packaged/Split Heat Pump (SEER2 14.3) - Fuel Sub Future Baseline | Efficient | 2030 |  | 1 | Conventional | HVAC | Res - Multi Family | Res | ROB Only | 0 | Residential Households | Cap-Tons | 23 | DEER:HVAC_Eff_AC | 530.8 | 0.05499 | -32 | SWHC049-06 | 664.4105 | 2022 | 398.63 | 2022 | 441.5223 | -18.59 | SWHC049-06 | Res Central HVAC System - Fuel Sub - ZEAS 2030 - Hot-Dry ¦ PG&E ¦ Hot-Dry | Res Central HVAC System - Fuel Sub - ZEAS 2030 - Hot-Dry | 0.2441 | 0.47 | 0 | RASS 2019 | 0 | 2012 | 1 | SWHC049
RES-HVAC-FS-10B-ZEAS.5 | Res ¦ Packaged/Split Heat Pump (SEER2 14.3) - Fuel Sub Future Baseline - ZEAS 2030 - Cold ¦ PG&E ¦ Cold | Res ¦ Packaged/Split Heat Pump (SEER2 14.3) - Fuel Sub Future Baseline - ZEAS 2030 - Cold | PG&E ¦ Cold | PG&E | All | Electric & Gas | Packaged/Split Heat Pump (SEER2 14.3) - Fuel Sub Future Baseline | Efficient | 2030 |  | 1 | Conventional | HVAC | Res - Single Family | Res | ROB Only | 0 | Residential Households | Cap-Tons | 23 | DEER:HVAC_Eff_AC | 766.8 | 0.05898 | -53.4 | SWHC049-06 | 664.4105 | 2022 | 398.63 | 2022 | 302.0942 | -18.59 | SWHC049-06 | Res Central HVAC System - Fuel Sub - ZEAS 2030 - Cold ¦ PG&E ¦ Cold | Res Central HVAC System - Fuel Sub - ZEAS 2030 - Cold | 0.23165 | 0.47 | 0 | RASS 2019 | 0 | 2012 | 1 | SWHC049
RES-HVAC-FS-10B-ZEAS.6 | Res ¦ Packaged/Split Heat Pump (SEER2 14.3) - Fuel Sub Future Baseline - ZEAS 2030 - Cold ¦ PG&E ¦ Cold | Res ¦ Packaged/Split Heat Pump (SEER2 14.3) - Fuel Sub Future Baseline - ZEAS 2030 - Cold | PG&E ¦ Cold | PG&E | All | Electric & Gas | Packaged/Split Heat Pump (SEER2 14.3) - Fuel Sub Future Baseline | Efficient | 2030 |  | 1 | Conventional | HVAC | Res - Multi Family | Res | ROB Only | 0 | Residential Households | Cap-Tons | 23 | DEER:HVAC_Eff_AC | 847 | 0.0747 | -51.2 | SWHC049-06 | 664.4105 | 2022 | 398.63 | 2022 | 302.0942 | -18.59 | SWHC049-06 | Res Central HVAC System - Fuel Sub - ZEAS 2030 - Cold ¦ PG&E ¦ Cold | Res Central HVAC System - Fuel Sub - ZEAS 2030 - Cold | 0.060679 | 0.47 | 0 | RASS 2019 | 0 | 2012 | 1 | SWHC049
RES-HVAC-FS-10B-ZEAS.7 | Res ¦ Packaged/Split Heat Pump (SEER2 14.3) - Fuel Sub Future Baseline - ZEAS 2030 - Marine ¦ SCG ¦ Marine | Res ¦ Packaged/Split Heat Pump (SEER2 14.3) - Fuel Sub Future Baseline - ZEAS 2030 - Marine | SCG ¦ Marine | SCG | All | Electric & Gas | Packaged/Split Heat Pump (SEER2 14.3) - Fuel Sub Future Baseline | Efficient | 2030 |  | 1 | Conventional | HVAC | Res - Single Family | Res | ROB Only | 0 | Residential Households | Cap-Tons | 23 | DEER:HVAC_Eff_AC | 170.2 | 0.02415 | -28.8 | SWHC049-06 | 664.4105 | 2022 | 398.63 | 2022 | 271.9601 | -18.59 | SWHC049-06 | Res Central HVAC System - Fuel Sub - ZEAS 2030 - Marine ¦ SCG ¦ Marine | Res Central HVAC System - Fuel Sub - ZEAS 2030 - Marine | 0.94772 | 0.47 | 0 | RASS 2019 | 0 | 2012 | 1 | SWHC049
RES-HVAC-FS-10B-ZEAS.8 | Res ¦ Packaged/Split Heat Pump (SEER2 14.3) - Fuel Sub Future Baseline - ZEAS 2030 - Marine ¦ SCG ¦ Marine | Res ¦ Packaged/Split Heat Pump (SEER2 14.3) - Fuel Sub Future Baseline - ZEAS 2030 - Marine | SCG ¦ Marine | SCG | All | Electric & Gas | Packaged/Split Heat Pump (SEER2 14.3) - Fuel Sub Future Baseline | Efficient | 2030 |  | 1 | Conventional | HVAC | Res - Multi Family | Res | ROB Only | 0 | Residential Households | Cap-Tons | 23 | DEER:HVAC_Eff_AC | 93.32 | 0.02562 | -26.9 | SWHC049-06 | 664.4105 | 2022 | 398.63 | 2022 | 271.9601 | -18.59 | SWHC049-06 | Res Central HVAC System - Fuel Sub - ZEAS 2030 - Marine ¦ SCG ¦ Marine | Res Central HVAC System - Fuel Sub - ZEAS 2030 - Marine | 0.19192 | 0.47 | 0 | RASS 2019 | 0 | 2012 | 1 | SWHC049
RES-HVAC-FS-10B-ZEAS.9 | Res ¦ Packaged/Split Heat Pump (SEER2 14.3) - Fuel Sub Future Baseline - ZEAS 2030 - Hot-Dry ¦ SCG ¦ Hot-Dry | Res ¦ Packaged/Split Heat Pump (SEER2 14.3) - Fuel Sub Future Baseline - ZEAS 2030 - Hot-Dry | SCG ¦ Hot-Dry | SCG | All | Electric & Gas | Packaged/Split Heat Pump (SEER2 14.3) - Fuel Sub Future Baseline | Efficient | 2030 |  | 1 | Conventional | HVAC | Res - Single Family | Res | ROB Only | 0 | Residential Households | Cap-Tons | 23 | DEER:HVAC_Eff_AC | 182.36 | 0.05562 | -30 | SWHC049-06 | 664.4105 | 2022 | 398.63 | 2022 | 323.6083 | -18.59 | SWHC049-06 | Res Central HVAC System - Fuel Sub - ZEAS 2030 - Hot-Dry ¦ SCG ¦ Hot-Dry | Res Central HVAC System - Fuel Sub - ZEAS 2030 - Hot-Dry | 1.5905 | 0.47 | 0 | RASS 2019 | 0 | 2012 | 1 | SWHC049
RES-HVAC-FS-10B-ZEAS.10 | Res ¦ Packaged/Split Heat Pump (SEER2 14.3) - Fuel Sub Future Baseline - ZEAS 2030 - Hot-Dry ¦ SCG ¦ Hot-Dry | Res ¦ Packaged/Split Heat Pump (SEER2 14.3) - Fuel Sub Future Baseline - ZEAS 2030 - Hot-Dry | SCG ¦ Hot-Dry | SCG | All | Electric & Gas | Packaged/Split Heat Pump (SEER2 14.3) - Fuel Sub Future Baseline | Efficient | 2030 |  | 1 | Conventional | HVAC | Res - Multi Family | Res | ROB Only | 0 | Residential Households | Cap-Tons | 23 | DEER:HVAC_Eff_AC | 64.5 | 0.0474 | -26.6 | SWHC049-06 | 664.4105 | 2022 | 398.63 | 2022 | 323.6083 | -18.59 | SWHC049-06 | Res Central HVAC System - Fuel Sub - ZEAS 2030 - Hot-Dry ¦ SCG ¦ Hot-Dry | Res Central HVAC System - Fuel Sub - ZEAS 2030 - Hot-Dry | 0.22921 | 0.47 | 0 | RASS 2019 | 0 | 2012 | 1 | SWHC049
RES-HVAC-FS-10B-ZEAS.11 | Res ¦ Packaged/Split Heat Pump (SEER2 14.3) - Fuel Sub Future Baseline - ZEAS 2030 - Cold ¦ SCG ¦ Cold | Res ¦ Packaged/Split Heat Pump (SEER2 14.3) - Fuel Sub Future Baseline - ZEAS 2030 - Cold | SCG ¦ Cold | SCG | All | Electric & Gas | Packaged/Split Heat Pump (SEER2 14.3) - Fuel Sub Future Baseline | Efficient | 2030 |  | 1 | Conventional | HVAC | Res - Single Family | Res | ROB Only | 0 | Residential Households | Cap-Tons | 23 | DEER:HVAC_Eff_AC | 766.8 | 0.05898 | -53.4 | SWHC049-06 | 664.4105 | 2022 | 398.63 | 2022 | 302.0942 | -18.59 | SWHC049-06 | Res Central HVAC System - Fuel Sub - ZEAS 2030 - Cold ¦ SCG ¦ Cold | Res Central HVAC System - Fuel Sub - ZEAS 2030 - Cold | 1.969 | 0.47 | 0 | RASS 2019 | 0 | 2012 | 1 | SWHC049
RES-HVAC-FS-10B-ZEAS.12 | Res ¦ Packaged/Split Heat Pump (SEER2 14.3) - Fuel Sub Future Baseline - ZEAS 2030 - Cold ¦ SCG ¦ Cold | Res ¦ Packaged/Split Heat Pump (SEER2 14.3) - Fuel Sub Future Baseline - ZEAS 2030 - Cold | SCG ¦ Cold | SCG | All | Electric & Gas | Packaged/Split Heat Pump (SEER2 14.3) - Fuel Sub Future Baseline | Efficient | 2030 |  | 1 | Conventional | HVAC | Res - Multi Family | Res | ROB Only | 0 | Residential Households | Cap-Tons | 23 | DEER:HVAC_Eff_AC | 847 | 0.0747 | -51.2 | SWHC049-06 | 664.4105 | 2022 | 398.63 | 2022 | 302.0942 | -18.59 | SWHC049-06 | Res Central HVAC System - Fuel Sub - ZEAS 2030 - Cold ¦ SCG ¦ Cold | Res Central HVAC System - Fuel Sub - ZEAS 2030 - Cold | 0.060679 | 0.47 | 0 | RASS 2019 | 0 | 2012 | 1 | SWHC049
RES-HVAC-FS-10B-ZEAS.13 | Res ¦ Packaged/Split Heat Pump (SEER2 14.3) - Fuel Sub Future Baseline - ZEAS 2030 - Marine ¦ SDG&E ¦ Marine | Res ¦ Packaged/Split Heat Pump (SEER2 14.3) - Fuel Sub Future Baseline - ZEAS 2030 - Marine | SDG&E ¦ Marine | SDG&E | All | Electric & Gas | Packaged/Split Heat Pump (SEER2 14.3) - Fuel Sub Future Baseline | Efficient | 2030 |  | 1 | Conventional | HVAC | Res - Single Family | Res | ROB Only | 0 | Residential Households | Cap-Tons | 23 | DEER:HVAC_Eff_AC | 170.2 | 0.02415 | -28.8 | SWHC049-06 | 664.4105 | 2022 | 398.63 | 2022 | 271.9601 | -18.59 | SWHC049-06 | Res Central HVAC System - Fuel Sub - ZEAS 2030 - Marine ¦ SDG&E ¦ Marine | Res Central HVAC System - Fuel Sub - ZEAS 2030 - Marine | 1.9303 | 0.47 | 0 | RASS 2019 | 0 | 2012 | 1 | SWHC049
RES-HVAC-FS-10B-ZEAS.14 | Res ¦ Packaged/Split Heat Pump (SEER2 14.3) - Fuel Sub Future Baseline - ZEAS 2030 - Marine ¦ SDG&E ¦ Marine | Res ¦ Packaged/Split Heat Pump (SEER2 14.3) - Fuel Sub Future Baseline - ZEAS 2030 - Marine | SDG&E ¦ Marine | SDG&E | All | Electric & Gas | Packaged/Split Heat Pump (SEER2 14.3) - Fuel Sub Future Baseline | Efficient | 2030 |  | 1 | Conventional | HVAC | Res - Multi Family | Res | ROB Only | 0 | Residential Households | Cap-Tons | 23 | DEER:HVAC_Eff_AC | 93.32 | 0.02562 | -26.9 | SWHC049-06 | 664.4105 | 2022 | 398.63 | 2022 | 271.9601 | -18.59 | SWHC049-06 | Res Central HVAC System - Fuel Sub - ZEAS 2030 - Marine ¦ SDG&E ¦ Marine | Res Central HVAC System - Fuel Sub - ZEAS 2030 - Marine | 0.39508 | 0.47 | 0 | RASS 2019 | 0 | 2012 | 1 | SWHC049
RES-HVAC-FS-10B-ZEAS.15 | Res ¦ Packaged/Split Heat Pump (SEER2 14.3) - Fuel Sub Future Baseline - ZEAS 2030 - Hot-Dry ¦ SDG&E ¦ Hot-Dry | Res ¦ Packaged/Split Heat Pump (SEER2 14.3) - Fuel Sub Future Baseline - ZEAS 2030 - Hot-Dry | SDG&E ¦ Hot-Dry | SDG&E | All | Electric & Gas | Packaged/Split Heat Pump (SEER2 14.3) - Fuel Sub Future Baseline | Efficient | 2030 |  | 1 | Conventional | HVAC | Res - Single Family | Res | ROB Only | 0 | Residential Households | Cap-Tons | 23 | DEER:HVAC_Eff_AC | 209.48 | 0.04761 | -35.5 | SWHC049-06 | 664.4105 | 2022 | 398.63 | 2022 | 339.7383 | -18.59 | SWHC049-06 | Res Central HVAC System - Fuel Sub - ZEAS 2030 - Hot-Dry ¦ SDG&E ¦ Hot-Dry | Res Central HVAC System - Fuel Sub - ZEAS 2030 - Hot-Dry | 1.1703 | 0.47 | 0 | RASS 2019 | 0 | 2012 | 1 | SWHC049
RES-HVAC-FS-10B-ZEAS.16 | Res ¦ Packaged/Split Heat Pump (SEER2 14.3) - Fuel Sub Future Baseline - ZEAS 2030 - Hot-Dry ¦ SDG&E ¦ Hot-Dry | Res ¦ Packaged/Split Heat Pump (SEER2 14.3) - Fuel Sub Future Baseline - ZEAS 2030 - Hot-Dry | SDG&E ¦ Hot-Dry | SDG&E | All | Electric & Gas | Packaged/Split Heat Pump (SEER2 14.3) - Fuel Sub Future Baseline | Efficient | 2030 |  | 1 | Conventional | HVAC | Res - Multi Family | Res | ROB Only | 0 | Residential Households | Cap-Tons | 23 | DEER:HVAC_Eff_AC | 92.25 | 0.03756 | -23.5 | SWHC049-06 | 664.4105 | 2022 | 398.63 | 2022 | 339.7383 | -18.59 | SWHC049-06 | Res Central HVAC System - Fuel Sub - ZEAS 2030 - Hot-Dry ¦ SDG&E ¦ Hot-Dry | Res Central HVAC System - Fuel Sub - ZEAS 2030 - Hot-Dry | 0.14814 | 0.47 | 0 | RASS 2019 | 0 | 2012 | 1 | SWHC049
RES-HVAC-FS-12-ZEAS.1 | Res ¦ Packaged/Split Heat Pump (SEER2 15.2) - Fuel Sub - ZEAS 2030 - Marine ¦ PG&E ¦ Marine | Res ¦ Packaged/Split Heat Pump (SEER2 15.2) - Fuel Sub - ZEAS 2030 - Marine | PG&E ¦ Marine | PG&E | All | Electric & Gas | Packaged/Split Heat Pump (SEER2 15.2) | Efficient |  |  | 1 | Conventional | HVAC | Res - Single Family | Res | ROB Only | 1 | Residential Households | Cap-Tons | 23 | DEER:HVAC_Eff_AC | 348 | 0 | -51.3 | SWHC045-04 | 1491.0405 | 2024 | 444.0305 | 2024 | 337.6347 | -18.59 | SWHC045-04 | Res Central HVAC System - Fuel Sub - ZEAS 2030 - Marine ¦ PG&E ¦ Marine | Res Central HVAC System - Fuel Sub - ZEAS 2030 - Marine | 0.58283 | 0.47 | 0 | RASS 2019 | 350.0736 | 2032 | 1 | SWHC045
RES-HVAC-FS-12-ZEAS.2 | Res ¦ Packaged/Split Heat Pump (SEER2 15.2) - Fuel Sub - ZEAS 2030 - Marine ¦ PG&E ¦ Marine | Res ¦ Packaged/Split Heat Pump (SEER2 15.2) - Fuel Sub - ZEAS 2030 - Marine | PG&E ¦ Marine | PG&E | All | Electric & Gas | Packaged/Split Heat Pump (SEER2 15.2) | Efficient |  |  | 1 | Conventional | HVAC | Res - Multi Family | Res | ROB Only | 1 | Residential Households | Cap-Tons | 23 | DEER:HVAC_Eff_AC | 188 | 0 | -37.7 | SWHC045-04 | 1491.0405 | 2024 | 444.0305 | 2024 | 337.6347 | -18.59 | SWHC045-04 | Res Central HVAC System - Fuel Sub - ZEAS 2030 - Marine ¦ PG&E ¦ Marine | Res Central HVAC System - Fuel Sub - ZEAS 2030 - Marine | 0.066794 | 0.47 | 0 | RASS 2019 | 0 | 2012 | 1 | SWHC045
RES-HVAC-FS-12-ZEAS.3 | Res ¦ Packaged/Split Heat Pump (SEER2 15.2) - Fuel Sub - ZEAS 2030 - Hot-Dry ¦ PG&E ¦ Hot-Dry | Res ¦ Packaged/Split Heat Pump (SEER2 15.2) - Fuel Sub - ZEAS 2030 - Hot-Dry | PG&E ¦ Hot-Dry | PG&E | All | Electric & Gas | Packaged/Split Heat Pump (SEER2 15.2) | Efficient |  |  | 1 | Conventional | HVAC | Res - Single Family | Res | ROB Only | 1 | Residential Households | Cap-Tons | 23 | DEER:HVAC_Eff_AC | 476 | 0 | -57 | SWHC045-04 | 1491.0405 | 2024 | 444.0305 | 2024 | 441.5223 | -18.59 | SWHC045-04 | Res Central HVAC System - Fuel Sub - ZEAS 2030 - Hot-Dry ¦ PG&E ¦ Hot-Dry | Res Central HVAC System - Fuel Sub - ZEAS 2030 - Hot-Dry | 1.0532 | 0.47 | 0 | RASS 2019 | 350.0736 | 2032 | 1 | SWHC045
RES-HVAC-FS-12-ZEAS.4 | Res ¦ Packaged/Split Heat Pump (SEER2 15.2) - Fuel Sub - ZEAS 2030 - Hot-Dry ¦ PG&E ¦ Hot-Dry | Res ¦ Packaged/Split Heat Pump (SEER2 15.2) - Fuel Sub - ZEAS 2030 - Hot-Dry | PG&E ¦ Hot-Dry | PG&E | All | Electric & Gas | Packaged/Split Heat Pump (SEER2 15.2) | Efficient |  |  | 1 | Conventional | HVAC | Res - Multi Family | Res | ROB Only | 1 | Residential Households | Cap-Tons | 23 | DEER:HVAC_Eff_AC | 118 | 0 | -32 | SWHC045-04 | 1491.0405 | 2024 | 444.0305 | 2024 | 441.5223 | -18.59 | SWHC045-04 | Res Central HVAC System - Fuel Sub - ZEAS 2030 - Hot-Dry ¦ PG&E ¦ Hot-Dry | Res Central HVAC System - Fuel Sub - ZEAS 2030 - Hot-Dry | 0.2441 | 0.47 | 0 | RASS 2019 | 0 | 2012 | 1 | SWHC045
RES-HVAC-FS-12-ZEAS.5 | Res ¦ Packaged/Split Heat Pump (SEER2 15.2) - Fuel Sub - ZEAS 2030 - Cold ¦ PG&E ¦ Cold | Res ¦ Packaged/Split Heat Pump (SEER2 15.2) - Fuel Sub - ZEAS 2030 - Cold | PG&E ¦ Cold | PG&E | All | Electric & Gas | Packaged/Split Heat Pump (SEER2 15.2) | Efficient |  |  | 1 | Conventional | HVAC | Res - Single Family | Res | ROB Only | 1 | Residential Households | Cap-Tons | 23 | DEER:HVAC_Eff_AC | 375 | 0 | -53.4 | SWHC045-04 | 1491.0405 | 2024 | 444.0305 | 2024 | 302.0942 | -18.59 | SWHC045-04 | Res Central HVAC System - Fuel Sub - ZEAS 2030 - Cold ¦ PG&E ¦ Cold | Res Central HVAC System - Fuel Sub - ZEAS 2030 - Cold | 0.23165 | 0.47 | 0 | RASS 2019 | 350.0736 | 2032 | 1 | SWHC045
RES-HVAC-FS-12-ZEAS.6 | Res ¦ Packaged/Split Heat Pump (SEER2 15.2) - Fuel Sub - ZEAS 2030 - Cold ¦ PG&E ¦ Cold | Res ¦ Packaged/Split Heat Pump (SEER2 15.2) - Fuel Sub - ZEAS 2030 - Cold | PG&E ¦ Cold | PG&E | All | Electric & Gas | Packaged/Split Heat Pump (SEER2 15.2) | Efficient |  |  | 1 | Conventional | HVAC | Res - Multi Family | Res | ROB Only | 1 | Residential Households | Cap-Tons | 23 | DEER:HVAC_Eff_AC | 157 | 0 | -51.2 | SWHC045-04 | 1491.0405 | 2024 | 444.0305 | 2024 | 302.0942 | -18.59 | SWHC045-04 | Res Central HVAC System - Fuel Sub - ZEAS 2030 - Cold ¦ PG&E ¦ Cold | Res Central HVAC System - Fuel Sub - ZEAS 2030 - Cold | 0.060679 | 0.47 | 0 | RASS 2019 | 0 | 2012 | 1 | SWHC045
RES-HVAC-FS-12-ZEAS.7 | Res ¦ Packaged/Split Heat Pump (SEER2 15.2) - Fuel Sub - ZEAS 2030 - Marine ¦ SCG ¦ Marine | Res ¦ Packaged/Split Heat Pump (SEER2 15.2) - Fuel Sub - ZEAS 2030 - Marine | SCG ¦ Marine | SCG | All | Electric & Gas | Packaged/Split Heat Pump (SEER2 15.2) | Efficient |  |  | 1 | Conventional | HVAC | Res - Single Family | Res | ROB Only | 1 | Residential Households | Cap-Tons | 23 | DEER:HVAC_Eff_AC | 145 | 0 | -28.8 | SWHC045-04 | 1491.0405 | 2024 | 444.0305 | 2024 | 271.9601 | -18.59 | SWHC045-04 | Res Central HVAC System - Fuel Sub - ZEAS 2030 - Marine ¦ SCG ¦ Marine | Res Central HVAC System - Fuel Sub - ZEAS 2030 - Marine | 0.94772 | 0.47 | 0 | RASS 2019 | 350.0736 | 2032 | 1 | SWHC045
RES-HVAC-FS-12-ZEAS.8 | Res ¦ Packaged/Split Heat Pump (SEER2 15.2) - Fuel Sub - ZEAS 2030 - Marine ¦ SCG ¦ Marine | Res ¦ Packaged/Split Heat Pump (SEER2 15.2) - Fuel Sub - ZEAS 2030 - Marine | SCG ¦ Marine | SCG | All | Electric & Gas | Packaged/Split Heat Pump (SEER2 15.2) | Efficient |  |  | 1 | Conventional | HVAC | Res - Multi Family | Res | ROB Only | 1 | Residential Households | Cap-Tons | 23 | DEER:HVAC_Eff_AC | 53.6 | 0 | -26.9 | SWHC045-04 | 1491.0405 | 2024 | 444.0305 | 2024 | 271.9601 | -18.59 | SWHC045-04 | Res Central HVAC System - Fuel Sub - ZEAS 2030 - Marine ¦ SCG ¦ Marine | Res Central HVAC System - Fuel Sub - ZEAS 2030 - Marine | 0.19192 | 0.47 | 0 | RASS 2019 | 0 | 2012 | 1 | SWHC045
RES-HVAC-FS-12-ZEAS.9 | Res ¦ Packaged/Split Heat Pump (SEER2 15.2) - Fuel Sub - ZEAS 2030 - Hot-Dry ¦ SCG ¦ Hot-Dry | Res ¦ Packaged/Split Heat Pump (SEER2 15.2) - Fuel Sub - ZEAS 2030 - Hot-Dry | SCG ¦ Hot-Dry | SCG | All | Electric & Gas | Packaged/Split Heat Pump (SEER2 15.2) | Efficient |  |  | 1 | Conventional | HVAC | Res - Single Family | Res | ROB Only | 1 | Residential Households | Cap-Tons | 23 | DEER:HVAC_Eff_AC | 119 | 0 | -30 | SWHC045-04 | 1491.0405 | 2024 | 444.0305 | 2024 | 323.6083 | -18.59 | SWHC045-04 | Res Central HVAC System - Fuel Sub - ZEAS 2030 - Hot-Dry ¦ SCG ¦ Hot-Dry | Res Central HVAC System - Fuel Sub - ZEAS 2030 - Hot-Dry | 1.5905 | 0.47 | 0 | RASS 2019 | 350.0736 | 2032 | 1 | SWHC045
RES-HVAC-FS-12-ZEAS.10 | Res ¦ Packaged/Split Heat Pump (SEER2 15.2) - Fuel Sub - ZEAS 2030 - Hot-Dry ¦ SCG ¦ Hot-Dry | Res ¦ Packaged/Split Heat Pump (SEER2 15.2) - Fuel Sub - ZEAS 2030 - Hot-Dry | SCG ¦ Hot-Dry | SCG | All | Electric & Gas | Packaged/Split Heat Pump (SEER2 15.2) | Efficient |  |  | 1 | Conventional | HVAC | Res - Multi Family | Res | ROB Only | 1 | Residential Households | Cap-Tons | 23 | DEER:HVAC_Eff_AC | -19.5 | 0 | -26.6 | SWHC045-04 | 1491.0405 | 2024 | 444.0305 | 2024 | 323.6083 | -18.59 | SWHC045-04 | Res Central HVAC System - Fuel Sub - ZEAS 2030 - Hot-Dry ¦ SCG ¦ Hot-Dry | Res Central HVAC System - Fuel Sub - ZEAS 2030 - Hot-Dry | 0.22921 | 0.47 | 0 | RASS 2019 | 0 | 2012 | 1 | SWHC045
RES-HVAC-FS-12-ZEAS.11 | Res ¦ Packaged/Split Heat Pump (SEER2 15.2) - Fuel Sub - ZEAS 2030 - Cold ¦ SCG ¦ Cold | Res ¦ Packaged/Split Heat Pump (SEER2 15.2) - Fuel Sub - ZEAS 2030 - Cold | SCG ¦ Cold | SCG | All | Electric & Gas | Packaged/Split Heat Pump (SEER2 15.2) | Efficient |  |  | 1 | Conventional | HVAC | Res - Single Family | Res | ROB Only | 1 | Residential Households | Cap-Tons | 23 | DEER:HVAC_Eff_AC | 375 | 0 | -53.4 | SWHC045-04 | 1491.0405 | 2024 | 444.0305 | 2024 | 302.0942 | -18.59 | SWHC045-04 | Res Central HVAC System - Fuel Sub - ZEAS 2030 - Cold ¦ SCG ¦ Cold | Res Central HVAC System - Fuel Sub - ZEAS 2030 - Cold | 1.969 | 0.47 | 0 | RASS 2019 | 350.0736 | 2032 | 1 | SWHC045
RES-HVAC-FS-12-ZEAS.12 | Res ¦ Packaged/Split Heat Pump (SEER2 15.2) - Fuel Sub - ZEAS 2030 - Cold ¦ SCG ¦ Cold | Res ¦ Packaged/Split Heat Pump (SEER2 15.2) - Fuel Sub - ZEAS 2030 - Cold | SCG ¦ Cold | SCG | All | Electric & Gas | Packaged/Split Heat Pump (SEER2 15.2) | Efficient |  |  | 1 | Conventional | HVAC | Res - Multi Family | Res | ROB Only | 1 | Residential Households | Cap-Tons | 23 | DEER:HVAC_Eff_AC | 157 | 0 | -51.2 | SWHC045-04 | 1491.0405 | 2024 | 444.0305 | 2024 | 302.0942 | -18.59 | SWHC045-04 | Res Central HVAC System - Fuel Sub - ZEAS 2030 - Cold ¦ SCG ¦ Cold | Res Central HVAC System - Fuel Sub - ZEAS 2030 - Cold | 0.060679 | 0.47 | 0 | RASS 2019 | 0 | 2012 | 1 | SWHC045
RES-HVAC-FS-12-ZEAS.13 | Res ¦ Packaged/Split Heat Pump (SEER2 15.2) - Fuel Sub - ZEAS 2030 - Marine ¦ SDG&E ¦ Marine | Res ¦ Packaged/Split Heat Pump (SEER2 15.2) - Fuel Sub - ZEAS 2030 - Marine | SDG&E ¦ Marine | SDG&E | All | Electric & Gas | Packaged/Split Heat Pump (SEER2 15.2) | Efficient |  |  | 1 | Conventional | HVAC | Res - Single Family | Res | ROB Only | 1 | Residential Households | Cap-Tons | 23 | DEER:HVAC_Eff_AC | 145 | 0 | -28.8 | SWHC045-04 | 1491.0405 | 2024 | 444.0305 | 2024 | 271.9601 | -18.59 | SWHC045-04 | Res Central HVAC System - Fuel Sub - ZEAS 2030 - Marine ¦ SDG&E ¦ Marine | Res Central HVAC System - Fuel Sub - ZEAS 2030 - Marine | 1.9303 | 0.47 | 0 | RASS 2019 | 350.0736 | 2032 | 1 | SWHC045
RES-HVAC-FS-12-ZEAS.14 | Res ¦ Packaged/Split Heat Pump (SEER2 15.2) - Fuel Sub - ZEAS 2030 - Marine ¦ SDG&E ¦ Marine | Res ¦ Packaged/Split Heat Pump (SEER2 15.2) - Fuel Sub - ZEAS 2030 - Marine | SDG&E ¦ Marine | SDG&E | All | Electric & Gas | Packaged/Split Heat Pump (SEER2 15.2) | Efficient |  |  | 1 | Conventional | HVAC | Res - Multi Family | Res | ROB Only | 1 | Residential Households | Cap-Tons | 23 | DEER:HVAC_Eff_AC | 53.6 | 0 | -26.9 | SWHC045-04 | 1491.0405 | 2024 | 444.0305 | 2024 | 271.9601 | -18.59 | SWHC045-04 | Res Central HVAC System - Fuel Sub - ZEAS 2030 - Marine ¦ SDG&E ¦ Marine | Res Central HVAC System - Fuel Sub - ZEAS 2030 - Marine | 0.39508 | 0.47 | 0 | RASS 2019 | 0 | 2012 | 1 | SWHC045
RES-HVAC-FS-12-ZEAS.15 | Res ¦ Packaged/Split Heat Pump (SEER2 15.2) - Fuel Sub - ZEAS 2030 - Hot-Dry ¦ SDG&E ¦ Hot-Dry | Res ¦ Packaged/Split Heat Pump (SEER2 15.2) - Fuel Sub - ZEAS 2030 - Hot-Dry | SDG&E ¦ Hot-Dry | SDG&E | All | Electric & Gas | Packaged/Split Heat Pump (SEER2 15.2) | Efficient |  |  | 1 | Conventional | HVAC | Res - Single Family | Res | ROB Only | 1 | Residential Households | Cap-Tons | 23 | DEER:HVAC_Eff_AC | 179 | 0 | -35.5 | SWHC045-04 | 1491.0405 | 2024 | 444.0305 | 2024 | 339.7383 | -18.59 | SWHC045-04 | Res Central HVAC System - Fuel Sub - ZEAS 2030 - Hot-Dry ¦ SDG&E ¦ Hot-Dry | Res Central HVAC System - Fuel Sub - ZEAS 2030 - Hot-Dry | 1.1703 | 0.47 | 0 | RASS 2019 | 350.0736 | 2032 | 1 | SWHC045
RES-HVAC-FS-12-ZEAS.16 | Res ¦ Packaged/Split Heat Pump (SEER2 15.2) - Fuel Sub - ZEAS 2030 - Hot-Dry ¦ SDG&E ¦ Hot-Dry | Res ¦ Packaged/Split Heat Pump (SEER2 15.2) - Fuel Sub - ZEAS 2030 - Hot-Dry | SDG&E ¦ Hot-Dry | SDG&E | All | Electric & Gas | Packaged/Split Heat Pump (SEER2 15.2) | Efficient |  |  | 1 | Conventional | HVAC | Res - Multi Family | Res | ROB Only | 1 | Residential Households | Cap-Tons | 23 | DEER:HVAC_Eff_AC | 43.5 | 0 | -23.5 | SWHC045-04 | 1491.0405 | 2024 | 444.0305 | 2024 | 339.7383 | -18.59 | SWHC045-04 | Res Central HVAC System - Fuel Sub - ZEAS 2030 - Hot-Dry ¦ SDG&E ¦ Hot-Dry | Res Central HVAC System - Fuel Sub - ZEAS 2030 - Hot-Dry | 0.14814 | 0.47 | 0 | RASS 2019 | 0 | 2012 | 1 | SWHC045
RES-HVAC-FS-13-ZEAS.1 | Res ¦ Packaged/Split Heat Pump (SEER2 16.0) - Fuel Sub - ZEAS 2030 - Marine ¦ PG&E ¦ Marine | Res ¦ Packaged/Split Heat Pump (SEER2 16.0) - Fuel Sub - ZEAS 2030 - Marine | PG&E ¦ Marine | PG&E | All | Electric & Gas | Packaged/Split Heat Pump (SEER2 16.0) | Efficient |  |  | 1 | Conventional | HVAC | Res - Single Family | Res | ROB Only | 1 | Residential Households | Cap-Tons | 23 | DEER:HVAC_Eff_AC | 327 | 0 | -51.3 | SWHC045-04 | 1888.92 | 2024 | 398.63 | 2024 | 337.6347 | -18.59 | SWHC045-04 | Res Central HVAC System - Fuel Sub - ZEAS 2030 - Marine ¦ PG&E ¦ Marine | Res Central HVAC System - Fuel Sub - ZEAS 2030 - Marine | 0.58283 | 0.47 | 0 | RASS 2019 | 350.0736 | 2032 | 1 | SWHC045
RES-HVAC-FS-13-ZEAS.2 | Res ¦ Packaged/Split Heat Pump (SEER2 16.0) - Fuel Sub - ZEAS 2030 - Marine ¦ PG&E ¦ Marine | Res ¦ Packaged/Split Heat Pump (SEER2 16.0) - Fuel Sub - ZEAS 2030 - Marine | PG&E ¦ Marine | PG&E | All | Electric & Gas | Packaged/Split Heat Pump (SEER2 16.0) | Efficient |  |  | 1 | Conventional | HVAC | Res - Multi Family | Res | ROB Only | 1 | Residential Households | Cap-Tons | 23 | DEER:HVAC_Eff_AC | 175 | 0 | -37.7 | SWHC045-04 | 1888.92 | 2024 | 398.63 | 2024 | 337.6347 | -18.59 | SWHC045-04 | Res Central HVAC System - Fuel Sub - ZEAS 2030 - Marine ¦ PG&E ¦ Marine | Res Central HVAC System - Fuel Sub - ZEAS 2030 - Marine | 0.066794 | 0.47 | 0 | RASS 2019 | 0 | 2012 | 1 | SWHC045
RES-HVAC-FS-13-ZEAS.3 | Res ¦ Packaged/Split Heat Pump (SEER2 16.0) - Fuel Sub - ZEAS 2030 - Hot-Dry ¦ PG&E ¦ Hot-Dry | Res ¦ Packaged/Split Heat Pump (SEER2 16.0) - Fuel Sub - ZEAS 2030 - Hot-Dry | PG&E ¦ Hot-Dry | PG&E | All | Electric & Gas | Packaged/Split Heat Pump (SEER2 16.0) | Efficient |  |  | 1 | Conventional | HVAC | Res - Single Family | Res | ROB Only | 1 | Residential Households | Cap-Tons | 23 | DEER:HVAC_Eff_AC | 447 | 0 | -57 | SWHC045-04 | 1888.92 | 2024 | 398.63 | 2024 | 441.5223 | -18.59 | SWHC045-04 | Res Central HVAC System - Fuel Sub - ZEAS 2030 - Hot-Dry ¦ PG&E ¦ Hot-Dry | Res Central HVAC System - Fuel Sub - ZEAS 2030 - Hot-Dry | 1.0532 | 0.47 | 0 | RASS 2019 | 350.0736 | 2032 | 1 | SWHC045
RES-HVAC-FS-13-ZEAS.4 | Res ¦ Packaged/Split Heat Pump (SEER2 16.0) - Fuel Sub - ZEAS 2030 - Hot-Dry ¦ PG&E ¦ Hot-Dry | Res ¦ Packaged/Split Heat Pump (SEER2 16.0) - Fuel Sub - ZEAS 2030 - Hot-Dry | PG&E ¦ Hot-Dry | PG&E | All | Electric & Gas | Packaged/Split Heat Pump (SEER2 16.0) | Efficient |  |  | 1 | Conventional | HVAC | Res - Multi Family | Res | ROB Only | 1 | Residential Households | Cap-Tons | 23 | DEER:HVAC_Eff_AC | 106 | 0 | -32 | SWHC045-04 | 1888.92 | 2024 | 398.63 | 2024 | 441.5223 | -18.59 | SWHC045-04 | Res Central HVAC System - Fuel Sub - ZEAS 2030 - Hot-Dry ¦ PG&E ¦ Hot-Dry | Res Central HVAC System - Fuel Sub - ZEAS 2030 - Hot-Dry | 0.2441 | 0.47 | 0 | RASS 2019 | 0 | 2012 | 1 | SWHC045
RES-HVAC-FS-13-ZEAS.5 | Res ¦ Packaged/Split Heat Pump (SEER2 16.0) - Fuel Sub - ZEAS 2030 - Cold ¦ PG&E ¦ Cold | Res ¦ Packaged/Split Heat Pump (SEER2 16.0) - Fuel Sub - ZEAS 2030 - Cold | PG&E ¦ Cold | PG&E | All | Electric & Gas | Packaged/Split Heat Pump (SEER2 16.0) | Efficient |  |  | 1 | Conventional | HVAC | Res - Single Family | Res | ROB Only | 1 | Residential Households | Cap-Tons | 23 | DEER:HVAC_Eff_AC | 346 | 0 | -53.4 | SWHC045-04 | 1888.92 | 2024 | 398.63 | 2024 | 302.0942 | -18.59 | SWHC045-04 | Res Central HVAC System - Fuel Sub - ZEAS 2030 - Cold ¦ PG&E ¦ Cold | Res Central HVAC System - Fuel Sub - ZEAS 2030 - Cold | 0.23165 | 0.47 | 0 | RASS 2019 | 350.0736 | 2032 | 1 | SWHC045
RES-HVAC-FS-13-ZEAS.6 | Res ¦ Packaged/Split Heat Pump (SEER2 16.0) - Fuel Sub - ZEAS 2030 - Cold ¦ PG&E ¦ Cold | Res ¦ Packaged/Split Heat Pump (SEER2 16.0) - Fuel Sub - ZEAS 2030 - Cold | PG&E ¦ Cold | PG&E | All | Electric & Gas | Packaged/Split Heat Pump (SEER2 16.0) | Efficient |  |  | 1 | Conventional | HVAC | Res - Multi Family | Res | ROB Only | 1 | Residential Households | Cap-Tons | 23 | DEER:HVAC_Eff_AC | 144 | 0 | -51.2 | SWHC045-04 | 1888.92 | 2024 | 398.63 | 2024 | 302.0942 | -18.59 | SWHC045-04 | Res Central HVAC System - Fuel Sub - ZEAS 2030 - Cold ¦ PG&E ¦ Cold | Res Central HVAC System - Fuel Sub - ZEAS 2030 - Cold | 0.060679 | 0.47 | 0 | RASS 2019 | 0 | 2012 | 1 | SWHC045
RES-HVAC-FS-13-ZEAS.7 | Res ¦ Packaged/Split Heat Pump (SEER2 16.0) - Fuel Sub - ZEAS 2030 - Marine ¦ SCG ¦ Marine | Res ¦ Packaged/Split Heat Pump (SEER2 16.0) - Fuel Sub - ZEAS 2030 - Marine | SCG ¦ Marine | SCG | All | Electric & Gas | Packaged/Split Heat Pump (SEER2 16.0) | Efficient |  |  | 1 | Conventional | HVAC | Res - Single Family | Res | ROB Only | 1 | Residential Households | Cap-Tons | 23 | DEER:HVAC_Eff_AC | 131 | 0 | -28.8 | SWHC045-04 | 1888.92 | 2024 | 398.63 | 2024 | 271.9601 | -18.59 | SWHC045-04 | Res Central HVAC System - Fuel Sub - ZEAS 2030 - Marine ¦ SCG ¦ Marine | Res Central HVAC System - Fuel Sub - ZEAS 2030 - Marine | 0.94772 | 0.47 | 0 | RASS 2019 | 350.0736 | 2032 | 1 | SWHC045
RES-HVAC-FS-13-ZEAS.8 | Res ¦ Packaged/Split Heat Pump (SEER2 16.0) - Fuel Sub - ZEAS 2030 - Marine ¦ SCG ¦ Marine | Res ¦ Packaged/Split Heat Pump (SEER2 16.0) - Fuel Sub - ZEAS 2030 - Marine | SCG ¦ Marine | SCG | All | Electric & Gas | Packaged/Split Heat Pump (SEER2 16.0) | Efficient |  |  | 1 | Conventional | HVAC | Res - Multi Family | Res | ROB Only | 1 | Residential Households | Cap-Tons | 23 | DEER:HVAC_Eff_AC | 46.3 | 0 | -26.9 | SWHC045-04 | 1888.92 | 2024 | 398.63 | 2024 | 271.9601 | -18.59 | SWHC045-04 | Res Central HVAC System - Fuel Sub - ZEAS 2030 - Marine ¦ SCG ¦ Marine | Res Central HVAC System - Fuel Sub - ZEAS 2030 - Marine | 0.19192 | 0.47 | 0 | RASS 2019 | 0 | 2012 | 1 | SWHC045
RES-HVAC-FS-13-ZEAS.9 | Res ¦ Packaged/Split Heat Pump (SEER2 16.0) - Fuel Sub - ZEAS 2030 - Hot-Dry ¦ SCG ¦ Hot-Dry | Res ¦ Packaged/Split Heat Pump (SEER2 16.0) - Fuel Sub - ZEAS 2030 - Hot-Dry | SCG ¦ Hot-Dry | SCG | All | Electric & Gas | Packaged/Split Heat Pump (SEER2 16.0) | Efficient |  |  | 1 | Conventional | HVAC | Res - Single Family | Res | ROB Only | 1 | Residential Households | Cap-Tons | 23 | DEER:HVAC_Eff_AC | 105 | 0 | -30 | SWHC045-04 | 1888.92 | 2024 | 398.63 | 2024 | 323.6083 | -18.59 | SWHC045-04 | Res Central HVAC System - Fuel Sub - ZEAS 2030 - Hot-Dry ¦ SCG ¦ Hot-Dry | Res Central HVAC System - Fuel Sub - ZEAS 2030 - Hot-Dry | 1.5905 | 0.47 | 0 | RASS 2019 | 350.0736 | 2032 | 1 | SWHC045
RES-HVAC-FS-13-ZEAS.10 | Res ¦ Packaged/Split Heat Pump (SEER2 16.0) - Fuel Sub - ZEAS 2030 - Hot-Dry ¦ SCG ¦ Hot-Dry | Res ¦ Packaged/Split Heat Pump (SEER2 16.0) - Fuel Sub - ZEAS 2030 - Hot-Dry | SCG ¦ Hot-Dry | SCG | All | Electric & Gas | Packaged/Split Heat Pump (SEER2 16.0) | Efficient |  |  | 1 | Conventional | HVAC | Res - Multi Family | Res | ROB Only | 1 | Residential Households | Cap-Tons | 23 | DEER:HVAC_Eff_AC | -26 | 0 | -26.6 | SWHC045-04 | 1888.92 | 2024 | 398.63 | 2024 | 323.6083 | -18.59 | SWHC045-04 | Res Central HVAC System - Fuel Sub - ZEAS 2030 - Hot-Dry ¦ SCG ¦ Hot-Dry | Res Central HVAC System - Fuel Sub - ZEAS 2030 - Hot-Dry | 0.22921 | 0.47 | 0 | RASS 2019 | 0 | 2012 | 1 | SWHC045
RES-HVAC-FS-13-ZEAS.11 | Res ¦ Packaged/Split Heat Pump (SEER2 16.0) - Fuel Sub - ZEAS 2030 - Cold ¦ SCG ¦ Cold | Res ¦ Packaged/Split Heat Pump (SEER2 16.0) - Fuel Sub - ZEAS 2030 - Cold | SCG ¦ Cold | SCG | All | Electric & Gas | Packaged/Split Heat Pump (SEER2 16.0) | Efficient |  |  | 1 | Conventional | HVAC | Res - Single Family | Res | ROB Only | 1 | Residential Households | Cap-Tons | 23 | DEER:HVAC_Eff_AC | 346 | 0 | -53.4 | SWHC045-04 | 1888.92 | 2024 | 398.63 | 2024 | 302.0942 | -18.59 | SWHC045-04 | Res Central HVAC System - Fuel Sub - ZEAS 2030 - Cold ¦ SCG ¦ Cold | Res Central HVAC System - Fuel Sub - ZEAS 2030 - Cold | 1.969 | 0.47 | 0 | RASS 2019 | 350.0736 | 2032 | 1 | SWHC045
RES-HVAC-FS-13-ZEAS.12 | Res ¦ Packaged/Split Heat Pump (SEER2 16.0) - Fuel Sub - ZEAS 2030 - Cold ¦ SCG ¦ Cold | Res ¦ Packaged/Split Heat Pump (SEER2 16.0) - Fuel Sub - ZEAS 2030 - Cold | SCG ¦ Cold | SCG | All | Electric & Gas | Packaged/Split Heat Pump (SEER2 16.0) | Efficient |  |  | 1 | Conventional | HVAC | Res - Multi Family | Res | ROB Only | 1 | Residential Households | Cap-Tons | 23 | DEER:HVAC_Eff_AC | 144 | 0 | -51.2 | SWHC045-04 | 1888.92 | 2024 | 398.63 | 2024 | 302.0942 | -18.59 | SWHC045-04 | Res Central HVAC System - Fuel Sub - ZEAS 2030 - Cold ¦ SCG ¦ Cold | Res Central HVAC System - Fuel Sub - ZEAS 2030 - Cold | 0.060679 | 0.47 | 0 | RASS 2019 | 0 | 2012 | 1 | SWHC045
RES-HVAC-FS-13-ZEAS.13 | Res ¦ Packaged/Split Heat Pump (SEER2 16.0) - Fuel Sub - ZEAS 2030 - Marine ¦ SDG&E ¦ Marine | Res ¦ Packaged/Split Heat Pump (SEER2 16.0) - Fuel Sub - ZEAS 2030 - Marine | SDG&E ¦ Marine | SDG&E | All | Electric & Gas | Packaged/Split Heat Pump (SEER2 16.0) | Efficient |  |  | 1 | Conventional | HVAC | Res - Single Family | Res | ROB Only | 1 | Residential Households | Cap-Tons | 23 | DEER:HVAC_Eff_AC | 131 | 0 | -28.8 | SWHC045-04 | 1888.92 | 2024 | 398.63 | 2024 | 271.9601 | -18.59 | SWHC045-04 | Res Central HVAC System - Fuel Sub - ZEAS 2030 - Marine ¦ SDG&E ¦ Marine | Res Central HVAC System - Fuel Sub - ZEAS 2030 - Marine | 1.9303 | 0.47 | 0 | RASS 2019 | 350.0736 | 2032 | 1 | SWHC045
RES-HVAC-FS-13-ZEAS.14 | Res ¦ Packaged/Split Heat Pump (SEER2 16.0) - Fuel Sub - ZEAS 2030 - Marine ¦ SDG&E ¦ Marine | Res ¦ Packaged/Split Heat Pump (SEER2 16.0) - Fuel Sub - ZEAS 2030 - Marine | SDG&E ¦ Marine | SDG&E | All | Electric & Gas | Packaged/Split Heat Pump (SEER2 16.0) | Efficient |  |  | 1 | Conventional | HVAC | Res - Multi Family | Res | ROB Only | 1 | Residential Households | Cap-Tons | 23 | DEER:HVAC_Eff_AC | 46.3 | 0 | -26.9 | SWHC045-04 | 1888.92 | 2024 | 398.63 | 2024 | 271.9601 | -18.59 | SWHC045-04 | Res Central HVAC System - Fuel Sub - ZEAS 2030 - Marine ¦ SDG&E ¦ Marine | Res Central HVAC System - Fuel Sub - ZEAS 2030 - Marine | 0.39508 | 0.47 | 0 | RASS 2019 | 0 | 2012 | 1 | SWHC045
RES-HVAC-FS-13-ZEAS.15 | Res ¦ Packaged/Split Heat Pump (SEER2 16.0) - Fuel Sub - ZEAS 2030 - Hot-Dry ¦ SDG&E ¦ Hot-Dry | Res ¦ Packaged/Split Heat Pump (SEER2 16.0) - Fuel Sub - ZEAS 2030 - Hot-Dry | SDG&E ¦ Hot-Dry | SDG&E | All | Electric & Gas | Packaged/Split Heat Pump (SEER2 16.0) | Efficient |  |  | 1 | Conventional | HVAC | Res - Single Family | Res | ROB Only | 1 | Residential Households | Cap-Tons | 23 | DEER:HVAC_Eff_AC | 166 | 0 | -35.5 | SWHC045-04 | 1888.92 | 2024 | 398.63 | 2024 | 339.7383 | -18.59 | SWHC045-04 | Res Central HVAC System - Fuel Sub - ZEAS 2030 - Hot-Dry ¦ SDG&E ¦ Hot-Dry | Res Central HVAC System - Fuel Sub - ZEAS 2030 - Hot-Dry | 1.1703 | 0.47 | 0 | RASS 2019 | 350.0736 | 2032 | 1 | SWHC045
RES-HVAC-FS-13-ZEAS.16 | Res ¦ Packaged/Split Heat Pump (SEER2 16.0) - Fuel Sub - ZEAS 2030 - Hot-Dry ¦ SDG&E ¦ Hot-Dry | Res ¦ Packaged/Split Heat Pump (SEER2 16.0) - Fuel Sub - ZEAS 2030 - Hot-Dry | SDG&E ¦ Hot-Dry | SDG&E | All | Electric & Gas | Packaged/Split Heat Pump (SEER2 16.0) | Efficient |  |  | 1 | Conventional | HVAC | Res - Multi Family | Res | ROB Only | 1 | Residential Households | Cap-Tons | 23 | DEER:HVAC_Eff_AC | 35.2 | 0 | -23.5 | SWHC045-04 | 1888.92 | 2024 | 398.63 | 2024 | 339.7383 | -18.59 | SWHC045-04 | Res Central HVAC System - Fuel Sub - ZEAS 2030 - Hot-Dry ¦ SDG&E ¦ Hot-Dry | Res Central HVAC System - Fuel Sub - ZEAS 2030 - Hot-Dry | 0.14814 | 0.47 | 0 | RASS 2019 | 0 | 2012 | 1 | SWHC045
RES-HVAC-FS-14-ZEAS.1 | Res ¦ Packaged/Split Heat Pump (SEER2 16.9) - Fuel Sub - ZEAS 2030 - Marine ¦ PG&E ¦ Marine | Res ¦ Packaged/Split Heat Pump (SEER2 16.9) - Fuel Sub - ZEAS 2030 - Marine | PG&E ¦ Marine | PG&E | All | Electric & Gas | Packaged/Split Heat Pump (SEER2 16.9) | Efficient |  |  | 1 | Conventional | HVAC | Res - Single Family | Res | ROB Only | 1 | Residential Households | Cap-Tons | 23 | DEER:HVAC_Eff_AC | 321 | 0 | -51.3 | SWHC045-04 | 2134.82 | 2024 | 398.63 | 2024 | 337.6347 | -18.59 | SWHC045-04 | Res Central HVAC System - Fuel Sub - ZEAS 2030 - Marine ¦ PG&E ¦ Marine | Res Central HVAC System - Fuel Sub - ZEAS 2030 - Marine | 0.58283 | 0.47 | 0 | RASS 2019 | 350.0736 | 2032 | 1 | SWHC045
RES-HVAC-FS-14-ZEAS.2 | Res ¦ Packaged/Split Heat Pump (SEER2 16.9) - Fuel Sub - ZEAS 2030 - Marine ¦ PG&E ¦ Marine | Res ¦ Packaged/Split Heat Pump (SEER2 16.9) - Fuel Sub - ZEAS 2030 - Marine | PG&E ¦ Marine | PG&E | All | Electric & Gas | Packaged/Split Heat Pump (SEER2 16.9) | Efficient |  |  | 1 | Conventional | HVAC | Res - Multi Family | Res | ROB Only | 1 | Residential Households | Cap-Tons | 23 | DEER:HVAC_Eff_AC | 168 | 0 | -37.7 | SWHC045-04 | 2134.82 | 2024 | 398.63 | 2024 | 337.6347 | -18.59 | SWHC045-04 | Res Central HVAC System - Fuel Sub - ZEAS 2030 - Marine ¦ PG&E ¦ Marine | Res Central HVAC System - Fuel Sub - ZEAS 2030 - Marine | 0.066794 | 0.47 | 0 | RASS 2019 | 0 | 2012 | 1 | SWHC045
RES-HVAC-FS-14-ZEAS.3 | Res ¦ Packaged/Split Heat Pump (SEER2 16.9) - Fuel Sub - ZEAS 2030 - Hot-Dry ¦ PG&E ¦ Hot-Dry | Res ¦ Packaged/Split Heat Pump (SEER2 16.9) - Fuel Sub - ZEAS 2030 - Hot-Dry | PG&E ¦ Hot-Dry | PG&E | All | Electric & Gas | Packaged/Split Heat Pump (SEER2 16.9) | Efficient |  |  | 1 | Conventional | HVAC | Res - Single Family | Res | ROB Only | 1 | Residential Households | Cap-Tons | 23 | DEER:HVAC_Eff_AC | 437 | 0 | -57 | SWHC045-04 | 2134.82 | 2024 | 398.63 | 2024 | 441.5223 | -18.59 | SWHC045-04 | Res Central HVAC System - Fuel Sub - ZEAS 2030 - Hot-Dry ¦ PG&E ¦ Hot-Dry | Res Central HVAC System - Fuel Sub - ZEAS 2030 - Hot-Dry | 1.0532 | 0.47 | 0 | RASS 2019 | 350.0736 | 2032 | 1 | SWHC045
RES-HVAC-FS-14-ZEAS.4 | Res ¦ Packaged/Split Heat Pump (SEER2 16.9) - Fuel Sub - ZEAS 2030 - Hot-Dry ¦ PG&E ¦ Hot-Dry | Res ¦ Packaged/Split Heat Pump (SEER2 16.9) - Fuel Sub - ZEAS 2030 - Hot-Dry | PG&E ¦ Hot-Dry | PG&E | All | Electric & Gas | Packaged/Split Heat Pump (SEER2 16.9) | Efficient |  |  | 1 | Conventional | HVAC | Res - Multi Family | Res | ROB Only | 1 | Residential Households | Cap-Tons | 23 | DEER:HVAC_Eff_AC | 106 | 0 | -32 | SWHC045-04 | 2134.82 | 2024 | 398.63 | 2024 | 441.5223 | -18.59 | SWHC045-04 | Res Central HVAC System - Fuel Sub - ZEAS 2030 - Hot-Dry ¦ PG&E ¦ Hot-Dry | Res Central HVAC System - Fuel Sub - ZEAS 2030 - Hot-Dry | 0.2441 | 0.47 | 0 | RASS 2019 | 0 | 2012 | 1 | SWHC045
RES-HVAC-FS-14-ZEAS.5 | Res ¦ Packaged/Split Heat Pump (SEER2 16.9) - Fuel Sub - ZEAS 2030 - Cold ¦ PG&E ¦ Cold | Res ¦ Packaged/Split Heat Pump (SEER2 16.9) - Fuel Sub - ZEAS 2030 - Cold | PG&E ¦ Cold | PG&E | All | Electric & Gas | Packaged/Split Heat Pump (SEER2 16.9) | Efficient |  |  | 1 | Conventional | HVAC | Res - Single Family | Res | ROB Only | 1 | Residential Households | Cap-Tons | 23 | DEER:HVAC_Eff_AC | 331 | 0 | -53.4 | SWHC045-04 | 2134.82 | 2024 | 398.63 | 2024 | 302.0942 | -18.59 | SWHC045-04 | Res Central HVAC System - Fuel Sub - ZEAS 2030 - Cold ¦ PG&E ¦ Cold | Res Central HVAC System - Fuel Sub - ZEAS 2030 - Cold | 0.23165 | 0.47 | 0 | RASS 2019 | 350.0736 | 2032 | 1 | SWHC045
RES-HVAC-FS-14-ZEAS.6 | Res ¦ Packaged/Split Heat Pump (SEER2 16.9) - Fuel Sub - ZEAS 2030 - Cold ¦ PG&E ¦ Cold | Res ¦ Packaged/Split Heat Pump (SEER2 16.9) - Fuel Sub - ZEAS 2030 - Cold | PG&E ¦ Cold | PG&E | All | Electric & Gas | Packaged/Split Heat Pump (SEER2 16.9) | Efficient |  |  | 1 | Conventional | HVAC | Res - Multi Family | Res | ROB Only | 1 | Residential Households | Cap-Tons | 23 | DEER:HVAC_Eff_AC | 137 | 0 | -51.2 | SWHC045-04 | 2134.82 | 2024 | 398.63 | 2024 | 302.0942 | -18.59 | SWHC045-04 | Res Central HVAC System - Fuel Sub - ZEAS 2030 - Cold ¦ PG&E ¦ Cold | Res Central HVAC System - Fuel Sub - ZEAS 2030 - Cold | 0.060679 | 0.47 | 0 | RASS 2019 | 0 | 2012 | 1 | SWHC045
RES-HVAC-FS-14-ZEAS.7 | Res ¦ Packaged/Split Heat Pump (SEER2 16.9) - Fuel Sub - ZEAS 2030 - Marine ¦ SCG ¦ Marine | Res ¦ Packaged/Split Heat Pump (SEER2 16.9) - Fuel Sub - ZEAS 2030 - Marine | SCG ¦ Marine | SCG | All | Electric & Gas | Packaged/Split Heat Pump (SEER2 16.9) | Efficient |  |  | 1 | Conventional | HVAC | Res - Single Family | Res | ROB Only | 1 | Residential Households | Cap-Tons | 23 | DEER:HVAC_Eff_AC | 131 | 0 | -28.8 | SWHC045-04 | 2134.82 | 2024 | 398.63 | 2024 | 271.9601 | -18.59 | SWHC045-04 | Res Central HVAC System - Fuel Sub - ZEAS 2030 - Marine ¦ SCG ¦ Marine | Res Central HVAC System - Fuel Sub - ZEAS 2030 - Marine | 0.94772 | 0.47 | 0 | RASS 2019 | 350.0736 | 2032 | 1 | SWHC045
RES-HVAC-FS-14-ZEAS.8 | Res ¦ Packaged/Split Heat Pump (SEER2 16.9) - Fuel Sub - ZEAS 2030 - Marine ¦ SCG ¦ Marine | Res ¦ Packaged/Split Heat Pump (SEER2 16.9) - Fuel Sub - ZEAS 2030 - Marine | SCG ¦ Marine | SCG | All | Electric & Gas | Packaged/Split Heat Pump (SEER2 16.9) | Efficient |  |  | 1 | Conventional | HVAC | Res - Multi Family | Res | ROB Only | 1 | Residential Households | Cap-Tons | 23 | DEER:HVAC_Eff_AC | 46.3 | 0 | -26.9 | SWHC045-04 | 2134.82 | 2024 | 398.63 | 2024 | 271.9601 | -18.59 | SWHC045-04 | Res Central HVAC System - Fuel Sub - ZEAS 2030 - Marine ¦ SCG ¦ Marine | Res Central HVAC System - Fuel Sub - ZEAS 2030 - Marine | 0.19192 | 0.47 | 0 | RASS 2019 | 0 | 2012 | 1 | SWHC045
RES-HVAC-FS-14-ZEAS.9 | Res ¦ Packaged/Split Heat Pump (SEER2 16.9) - Fuel Sub - ZEAS 2030 - Hot-Dry ¦ SCG ¦ Hot-Dry | Res ¦ Packaged/Split Heat Pump (SEER2 16.9) - Fuel Sub - ZEAS 2030 - Hot-Dry | SCG ¦ Hot-Dry | SCG | All | Electric & Gas | Packaged/Split Heat Pump (SEER2 16.9) | Efficient |  |  | 1 | Conventional | HVAC | Res - Single Family | Res | ROB Only | 1 | Residential Households | Cap-Tons | 23 | DEER:HVAC_Eff_AC | 100 | 0 | -30 | SWHC045-04 | 2134.82 | 2024 | 398.63 | 2024 | 323.6083 | -18.59 | SWHC045-04 | Res Central HVAC System - Fuel Sub - ZEAS 2030 - Hot-Dry ¦ SCG ¦ Hot-Dry | Res Central HVAC System - Fuel Sub - ZEAS 2030 - Hot-Dry | 1.5905 | 0.47 | 0 | RASS 2019 | 350.0736 | 2032 | 1 | SWHC045
RES-HVAC-FS-14-ZEAS.10 | Res ¦ Packaged/Split Heat Pump (SEER2 16.9) - Fuel Sub - ZEAS 2030 - Hot-Dry ¦ SCG ¦ Hot-Dry | Res ¦ Packaged/Split Heat Pump (SEER2 16.9) - Fuel Sub - ZEAS 2030 - Hot-Dry | SCG ¦ Hot-Dry | SCG | All | Electric & Gas | Packaged/Split Heat Pump (SEER2 16.9) | Efficient |  |  | 1 | Conventional | HVAC | Res - Multi Family | Res | ROB Only | 1 | Residential Households | Cap-Tons | 23 | DEER:HVAC_Eff_AC | -26 | 0 | -26.6 | SWHC045-04 | 2134.82 | 2024 | 398.63 | 2024 | 323.6083 | -18.59 | SWHC045-04 | Res Central HVAC System - Fuel Sub - ZEAS 2030 - Hot-Dry ¦ SCG ¦ Hot-Dry | Res Central HVAC System - Fuel Sub - ZEAS 2030 - Hot-Dry | 0.22921 | 0.47 | 0 | RASS 2019 | 0 | 2012 | 1 | SWHC045
RES-HVAC-FS-14-ZEAS.11 | Res ¦ Packaged/Split Heat Pump (SEER2 16.9) - Fuel Sub - ZEAS 2030 - Cold ¦ SCG ¦ Cold | Res ¦ Packaged/Split Heat Pump (SEER2 16.9) - Fuel Sub - ZEAS 2030 - Cold | SCG ¦ Cold | SCG | All | Electric & Gas | Packaged/Split Heat Pump (SEER2 16.9) | Efficient |  |  | 1 | Conventional | HVAC | Res - Single Family | Res | ROB Only | 1 | Residential Households | Cap-Tons | 23 | DEER:HVAC_Eff_AC | 331 | 0 | -53.4 | SWHC045-04 | 2134.82 | 2024 | 398.63 | 2024 | 302.0942 | -18.59 | SWHC045-04 | Res Central HVAC System - Fuel Sub - ZEAS 2030 - Cold ¦ SCG ¦ Cold | Res Central HVAC System - Fuel Sub - ZEAS 2030 - Cold | 1.969 | 0.47 | 0 | RASS 2019 | 350.0736 | 2032 | 1 | SWHC045
RES-HVAC-FS-14-ZEAS.12 | Res ¦ Packaged/Split Heat Pump (SEER2 16.9) - Fuel Sub - ZEAS 2030 - Cold ¦ SCG ¦ Cold | Res ¦ Packaged/Split Heat Pump (SEER2 16.9) - Fuel Sub - ZEAS 2030 - Cold | SCG ¦ Cold | SCG | All | Electric & Gas | Packaged/Split Heat Pump (SEER2 16.9) | Efficient |  |  | 1 | Conventional | HVAC | Res - Multi Family | Res | ROB Only | 1 | Residential Households | Cap-Tons | 23 | DEER:HVAC_Eff_AC | 137 | 0 | -51.2 | SWHC045-04 | 2134.82 | 2024 | 398.63 | 2024 | 302.0942 | -18.59 | SWHC045-04 | Res Central HVAC System - Fuel Sub - ZEAS 2030 - Cold ¦ SCG ¦ Cold | Res Central HVAC System - Fuel Sub - ZEAS 2030 - Cold | 0.060679 | 0.47 | 0 | RASS 2019 | 0 | 2012 | 1 | SWHC045
RES-HVAC-FS-14-ZEAS.13 | Res ¦ Packaged/Split Heat Pump (SEER2 16.9) - Fuel Sub - ZEAS 2030 - Marine ¦ SDG&E ¦ Marine | Res ¦ Packaged/Split Heat Pump (SEER2 16.9) - Fuel Sub - ZEAS 2030 - Marine | SDG&E ¦ Marine | SDG&E | All | Electric & Gas | Packaged/Split Heat Pump (SEER2 16.9) | Efficient |  |  | 1 | Conventional | HVAC | Res - Single Family | Res | ROB Only | 1 | Residential Households | Cap-Tons | 23 | DEER:HVAC_Eff_AC | 131 | 0 | -28.8 | SWHC045-04 | 2134.82 | 2024 | 398.63 | 2024 | 271.9601 | -18.59 | SWHC045-04 | Res Central HVAC System - Fuel Sub - ZEAS 2030 - Marine ¦ SDG&E ¦ Marine | Res Central HVAC System - Fuel Sub - ZEAS 2030 - Marine | 1.9303 | 0.47 | 0 | RASS 2019 | 350.0736 | 2032 | 1 | SWHC045
RES-HVAC-FS-14-ZEAS.14 | Res ¦ Packaged/Split Heat Pump (SEER2 16.9) - Fuel Sub - ZEAS 2030 - Marine ¦ SDG&E ¦ Marine | Res ¦ Packaged/Split Heat Pump (SEER2 16.9) - Fuel Sub - ZEAS 2030 - Marine | SDG&E ¦ Marine | SDG&E | All | Electric & Gas | Packaged/Split Heat Pump (SEER2 16.9) | Efficient |  |  | 1 | Conventional | HVAC | Res - Multi Family | Res | ROB Only | 1 | Residential Households | Cap-Tons | 23 | DEER:HVAC_Eff_AC | 46.3 | 0 | -26.9 | SWHC045-04 | 2134.82 | 2024 | 398.63 | 2024 | 271.9601 | -18.59 | SWHC045-04 | Res Central HVAC System - Fuel Sub - ZEAS 2030 - Marine ¦ SDG&E ¦ Marine | Res Central HVAC System - Fuel Sub - ZEAS 2030 - Marine | 0.39508 | 0.47 | 0 | RASS 2019 | 0 | 2012 | 1 | SWHC045
RES-HVAC-FS-14-ZEAS.15 | Res ¦ Packaged/Split Heat Pump (SEER2 16.9) - Fuel Sub - ZEAS 2030 - Hot-Dry ¦ SDG&E ¦ Hot-Dry | Res ¦ Packaged/Split Heat Pump (SEER2 16.9) - Fuel Sub - ZEAS 2030 - Hot-Dry | SDG&E ¦ Hot-Dry | SDG&E | All | Electric & Gas | Packaged/Split Heat Pump (SEER2 16.9) | Efficient |  |  | 1 | Conventional | HVAC | Res - Single Family | Res | ROB Only | 1 | Residential Households | Cap-Tons | 23 | DEER:HVAC_Eff_AC | 160 | 0 | -35.5 | SWHC045-04 | 2134.82 | 2024 | 398.63 | 2024 | 339.7383 | -18.59 | SWHC045-04 | Res Central HVAC System - Fuel Sub - ZEAS 2030 - Hot-Dry ¦ SDG&E ¦ Hot-Dry | Res Central HVAC System - Fuel Sub - ZEAS 2030 - Hot-Dry | 1.1703 | 0.47 | 0 | RASS 2019 | 350.0736 | 2032 | 1 | SWHC045
RES-HVAC-FS-14-ZEAS.16 | Res ¦ Packaged/Split Heat Pump (SEER2 16.9) - Fuel Sub - ZEAS 2030 - Hot-Dry ¦ SDG&E ¦ Hot-Dry | Res ¦ Packaged/Split Heat Pump (SEER2 16.9) - Fuel Sub - ZEAS 2030 - Hot-Dry | SDG&E ¦ Hot-Dry | SDG&E | All | Electric & Gas | Packaged/Split Heat Pump (SEER2 16.9) | Efficient |  |  | 1 | Conventional | HVAC | Res - Multi Family | Res | ROB Only | 1 | Residential Households | Cap-Tons | 23 | DEER:HVAC_Eff_AC | 26.8 | 0 | -23.5 | SWHC045-04 | 2134.82 | 2024 | 398.63 | 2024 | 339.7383 | -18.59 | SWHC045-04 | Res Central HVAC System - Fuel Sub - ZEAS 2030 - Hot-Dry ¦ SDG&E ¦ Hot-Dry | Res Central HVAC System - Fuel Sub - ZEAS 2030 - Hot-Dry | 0.14814 | 0.47 | 0 | RASS 2019 | 0 | 2012 | 1 | SWHC045
RES-HVAC-FS-15-ZEAS.1 | Res ¦ Packaged/Split Heat Pump (SEER2 17.8) - Fuel Sub - ZEAS 2030 - Marine ¦ PG&E ¦ Marine | Res ¦ Packaged/Split Heat Pump (SEER2 17.8) - Fuel Sub - ZEAS 2030 - Marine | PG&E ¦ Marine | PG&E | All | Electric & Gas | Packaged/Split Heat Pump (SEER2 17.8) | Efficient |  |  | 1 | Conventional | HVAC | Res - Single Family | Res | ROB Only | 1 | Residential Households | Cap-Tons | 23 | DEER:HVAC_Eff_AC | 316 | 0 | -51.3 | SWHC045-04 | 2380.73 | 2024 | 398.63 | 2024 | 337.6347 | -18.59 | SWHC045-04 | Res Central HVAC System - Fuel Sub - ZEAS 2030 - Marine ¦ PG&E ¦ Marine | Res Central HVAC System - Fuel Sub - ZEAS 2030 - Marine | 0.58283 | 0.47 | 0 | RASS 2019 | 350.0736 | 2032 | 1 | SWHC045
RES-HVAC-FS-15-ZEAS.2 | Res ¦ Packaged/Split Heat Pump (SEER2 17.8) - Fuel Sub - ZEAS 2030 - Marine ¦ PG&E ¦ Marine | Res ¦ Packaged/Split Heat Pump (SEER2 17.8) - Fuel Sub - ZEAS 2030 - Marine | PG&E ¦ Marine | PG&E | All | Electric & Gas | Packaged/Split Heat Pump (SEER2 17.8) | Efficient |  |  | 1 | Conventional | HVAC | Res - Multi Family | Res | ROB Only | 1 | Residential Households | Cap-Tons | 23 | DEER:HVAC_Eff_AC | 162 | 0 | -37.7 | SWHC045-04 | 2380.73 | 2024 | 398.63 | 2024 | 337.6347 | -18.59 | SWHC045-04 | Res Central HVAC System - Fuel Sub - ZEAS 2030 - Marine ¦ PG&E ¦ Marine | Res Central HVAC System - Fuel Sub - ZEAS 2030 - Marine | 0.066794 | 0.47 | 0 | RASS 2019 | 0 | 2012 | 1 | SWHC045
RES-HVAC-FS-15-ZEAS.3 | Res ¦ Packaged/Split Heat Pump (SEER2 17.8) - Fuel Sub - ZEAS 2030 - Hot-Dry ¦ PG&E ¦ Hot-Dry | Res ¦ Packaged/Split Heat Pump (SEER2 17.8) - Fuel Sub - ZEAS 2030 - Hot-Dry | PG&E ¦ Hot-Dry | PG&E | All | Electric & Gas | Packaged/Split Heat Pump (SEER2 17.8) | Efficient |  |  | 1 | Conventional | HVAC | Res - Single Family | Res | ROB Only | 1 | Residential Households | Cap-Tons | 23 | DEER:HVAC_Eff_AC | 422 | 0 | -57 | SWHC045-04 | 2380.73 | 2024 | 398.63 | 2024 | 441.5223 | -18.59 | SWHC045-04 | Res Central HVAC System - Fuel Sub - ZEAS 2030 - Hot-Dry ¦ PG&E ¦ Hot-Dry | Res Central HVAC System - Fuel Sub - ZEAS 2030 - Hot-Dry | 1.0532 | 0.47 | 0 | RASS 2019 | 350.0736 | 2032 | 1 | SWHC045
RES-HVAC-FS-15-ZEAS.4 | Res ¦ Packaged/Split Heat Pump (SEER2 17.8) - Fuel Sub - ZEAS 2030 - Hot-Dry ¦ PG&E ¦ Hot-Dry | Res ¦ Packaged/Split Heat Pump (SEER2 17.8) - Fuel Sub - ZEAS 2030 - Hot-Dry | PG&E ¦ Hot-Dry | PG&E | All | Electric & Gas | Packaged/Split Heat Pump (SEER2 17.8) | Efficient |  |  | 1 | Conventional | HVAC | Res - Multi Family | Res | ROB Only | 1 | Residential Households | Cap-Tons | 23 | DEER:HVAC_Eff_AC | 94.3 | 0 | -32 | SWHC045-04 | 2380.73 | 2024 | 398.63 | 2024 | 441.5223 | -18.59 | SWHC045-04 | Res Central HVAC System - Fuel Sub - ZEAS 2030 - Hot-Dry ¦ PG&E ¦ Hot-Dry | Res Central HVAC System - Fuel Sub - ZEAS 2030 - Hot-Dry | 0.2441 | 0.47 | 0 | RASS 2019 | 0 | 2012 | 1 | SWHC045
RES-HVAC-FS-15-ZEAS.5 | Res ¦ Packaged/Split Heat Pump (SEER2 17.8) - Fuel Sub - ZEAS 2030 - Cold ¦ PG&E ¦ Cold | Res ¦ Packaged/Split Heat Pump (SEER2 17.8) - Fuel Sub - ZEAS 2030 - Cold | PG&E ¦ Cold | PG&E | All | Electric & Gas | Packaged/Split Heat Pump (SEER2 17.8) | Efficient |  |  | 1 | Conventional | HVAC | Res - Single Family | Res | ROB Only | 1 | Residential Households | Cap-Tons | 23 | DEER:HVAC_Eff_AC | 309 | 0 | -53.4 | SWHC045-04 | 2380.73 | 2024 | 398.63 | 2024 | 302.0942 | -18.59 | SWHC045-04 | Res Central HVAC System - Fuel Sub - ZEAS 2030 - Cold ¦ PG&E ¦ Cold | Res Central HVAC System - Fuel Sub - ZEAS 2030 - Cold | 0.23165 | 0.47 | 0 | RASS 2019 | 350.0736 | 2032 | 1 | SWHC045
RES-HVAC-FS-15-ZEAS.6 | Res ¦ Packaged/Split Heat Pump (SEER2 17.8) - Fuel Sub - ZEAS 2030 - Cold ¦ PG&E ¦ Cold | Res ¦ Packaged/Split Heat Pump (SEER2 17.8) - Fuel Sub - ZEAS 2030 - Cold | PG&E ¦ Cold | PG&E | All | Electric & Gas | Packaged/Split Heat Pump (SEER2 17.8) | Efficient |  |  | 1 | Conventional | HVAC | Res - Multi Family | Res | ROB Only | 1 | Residential Households | Cap-Tons | 23 | DEER:HVAC_Eff_AC | 117 | 0 | -51.2 | SWHC045-04 | 2380.73 | 2024 | 398.63 | 2024 | 302.0942 | -18.59 | SWHC045-04 | Res Central HVAC System - Fuel Sub - ZEAS 2030 - Cold ¦ PG&E ¦ Cold | Res Central HVAC System - Fuel Sub - ZEAS 2030 - Cold | 0.060679 | 0.47 | 0 | RASS 2019 | 0 | 2012 | 1 | SWHC045
RES-HVAC-FS-15-ZEAS.7 | Res ¦ Packaged/Split Heat Pump (SEER2 17.8) - Fuel Sub - ZEAS 2030 - Marine ¦ SCG ¦ Marine | Res ¦ Packaged/Split Heat Pump (SEER2 17.8) - Fuel Sub - ZEAS 2030 - Marine | SCG ¦ Marine | SCG | All | Electric & Gas | Packaged/Split Heat Pump (SEER2 17.8) | Efficient |  |  | 1 | Conventional | HVAC | Res - Single Family | Res | ROB Only | 1 | Residential Households | Cap-Tons | 23 | DEER:HVAC_Eff_AC | 122 | 0 | -28.8 | SWHC045-04 | 2380.73 | 2024 | 398.63 | 2024 | 271.9601 | -18.59 | SWHC045-04 | Res Central HVAC System - Fuel Sub - ZEAS 2030 - Marine ¦ SCG ¦ Marine | Res Central HVAC System - Fuel Sub - ZEAS 2030 - Marine | 0.94772 | 0.47 | 0 | RASS 2019 | 350.0736 | 2032 | 1 | SWHC045
RES-HVAC-FS-15-ZEAS.8 | Res ¦ Packaged/Split Heat Pump (SEER2 17.8) - Fuel Sub - ZEAS 2030 - Marine ¦ SCG ¦ Marine | Res ¦ Packaged/Split Heat Pump (SEER2 17.8) - Fuel Sub - ZEAS 2030 - Marine | SCG ¦ Marine | SCG | All | Electric & Gas | Packaged/Split Heat Pump (SEER2 17.8) | Efficient |  |  | 1 | Conventional | HVAC | Res - Multi Family | Res | ROB Only | 1 | Residential Households | Cap-Tons | 23 | DEER:HVAC_Eff_AC | 39.1 | 0 | -26.9 | SWHC045-04 | 2380.73 | 2024 | 398.63 | 2024 | 271.9601 | -18.59 | SWHC045-04 | Res Central HVAC System - Fuel Sub - ZEAS 2030 - Marine ¦ SCG ¦ Marine | Res Central HVAC System - Fuel Sub - ZEAS 2030 - Marine | 0.19192 | 0.47 | 0 | RASS 2019 | 0 | 2012 | 1 | SWHC045
RES-HVAC-FS-15-ZEAS.9 | Res ¦ Packaged/Split Heat Pump (SEER2 17.8) - Fuel Sub - ZEAS 2030 - Hot-Dry ¦ SCG ¦ Hot-Dry | Res ¦ Packaged/Split Heat Pump (SEER2 17.8) - Fuel Sub - ZEAS 2030 - Hot-Dry | SCG ¦ Hot-Dry | SCG | All | Electric & Gas | Packaged/Split Heat Pump (SEER2 17.8) | Efficient |  |  | 1 | Conventional | HVAC | Res - Single Family | Res | ROB Only | 1 | Residential Households | Cap-Tons | 23 | DEER:HVAC_Eff_AC | 91 | 0 | -30 | SWHC045-04 | 2380.73 | 2024 | 398.63 | 2024 | 323.6083 | -18.59 | SWHC045-04 | Res Central HVAC System - Fuel Sub - ZEAS 2030 - Hot-Dry ¦ SCG ¦ Hot-Dry | Res Central HVAC System - Fuel Sub - ZEAS 2030 - Hot-Dry | 1.5905 | 0.47 | 0 | RASS 2019 | 350.0736 | 2032 | 1 | SWHC045
RES-HVAC-FS-15-ZEAS.10 | Res ¦ Packaged/Split Heat Pump (SEER2 17.8) - Fuel Sub - ZEAS 2030 - Hot-Dry ¦ SCG ¦ Hot-Dry | Res ¦ Packaged/Split Heat Pump (SEER2 17.8) - Fuel Sub - ZEAS 2030 - Hot-Dry | SCG ¦ Hot-Dry | SCG | All | Electric & Gas | Packaged/Split Heat Pump (SEER2 17.8) | Efficient |  |  | 1 | Conventional | HVAC | Res - Multi Family | Res | ROB Only | 1 | Residential Households | Cap-Tons | 23 | DEER:HVAC_Eff_AC | -45.6 | 0 | -26.6 | SWHC045-04 | 2380.73 | 2024 | 398.63 | 2024 | 323.6083 | -18.59 | SWHC045-04 | Res Central HVAC System - Fuel Sub - ZEAS 2030 - Hot-Dry ¦ SCG ¦ Hot-Dry | Res Central HVAC System - Fuel Sub - ZEAS 2030 - Hot-Dry | 0.22921 | 0.47 | 0 | RASS 2019 | 0 | 2012 | 1 | SWHC045
RES-HVAC-FS-15-ZEAS.11 | Res ¦ Packaged/Split Heat Pump (SEER2 17.8) - Fuel Sub - ZEAS 2030 - Cold ¦ SCG ¦ Cold | Res ¦ Packaged/Split Heat Pump (SEER2 17.8) - Fuel Sub - ZEAS 2030 - Cold | SCG ¦ Cold | SCG | All | Electric & Gas | Packaged/Split Heat Pump (SEER2 17.8) | Efficient |  |  | 1 | Conventional | HVAC | Res - Single Family | Res | ROB Only | 1 | Residential Households | Cap-Tons | 23 | DEER:HVAC_Eff_AC | 309 | 0 | -53.4 | SWHC045-04 | 2380.73 | 2024 | 398.63 | 2024 | 302.0942 | -18.59 | SWHC045-04 | Res Central HVAC System - Fuel Sub - ZEAS 2030 - Cold ¦ SCG ¦ Cold | Res Central HVAC System - Fuel Sub - ZEAS 2030 - Cold | 1.969 | 0.47 | 0 | RASS 2019 | 350.0736 | 2032 | 1 | SWHC045
RES-HVAC-FS-15-ZEAS.12 | Res ¦ Packaged/Split Heat Pump (SEER2 17.8) - Fuel Sub - ZEAS 2030 - Cold ¦ SCG ¦ Cold | Res ¦ Packaged/Split Heat Pump (SEER2 17.8) - Fuel Sub - ZEAS 2030 - Cold | SCG ¦ Cold | SCG | All | Electric & Gas | Packaged/Split Heat Pump (SEER2 17.8) | Efficient |  |  | 1 | Conventional | HVAC | Res - Multi Family | Res | ROB Only | 1 | Residential Households | Cap-Tons | 23 | DEER:HVAC_Eff_AC | 117 | 0 | -51.2 | SWHC045-04 | 2380.73 | 2024 | 398.63 | 2024 | 302.0942 | -18.59 | SWHC045-04 | Res Central HVAC System - Fuel Sub - ZEAS 2030 - Cold ¦ SCG ¦ Cold | Res Central HVAC System - Fuel Sub - ZEAS 2030 - Cold | 0.060679 | 0.47 | 0 | RASS 2019 | 0 | 2012 | 1 | SWHC045
RES-HVAC-FS-15-ZEAS.13 | Res ¦ Packaged/Split Heat Pump (SEER2 17.8) - Fuel Sub - ZEAS 2030 - Marine ¦ SDG&E ¦ Marine | Res ¦ Packaged/Split Heat Pump (SEER2 17.8) - Fuel Sub - ZEAS 2030 - Marine | SDG&E ¦ Marine | SDG&E | All | Electric & Gas | Packaged/Split Heat Pump (SEER2 17.8) | Efficient |  |  | 1 | Conventional | HVAC | Res - Single Family | Res | ROB Only | 1 | Residential Households | Cap-Tons | 23 | DEER:HVAC_Eff_AC | 122 | 0 | -28.8 | SWHC045-04 | 2380.73 | 2024 | 398.63 | 2024 | 271.9601 | -18.59 | SWHC045-04 | Res Central HVAC System - Fuel Sub - ZEAS 2030 - Marine ¦ SDG&E ¦ Marine | Res Central HVAC System - Fuel Sub - ZEAS 2030 - Marine | 1.9303 | 0.47 | 0 | RASS 2019 | 350.0736 | 2032 | 1 | SWHC045
RES-HVAC-FS-15-ZEAS.14 | Res ¦ Packaged/Split Heat Pump (SEER2 17.8) - Fuel Sub - ZEAS 2030 - Marine ¦ SDG&E ¦ Marine | Res ¦ Packaged/Split Heat Pump (SEER2 17.8) - Fuel Sub - ZEAS 2030 - Marine | SDG&E ¦ Marine | SDG&E | All | Electric & Gas | Packaged/Split Heat Pump (SEER2 17.8) | Efficient |  |  | 1 | Conventional | HVAC | Res - Multi Family | Res | ROB Only | 1 | Residential Households | Cap-Tons | 23 | DEER:HVAC_Eff_AC | 39.1 | 0 | -26.9 | SWHC045-04 | 2380.73 | 2024 | 398.63 | 2024 | 271.9601 | -18.59 | SWHC045-04 | Res Central HVAC System - Fuel Sub - ZEAS 2030 - Marine ¦ SDG&E ¦ Marine | Res Central HVAC System - Fuel Sub - ZEAS 2030 - Marine | 0.39508 | 0.47 | 0 | RASS 2019 | 0 | 2012 | 1 | SWHC045
RES-HVAC-FS-15-ZEAS.15 | Res ¦ Packaged/Split Heat Pump (SEER2 17.8) - Fuel Sub - ZEAS 2030 - Hot-Dry ¦ SDG&E ¦ Hot-Dry | Res ¦ Packaged/Split Heat Pump (SEER2 17.8) - Fuel Sub - ZEAS 2030 - Hot-Dry | SDG&E ¦ Hot-Dry | SDG&E | All | Electric & Gas | Packaged/Split Heat Pump (SEER2 17.8) | Efficient |  |  | 1 | Conventional | HVAC | Res - Single Family | Res | ROB Only | 1 | Residential Households | Cap-Tons | 23 | DEER:HVAC_Eff_AC | 154 | 0 | -35.5 | SWHC045-04 | 2380.73 | 2024 | 398.63 | 2024 | 339.7383 | -18.59 | SWHC045-04 | Res Central HVAC System - Fuel Sub - ZEAS 2030 - Hot-Dry ¦ SDG&E ¦ Hot-Dry | Res Central HVAC System - Fuel Sub - ZEAS 2030 - Hot-Dry | 1.1703 | 0.47 | 0 | RASS 2019 | 350.0736 | 2032 | 1 | SWHC045
RES-HVAC-FS-15-ZEAS.16 | Res ¦ Packaged/Split Heat Pump (SEER2 17.8) - Fuel Sub - ZEAS 2030 - Hot-Dry ¦ SDG&E ¦ Hot-Dry | Res ¦ Packaged/Split Heat Pump (SEER2 17.8) - Fuel Sub - ZEAS 2030 - Hot-Dry | SDG&E ¦ Hot-Dry | SDG&E | All | Electric & Gas | Packaged/Split Heat Pump (SEER2 17.8) | Efficient |  |  | 1 | Conventional | HVAC | Res - Multi Family | Res | ROB Only | 1 | Residential Households | Cap-Tons | 23 | DEER:HVAC_Eff_AC | 18.4 | 0 | -23.5 | SWHC045-04 | 2380.73 | 2024 | 398.63 | 2024 | 339.7383 | -18.59 | SWHC045-04 | Res Central HVAC System - Fuel Sub - ZEAS 2030 - Hot-Dry ¦ SDG&E ¦ Hot-Dry | Res Central HVAC System - Fuel Sub - ZEAS 2030 - Hot-Dry | 0.14814 | 0.47 | 0 | RASS 2019 | 0 | 2012 | 1 | SWHC045
RES-HVAC-FS-16-ZEAS.1 | Res ¦ Packaged/Split Heat Pump (SEER2 18.7) - Fuel Sub - ZEAS 2030 - Marine ¦ PG&E ¦ Marine | Res ¦ Packaged/Split Heat Pump (SEER2 18.7) - Fuel Sub - ZEAS 2030 - Marine | PG&E ¦ Marine | PG&E | All | Electric & Gas | Packaged/Split Heat Pump (SEER2 18.7) | Efficient |  |  | 1 | Conventional | HVAC | Res - Single Family | Res | ROB Only | 1 | Residential Households | Cap-Tons | 23 | DEER:HVAC_Eff_AC | 290 | 0 | -51.3 | SWHC045-04 | 2626.64 | 2024 | 398.63 | 2024 | 337.6347 | -18.59 | SWHC045-04 | Res Central HVAC System - Fuel Sub - ZEAS 2030 - Marine ¦ PG&E ¦ Marine | Res Central HVAC System - Fuel Sub - ZEAS 2030 - Marine | 0.58283 | 0.47 | 0 | RASS 2019 | 350.0736 | 2032 | 1 | SWHC045
RES-HVAC-FS-16-ZEAS.2 | Res ¦ Packaged/Split Heat Pump (SEER2 18.7) - Fuel Sub - ZEAS 2030 - Marine ¦ PG&E ¦ Marine | Res ¦ Packaged/Split Heat Pump (SEER2 18.7) - Fuel Sub - ZEAS 2030 - Marine | PG&E ¦ Marine | PG&E | All | Electric & Gas | Packaged/Split Heat Pump (SEER2 18.7) | Efficient |  |  | 1 | Conventional | HVAC | Res - Multi Family | Res | ROB Only | 1 | Residential Households | Cap-Tons | 23 | DEER:HVAC_Eff_AC | 142 | 0 | -37.7 | SWHC045-04 | 2626.64 | 2024 | 398.63 | 2024 | 337.6347 | -18.59 | SWHC045-04 | Res Central HVAC System - Fuel Sub - ZEAS 2030 - Marine ¦ PG&E ¦ Marine | Res Central HVAC System - Fuel Sub - ZEAS 2030 - Marine | 0.066794 | 0.47 | 0 | RASS 2019 | 0 | 2012 | 1 | SWHC045
RES-HVAC-FS-16-ZEAS.3 | Res ¦ Packaged/Split Heat Pump (SEER2 18.7) - Fuel Sub - ZEAS 2030 - Hot-Dry ¦ PG&E ¦ Hot-Dry | Res ¦ Packaged/Split Heat Pump (SEER2 18.7) - Fuel Sub - ZEAS 2030 - Hot-Dry | PG&E ¦ Hot-Dry | PG&E | All | Electric & Gas | Packaged/Split Heat Pump (SEER2 18.7) | Efficient |  |  | 1 | Conventional | HVAC | Res - Single Family | Res | ROB Only | 1 | Residential Households | Cap-Tons | 23 | DEER:HVAC_Eff_AC | 387 | 0 | -57 | SWHC045-04 | 2626.64 | 2024 | 398.63 | 2024 | 441.5223 | -18.59 | SWHC045-04 | Res Central HVAC System - Fuel Sub - ZEAS 2030 - Hot-Dry ¦ PG&E ¦ Hot-Dry | Res Central HVAC System - Fuel Sub - ZEAS 2030 - Hot-Dry | 1.0532 | 0.47 | 0 | RASS 2019 | 350.0736 | 2032 | 1 | SWHC045
RES-HVAC-FS-16-ZEAS.4 | Res ¦ Packaged/Split Heat Pump (SEER2 18.7) - Fuel Sub - ZEAS 2030 - Hot-Dry ¦ PG&E ¦ Hot-Dry | Res ¦ Packaged/Split Heat Pump (SEER2 18.7) - Fuel Sub - ZEAS 2030 - Hot-Dry | PG&E ¦ Hot-Dry | PG&E | All | Electric & Gas | Packaged/Split Heat Pump (SEER2 18.7) | Efficient |  |  | 1 | Conventional | HVAC | Res - Multi Family | Res | ROB Only | 1 | Residential Households | Cap-Tons | 23 | DEER:HVAC_Eff_AC | 70.7 | 0 | -32 | SWHC045-04 | 2626.64 | 2024 | 398.63 | 2024 | 441.5223 | -18.59 | SWHC045-04 | Res Central HVAC System - Fuel Sub - ZEAS 2030 - Hot-Dry ¦ PG&E ¦ Hot-Dry | Res Central HVAC System - Fuel Sub - ZEAS 2030 - Hot-Dry | 0.2441 | 0.47 | 0 | RASS 2019 | 0 | 2012 | 1 | SWHC045
RES-HVAC-FS-16-ZEAS.5 | Res ¦ Packaged/Split Heat Pump (SEER2 18.7) - Fuel Sub - ZEAS 2030 - Cold ¦ PG&E ¦ Cold | Res ¦ Packaged/Split Heat Pump (SEER2 18.7) - Fuel Sub - ZEAS 2030 - Cold | PG&E ¦ Cold | PG&E | All | Electric & Gas | Packaged/Split Heat Pump (SEER2 18.7) | Efficient |  |  | 1 | Conventional | HVAC | Res - Single Family | Res | ROB Only | 1 | Residential Households | Cap-Tons | 23 | DEER:HVAC_Eff_AC | 273 | 0 | -53.4 | SWHC045-04 | 2626.64 | 2024 | 398.63 | 2024 | 302.0942 | -18.59 | SWHC045-04 | Res Central HVAC System - Fuel Sub - ZEAS 2030 - Cold ¦ PG&E ¦ Cold | Res Central HVAC System - Fuel Sub - ZEAS 2030 - Cold | 0.23165 | 0.47 | 0 | RASS 2019 | 350.0736 | 2032 | 1 | SWHC045
RES-HVAC-FS-16-ZEAS.6 | Res ¦ Packaged/Split Heat Pump (SEER2 18.7) - Fuel Sub - ZEAS 2030 - Cold ¦ PG&E ¦ Cold | Res ¦ Packaged/Split Heat Pump (SEER2 18.7) - Fuel Sub - ZEAS 2030 - Cold | PG&E ¦ Cold | PG&E | All | Electric & Gas | Packaged/Split Heat Pump (SEER2 18.7) | Efficient |  |  | 1 | Conventional | HVAC | Res - Multi Family | Res | ROB Only | 1 | Residential Households | Cap-Tons | 23 | DEER:HVAC_Eff_AC | 84.8 | 0 | -51.2 | SWHC045-04 | 2626.64 | 2024 | 398.63 | 2024 | 302.0942 | -18.59 | SWHC045-04 | Res Central HVAC System - Fuel Sub - ZEAS 2030 - Cold ¦ PG&E ¦ Cold | Res Central HVAC System - Fuel Sub - ZEAS 2030 - Cold | 0.060679 | 0.47 | 0 | RASS 2019 | 0 | 2012 | 1 | SWHC045
RES-HVAC-FS-16-ZEAS.7 | Res ¦ Packaged/Split Heat Pump (SEER2 18.7) - Fuel Sub - ZEAS 2030 - Marine ¦ SCG ¦ Marine | Res ¦ Packaged/Split Heat Pump (SEER2 18.7) - Fuel Sub - ZEAS 2030 - Marine | SCG ¦ Marine | SCG | All | Electric & Gas | Packaged/Split Heat Pump (SEER2 18.7) | Efficient |  |  | 1 | Conventional | HVAC | Res - Single Family | Res | ROB Only | 1 | Residential Households | Cap-Tons | 23 | DEER:HVAC_Eff_AC | 108 | 0 | -28.8 | SWHC045-04 | 2626.64 | 2024 | 398.63 | 2024 | 271.9601 | -18.59 | SWHC045-04 | Res Central HVAC System - Fuel Sub - ZEAS 2030 - Marine ¦ SCG ¦ Marine | Res Central HVAC System - Fuel Sub - ZEAS 2030 - Marine | 0.94772 | 0.47 | 0 | RASS 2019 | 350.0736 | 2032 | 1 | SWHC045
RES-HVAC-FS-16-ZEAS.8 | Res ¦ Packaged/Split Heat Pump (SEER2 18.7) - Fuel Sub - ZEAS 2030 - Marine ¦ SCG ¦ Marine | Res ¦ Packaged/Split Heat Pump (SEER2 18.7) - Fuel Sub - ZEAS 2030 - Marine | SCG ¦ Marine | SCG | All | Electric & Gas | Packaged/Split Heat Pump (SEER2 18.7) | Efficient |  |  | 1 | Conventional | HVAC | Res - Multi Family | Res | ROB Only | 1 | Residential Households | Cap-Tons | 23 | DEER:HVAC_Eff_AC | 17.4 | 0 | -26.9 | SWHC045-04 | 2626.64 | 2024 | 398.63 | 2024 | 271.9601 | -18.59 | SWHC045-04 | Res Central HVAC System - Fuel Sub - ZEAS 2030 - Marine ¦ SCG ¦ Marine | Res Central HVAC System - Fuel Sub - ZEAS 2030 - Marine | 0.19192 | 0.47 | 0 | RASS 2019 | 0 | 2012 | 1 | SWHC045
RES-HVAC-FS-16-ZEAS.9 | Res ¦ Packaged/Split Heat Pump (SEER2 18.7) - Fuel Sub - ZEAS 2030 - Hot-Dry ¦ SCG ¦ Hot-Dry | Res ¦ Packaged/Split Heat Pump (SEER2 18.7) - Fuel Sub - ZEAS 2030 - Hot-Dry | SCG ¦ Hot-Dry | SCG | All | Electric & Gas | Packaged/Split Heat Pump (SEER2 18.7) | Efficient |  |  | 1 | Conventional | HVAC | Res - Single Family | Res | ROB Only | 1 | Residential Households | Cap-Tons | 23 | DEER:HVAC_Eff_AC | 67.6 | 0 | -30 | SWHC045-04 | 2626.64 | 2024 | 398.63 | 2024 | 323.6083 | -18.59 | SWHC045-04 | Res Central HVAC System - Fuel Sub - ZEAS 2030 - Hot-Dry ¦ SCG ¦ Hot-Dry | Res Central HVAC System - Fuel Sub - ZEAS 2030 - Hot-Dry | 1.5905 | 0.47 | 0 | RASS 2019 | 350.0736 | 2032 | 1 | SWHC045
RES-HVAC-FS-16-ZEAS.10 | Res ¦ Packaged/Split Heat Pump (SEER2 18.7) - Fuel Sub - ZEAS 2030 - Hot-Dry ¦ SCG ¦ Hot-Dry | Res ¦ Packaged/Split Heat Pump (SEER2 18.7) - Fuel Sub - ZEAS 2030 - Hot-Dry | SCG ¦ Hot-Dry | SCG | All | Electric & Gas | Packaged/Split Heat Pump (SEER2 18.7) | Efficient |  |  | 1 | Conventional | HVAC | Res - Multi Family | Res | ROB Only | 1 | Residential Households | Cap-Tons | 23 | DEER:HVAC_Eff_AC | -65.1 | 0 | -26.6 | SWHC045-04 | 2626.64 | 2024 | 398.63 | 2024 | 323.6083 | -18.59 | SWHC045-04 | Res Central HVAC System - Fuel Sub - ZEAS 2030 - Hot-Dry ¦ SCG ¦ Hot-Dry | Res Central HVAC System - Fuel Sub - ZEAS 2030 - Hot-Dry | 0.22921 | 0.47 | 0 | RASS 2019 | 0 | 2012 | 1 | SWHC045
RES-HVAC-FS-16-ZEAS.11 | Res ¦ Packaged/Split Heat Pump (SEER2 18.7) - Fuel Sub - ZEAS 2030 - Cold ¦ SCG ¦ Cold | Res ¦ Packaged/Split Heat Pump (SEER2 18.7) - Fuel Sub - ZEAS 2030 - Cold | SCG ¦ Cold | SCG | All | Electric & Gas | Packaged/Split Heat Pump (SEER2 18.7) | Efficient |  |  | 1 | Conventional | HVAC | Res - Single Family | Res | ROB Only | 1 | Residential Households | Cap-Tons | 23 | DEER:HVAC_Eff_AC | 273 | 0 | -53.4 | SWHC045-04 | 2626.64 | 2024 | 398.63 | 2024 | 302.0942 | -18.59 | SWHC045-04 | Res Central HVAC System - Fuel Sub - ZEAS 2030 - Cold ¦ SCG ¦ Cold | Res Central HVAC System - Fuel Sub - ZEAS 2030 - Cold | 1.969 | 0.47 | 0 | RASS 2019 | 350.0736 | 2032 | 1 | SWHC045
RES-HVAC-FS-16-ZEAS.12 | Res ¦ Packaged/Split Heat Pump (SEER2 18.7) - Fuel Sub - ZEAS 2030 - Cold ¦ SCG ¦ Cold | Res ¦ Packaged/Split Heat Pump (SEER2 18.7) - Fuel Sub - ZEAS 2030 - Cold | SCG ¦ Cold | SCG | All | Electric & Gas | Packaged/Split Heat Pump (SEER2 18.7) | Efficient |  |  | 1 | Conventional | HVAC | Res - Multi Family | Res | ROB Only | 1 | Residential Households | Cap-Tons | 23 | DEER:HVAC_Eff_AC | 84.8 | 0 | -51.2 | SWHC045-04 | 2626.64 | 2024 | 398.63 | 2024 | 302.0942 | -18.59 | SWHC045-04 | Res Central HVAC System - Fuel Sub - ZEAS 2030 - Cold ¦ SCG ¦ Cold | Res Central HVAC System - Fuel Sub - ZEAS 2030 - Cold | 0.060679 | 0.47 | 0 | RASS 2019 | 0 | 2012 | 1 | SWHC045
RES-HVAC-FS-16-ZEAS.13 | Res ¦ Packaged/Split Heat Pump (SEER2 18.7) - Fuel Sub - ZEAS 2030 - Marine ¦ SDG&E ¦ Marine | Res ¦ Packaged/Split Heat Pump (SEER2 18.7) - Fuel Sub - ZEAS 2030 - Marine | SDG&E ¦ Marine | SDG&E | All | Electric & Gas | Packaged/Split Heat Pump (SEER2 18.7) | Efficient |  |  | 1 | Conventional | HVAC | Res - Single Family | Res | ROB Only | 1 | Residential Households | Cap-Tons | 23 | DEER:HVAC_Eff_AC | 108 | 0 | -28.8 | SWHC045-04 | 2626.64 | 2024 | 398.63 | 2024 | 271.9601 | -18.59 | SWHC045-04 | Res Central HVAC System - Fuel Sub - ZEAS 2030 - Marine ¦ SDG&E ¦ Marine | Res Central HVAC System - Fuel Sub - ZEAS 2030 - Marine | 1.9303 | 0.47 | 0 | RASS 2019 | 350.0736 | 2032 | 1 | SWHC045
RES-HVAC-FS-16-ZEAS.14 | Res ¦ Packaged/Split Heat Pump (SEER2 18.7) - Fuel Sub - ZEAS 2030 - Marine ¦ SDG&E ¦ Marine | Res ¦ Packaged/Split Heat Pump (SEER2 18.7) - Fuel Sub - ZEAS 2030 - Marine | SDG&E ¦ Marine | SDG&E | All | Electric & Gas | Packaged/Split Heat Pump (SEER2 18.7) | Efficient |  |  | 1 | Conventional | HVAC | Res - Multi Family | Res | ROB Only | 1 | Residential Households | Cap-Tons | 23 | DEER:HVAC_Eff_AC | 17.4 | 0 | -26.9 | SWHC045-04 | 2626.64 | 2024 | 398.63 | 2024 | 271.9601 | -18.59 | SWHC045-04 | Res Central HVAC System - Fuel Sub - ZEAS 2030 - Marine ¦ SDG&E ¦ Marine | Res Central HVAC System - Fuel Sub - ZEAS 2030 - Marine | 0.39508 | 0.47 | 0 | RASS 2019 | 0 | 2012 | 1 | SWHC045
RES-HVAC-FS-16-ZEAS.15 | Res ¦ Packaged/Split Heat Pump (SEER2 18.7) - Fuel Sub - ZEAS 2030 - Hot-Dry ¦ SDG&E ¦ Hot-Dry | Res ¦ Packaged/Split Heat Pump (SEER2 18.7) - Fuel Sub - ZEAS 2030 - Hot-Dry | SDG&E ¦ Hot-Dry | SDG&E | All | Electric & Gas | Packaged/Split Heat Pump (SEER2 18.7) | Efficient |  |  | 1 | Conventional | HVAC | Res - Single Family | Res | ROB Only | 1 | Residential Households | Cap-Tons | 23 | DEER:HVAC_Eff_AC | 135 | 0 | -35.5 | SWHC045-04 | 2626.64 | 2024 | 398.63 | 2024 | 339.7383 | -18.59 | SWHC045-04 | Res Central HVAC System - Fuel Sub - ZEAS 2030 - Hot-Dry ¦ SDG&E ¦ Hot-Dry | Res Central HVAC System - Fuel Sub - ZEAS 2030 - Hot-Dry | 1.1703 | 0.47 | 0 | RASS 2019 | 350.0736 | 2032 | 1 | SWHC045
RES-HVAC-FS-16-ZEAS.16 | Res ¦ Packaged/Split Heat Pump (SEER2 18.7) - Fuel Sub - ZEAS 2030 - Hot-Dry ¦ SDG&E ¦ Hot-Dry | Res ¦ Packaged/Split Heat Pump (SEER2 18.7) - Fuel Sub - ZEAS 2030 - Hot-Dry | SDG&E ¦ Hot-Dry | SDG&E | All | Electric & Gas | Packaged/Split Heat Pump (SEER2 18.7) | Efficient |  |  | 1 | Conventional | HVAC | Res - Multi Family | Res | ROB Only | 1 | Residential Households | Cap-Tons | 23 | DEER:HVAC_Eff_AC | 10 | 0 | -23.5 | SWHC045-04 | 2626.64 | 2024 | 398.63 | 2024 | 339.7383 | -18.59 | SWHC045-04 | Res Central HVAC System - Fuel Sub - ZEAS 2030 - Hot-Dry ¦ SDG&E ¦ Hot-Dry | Res Central HVAC System - Fuel Sub - ZEAS 2030 - Hot-Dry | 0.14814 | 0.47 | 0 | RASS 2019 | 0 | 2012 | 1 | SWHC045
RES-HVAC-FS-17-ZEAS.1 | Res ¦ Packaged/Split Heat Pump (SEER2 19.6) - Fuel Sub - ZEAS 2030 - Marine ¦ PG&E ¦ Marine | Res ¦ Packaged/Split Heat Pump (SEER2 19.6) - Fuel Sub - ZEAS 2030 - Marine | PG&E ¦ Marine | PG&E | All | Electric & Gas | Packaged/Split Heat Pump (SEER2 19.6) | Efficient |  |  | 1 | Conventional | HVAC | Res - Single Family | Res | ROB Only | 1 | Residential Households | Cap-Tons | 23 | DEER:HVAC_Eff_AC | 263 | 0 | -51.3 | SWHC045-04 | 2872.55 | 2024 | 398.63 | 2024 | 337.6347 | -18.59 | SWHC045-04 | Res Central HVAC System - Fuel Sub - ZEAS 2030 - Marine ¦ PG&E ¦ Marine | Res Central HVAC System - Fuel Sub - ZEAS 2030 - Marine | 0.58283 | 0.47 | 0 | RASS 2019 | 350.0736 | 2032 | 1 | SWHC045
RES-HVAC-FS-17-ZEAS.2 | Res ¦ Packaged/Split Heat Pump (SEER2 19.6) - Fuel Sub - ZEAS 2030 - Marine ¦ PG&E ¦ Marine | Res ¦ Packaged/Split Heat Pump (SEER2 19.6) - Fuel Sub - ZEAS 2030 - Marine | PG&E ¦ Marine | PG&E | All | Electric & Gas | Packaged/Split Heat Pump (SEER2 19.6) | Efficient |  |  | 1 | Conventional | HVAC | Res - Multi Family | Res | ROB Only | 1 | Residential Households | Cap-Tons | 23 | DEER:HVAC_Eff_AC | 123 | 0 | -37.7 | SWHC045-04 | 2872.55 | 2024 | 398.63 | 2024 | 337.6347 | -18.59 | SWHC045-04 | Res Central HVAC System - Fuel Sub - ZEAS 2030 - Marine ¦ PG&E ¦ Marine | Res Central HVAC System - Fuel Sub - ZEAS 2030 - Marine | 0.066794 | 0.47 | 0 | RASS 2019 | 0 | 2012 | 1 | SWHC045
RES-HVAC-FS-17-ZEAS.3 | Res ¦ Packaged/Split Heat Pump (SEER2 19.6) - Fuel Sub - ZEAS 2030 - Hot-Dry ¦ PG&E ¦ Hot-Dry | Res ¦ Packaged/Split Heat Pump (SEER2 19.6) - Fuel Sub - ZEAS 2030 - Hot-Dry | PG&E ¦ Hot-Dry | PG&E | All | Electric & Gas | Packaged/Split Heat Pump (SEER2 19.6) | Efficient |  |  | 1 | Conventional | HVAC | Res - Single Family | Res | ROB Only | 1 | Residential Households | Cap-Tons | 23 | DEER:HVAC_Eff_AC | 347 | 0 | -57 | SWHC045-04 | 2872.55 | 2024 | 398.63 | 2024 | 441.5223 | -18.59 | SWHC045-04 | Res Central HVAC System - Fuel Sub - ZEAS 2030 - Hot-Dry ¦ PG&E ¦ Hot-Dry | Res Central HVAC System - Fuel Sub - ZEAS 2030 - Hot-Dry | 1.0532 | 0.47 | 0 | RASS 2019 | 350.0736 | 2032 | 1 | SWHC045
RES-HVAC-FS-17-ZEAS.4 | Res ¦ Packaged/Split Heat Pump (SEER2 19.6) - Fuel Sub - ZEAS 2030 - Hot-Dry ¦ PG&E ¦ Hot-Dry | Res ¦ Packaged/Split Heat Pump (SEER2 19.6) - Fuel Sub - ZEAS 2030 - Hot-Dry | PG&E ¦ Hot-Dry | PG&E | All | Electric & Gas | Packaged/Split Heat Pump (SEER2 19.6) | Efficient |  |  | 1 | Conventional | HVAC | Res - Multi Family | Res | ROB Only | 1 | Residential Households | Cap-Tons | 23 | DEER:HVAC_Eff_AC | 53 | 0 | -32 | SWHC045-04 | 2872.55 | 2024 | 398.63 | 2024 | 441.5223 | -18.59 | SWHC045-04 | Res Central HVAC System - Fuel Sub - ZEAS 2030 - Hot-Dry ¦ PG&E ¦ Hot-Dry | Res Central HVAC System - Fuel Sub - ZEAS 2030 - Hot-Dry | 0.2441 | 0.47 | 0 | RASS 2019 | 0 | 2012 | 1 | SWHC045
RES-HVAC-FS-17-ZEAS.5 | Res ¦ Packaged/Split Heat Pump (SEER2 19.6) - Fuel Sub - ZEAS 2030 - Cold ¦ PG&E ¦ Cold | Res ¦ Packaged/Split Heat Pump (SEER2 19.6) - Fuel Sub - ZEAS 2030 - Cold | PG&E ¦ Cold | PG&E | All | Electric & Gas | Packaged/Split Heat Pump (SEER2 19.6) | Efficient |  |  | 1 | Conventional | HVAC | Res - Single Family | Res | ROB Only | 1 | Residential Households | Cap-Tons | 23 | DEER:HVAC_Eff_AC | 222 | 0 | -53.4 | SWHC045-04 | 2872.55 | 2024 | 398.63 | 2024 | 302.0942 | -18.59 | SWHC045-04 | Res Central HVAC System - Fuel Sub - ZEAS 2030 - Cold ¦ PG&E ¦ Cold | Res Central HVAC System - Fuel Sub - ZEAS 2030 - Cold | 0.23165 | 0.47 | 0 | RASS 2019 | 350.0736 | 2032 | 1 | SWHC045
RES-HVAC-FS-17-ZEAS.6 | Res ¦ Packaged/Split Heat Pump (SEER2 19.6) - Fuel Sub - ZEAS 2030 - Cold ¦ PG&E ¦ Cold | Res ¦ Packaged/Split Heat Pump (SEER2 19.6) - Fuel Sub - ZEAS 2030 - Cold | PG&E ¦ Cold | PG&E | All | Electric & Gas | Packaged/Split Heat Pump (SEER2 19.6) | Efficient |  |  | 1 | Conventional | HVAC | Res - Multi Family | Res | ROB Only | 1 | Residential Households | Cap-Tons | 23 | DEER:HVAC_Eff_AC | 52.2 | 0 | -51.2 | SWHC045-04 | 2872.55 | 2024 | 398.63 | 2024 | 302.0942 | -18.59 | SWHC045-04 | Res Central HVAC System - Fuel Sub - ZEAS 2030 - Cold ¦ PG&E ¦ Cold | Res Central HVAC System - Fuel Sub - ZEAS 2030 - Cold | 0.060679 | 0.47 | 0 | RASS 2019 | 0 | 2012 | 1 | SWHC045
RES-HVAC-FS-17-ZEAS.7 | Res ¦ Packaged/Split Heat Pump (SEER2 19.6) - Fuel Sub - ZEAS 2030 - Marine ¦ SCG ¦ Marine | Res ¦ Packaged/Split Heat Pump (SEER2 19.6) - Fuel Sub - ZEAS 2030 - Marine | SCG ¦ Marine | SCG | All | Electric & Gas | Packaged/Split Heat Pump (SEER2 19.6) | Efficient |  |  | 1 | Conventional | HVAC | Res - Single Family | Res | ROB Only | 1 | Residential Households | Cap-Tons | 23 | DEER:HVAC_Eff_AC | 89 | 0 | -28.8 | SWHC045-04 | 2872.55 | 2024 | 398.63 | 2024 | 271.9601 | -18.59 | SWHC045-04 | Res Central HVAC System - Fuel Sub - ZEAS 2030 - Marine ¦ SCG ¦ Marine | Res Central HVAC System - Fuel Sub - ZEAS 2030 - Marine | 0.94772 | 0.47 | 0 | RASS 2019 | 350.0736 | 2032 | 1 | SWHC045
RES-HVAC-FS-17-ZEAS.8 | Res ¦ Packaged/Split Heat Pump (SEER2 19.6) - Fuel Sub - ZEAS 2030 - Marine ¦ SCG ¦ Marine | Res ¦ Packaged/Split Heat Pump (SEER2 19.6) - Fuel Sub - ZEAS 2030 - Marine | SCG ¦ Marine | SCG | All | Electric & Gas | Packaged/Split Heat Pump (SEER2 19.6) | Efficient |  |  | 1 | Conventional | HVAC | Res - Multi Family | Res | ROB Only | 1 | Residential Households | Cap-Tons | 23 | DEER:HVAC_Eff_AC | 2.89 | 0 | -26.9 | SWHC045-04 | 2872.55 | 2024 | 398.63 | 2024 | 271.9601 | -18.59 | SWHC045-04 | Res Central HVAC System - Fuel Sub - ZEAS 2030 - Marine ¦ SCG ¦ Marine | Res Central HVAC System - Fuel Sub - ZEAS 2030 - Marine | 0.19192 | 0.47 | 0 | RASS 2019 | 0 | 2012 | 1 | SWHC045
RES-HVAC-FS-17-ZEAS.9 | Res ¦ Packaged/Split Heat Pump (SEER2 19.6) - Fuel Sub - ZEAS 2030 - Hot-Dry ¦ SCG ¦ Hot-Dry | Res ¦ Packaged/Split Heat Pump (SEER2 19.6) - Fuel Sub - ZEAS 2030 - Hot-Dry | SCG ¦ Hot-Dry | SCG | All | Electric & Gas | Packaged/Split Heat Pump (SEER2 19.6) | Efficient |  |  | 1 | Conventional | HVAC | Res - Single Family | Res | ROB Only | 1 | Residential Households | Cap-Tons | 23 | DEER:HVAC_Eff_AC | 44.1 | 0 | -30 | SWHC045-04 | 2872.55 | 2024 | 398.63 | 2024 | 323.6083 | -18.59 | SWHC045-04 | Res Central HVAC System - Fuel Sub - ZEAS 2030 - Hot-Dry ¦ SCG ¦ Hot-Dry | Res Central HVAC System - Fuel Sub - ZEAS 2030 - Hot-Dry | 1.5905 | 0.47 | 0 | RASS 2019 | 350.0736 | 2032 | 1 | SWHC045
RES-HVAC-FS-17-ZEAS.10 | Res ¦ Packaged/Split Heat Pump (SEER2 19.6) - Fuel Sub - ZEAS 2030 - Hot-Dry ¦ SCG ¦ Hot-Dry | Res ¦ Packaged/Split Heat Pump (SEER2 19.6) - Fuel Sub - ZEAS 2030 - Hot-Dry | SCG ¦ Hot-Dry | SCG | All | Electric & Gas | Packaged/Split Heat Pump (SEER2 19.6) | Efficient |  |  | 1 | Conventional | HVAC | Res - Multi Family | Res | ROB Only | 1 | Residential Households | Cap-Tons | 23 | DEER:HVAC_Eff_AC | -91.2 | 0 | -26.6 | SWHC045-04 | 2872.55 | 2024 | 398.63 | 2024 | 323.6083 | -18.59 | SWHC045-04 | Res Central HVAC System - Fuel Sub - ZEAS 2030 - Hot-Dry ¦ SCG ¦ Hot-Dry | Res Central HVAC System - Fuel Sub - ZEAS 2030 - Hot-Dry | 0.22921 | 0.47 | 0 | RASS 2019 | 0 | 2012 | 1 | SWHC045
RES-HVAC-FS-17-ZEAS.11 | Res ¦ Packaged/Split Heat Pump (SEER2 19.6) - Fuel Sub - ZEAS 2030 - Cold ¦ SCG ¦ Cold | Res ¦ Packaged/Split Heat Pump (SEER2 19.6) - Fuel Sub - ZEAS 2030 - Cold | SCG ¦ Cold | SCG | All | Electric & Gas | Packaged/Split Heat Pump (SEER2 19.6) | Efficient |  |  | 1 | Conventional | HVAC | Res - Single Family | Res | ROB Only | 1 | Residential Households | Cap-Tons | 23 | DEER:HVAC_Eff_AC | 222 | 0 | -53.4 | SWHC045-04 | 2872.55 | 2024 | 398.63 | 2024 | 302.0942 | -18.59 | SWHC045-04 | Res Central HVAC System - Fuel Sub - ZEAS 2030 - Cold ¦ SCG ¦ Cold | Res Central HVAC System - Fuel Sub - ZEAS 2030 - Cold | 1.969 | 0.47 | 0 | RASS 2019 | 350.0736 | 2032 | 1 | SWHC045
RES-HVAC-FS-17-ZEAS.12 | Res ¦ Packaged/Split Heat Pump (SEER2 19.6) - Fuel Sub - ZEAS 2030 - Cold ¦ SCG ¦ Cold | Res ¦ Packaged/Split Heat Pump (SEER2 19.6) - Fuel Sub - ZEAS 2030 - Cold | SCG ¦ Cold | SCG | All | Electric & Gas | Packaged/Split Heat Pump (SEER2 19.6) | Efficient |  |  | 1 | Conventional | HVAC | Res - Multi Family | Res | ROB Only | 1 | Residential Households | Cap-Tons | 23 | DEER:HVAC_Eff_AC | 52.2 | 0 | -51.2 | SWHC045-04 | 2872.55 | 2024 | 398.63 | 2024 | 302.0942 | -18.59 | SWHC045-04 | Res Central HVAC System - Fuel Sub - ZEAS 2030 - Cold ¦ SCG ¦ Cold | Res Central HVAC System - Fuel Sub - ZEAS 2030 - Cold | 0.060679 | 0.47 | 0 | RASS 2019 | 0 | 2012 | 1 | SWHC045
RES-HVAC-FS-17-ZEAS.13 | Res ¦ Packaged/Split Heat Pump (SEER2 19.6) - Fuel Sub - ZEAS 2030 - Marine ¦ SDG&E ¦ Marine | Res ¦ Packaged/Split Heat Pump (SEER2 19.6) - Fuel Sub - ZEAS 2030 - Marine | SDG&E ¦ Marine | SDG&E | All | Electric & Gas | Packaged/Split Heat Pump (SEER2 19.6) | Efficient |  |  | 1 | Conventional | HVAC | Res - Single Family | Res | ROB Only | 1 | Residential Households | Cap-Tons | 23 | DEER:HVAC_Eff_AC | 89 | 0 | -28.8 | SWHC045-04 | 2872.55 | 2024 | 398.63 | 2024 | 271.9601 | -18.59 | SWHC045-04 | Res Central HVAC System - Fuel Sub - ZEAS 2030 - Marine ¦ SDG&E ¦ Marine | Res Central HVAC System - Fuel Sub - ZEAS 2030 - Marine | 1.9303 | 0.47 | 0 | RASS 2019 | 350.0736 | 2032 | 1 | SWHC045
RES-HVAC-FS-17-ZEAS.14 | Res ¦ Packaged/Split Heat Pump (SEER2 19.6) - Fuel Sub - ZEAS 2030 - Marine ¦ SDG&E ¦ Marine | Res ¦ Packaged/Split Heat Pump (SEER2 19.6) - Fuel Sub - ZEAS 2030 - Marine | SDG&E ¦ Marine | SDG&E | All | Electric & Gas | Packaged/Split Heat Pump (SEER2 19.6) | Efficient |  |  | 1 | Conventional | HVAC | Res - Multi Family | Res | ROB Only | 1 | Residential Households | Cap-Tons | 23 | DEER:HVAC_Eff_AC | 2.89 | 0 | -26.9 | SWHC045-04 | 2872.55 | 2024 | 398.63 | 2024 | 271.9601 | -18.59 | SWHC045-04 | Res Central HVAC System - Fuel Sub - ZEAS 2030 - Marine ¦ SDG&E ¦ Marine | Res Central HVAC System - Fuel Sub - ZEAS 2030 - Marine | 0.39508 | 0.47 | 0 | RASS 2019 | 0 | 2012 | 1 | SWHC045
RES-HVAC-FS-17-ZEAS.15 | Res ¦ Packaged/Split Heat Pump (SEER2 19.6) - Fuel Sub - ZEAS 2030 - Hot-Dry ¦ SDG&E ¦ Hot-Dry | Res ¦ Packaged/Split Heat Pump (SEER2 19.6) - Fuel Sub - ZEAS 2030 - Hot-Dry | SDG&E ¦ Hot-Dry | SDG&E | All | Electric & Gas | Packaged/Split Heat Pump (SEER2 19.6) | Efficient |  |  | 1 | Conventional | HVAC | Res - Single Family | Res | ROB Only | 1 | Residential Households | Cap-Tons | 23 | DEER:HVAC_Eff_AC | 111 | 0 | -35.5 | SWHC045-04 | 2872.55 | 2024 | 398.63 | 2024 | 339.7383 | -18.59 | SWHC045-04 | Res Central HVAC System - Fuel Sub - ZEAS 2030 - Hot-Dry ¦ SDG&E ¦ Hot-Dry | Res Central HVAC System - Fuel Sub - ZEAS 2030 - Hot-Dry | 1.1703 | 0.47 | 0 | RASS 2019 | 350.0736 | 2032 | 1 | SWHC045
RES-HVAC-FS-17-ZEAS.16 | Res ¦ Packaged/Split Heat Pump (SEER2 19.6) - Fuel Sub - ZEAS 2030 - Hot-Dry ¦ SDG&E ¦ Hot-Dry | Res ¦ Packaged/Split Heat Pump (SEER2 19.6) - Fuel Sub - ZEAS 2030 - Hot-Dry | SDG&E ¦ Hot-Dry | SDG&E | All | Electric & Gas | Packaged/Split Heat Pump (SEER2 19.6) | Efficient |  |  | 1 | Conventional | HVAC | Res - Multi Family | Res | ROB Only | 1 | Residential Households | Cap-Tons | 23 | DEER:HVAC_Eff_AC | -6.7 | 0 | -23.5 | SWHC045-04 | 2872.55 | 2024 | 398.63 | 2024 | 339.7383 | -18.59 | SWHC045-04 | Res Central HVAC System - Fuel Sub - ZEAS 2030 - Hot-Dry ¦ SDG&E ¦ Hot-Dry | Res Central HVAC System - Fuel Sub - ZEAS 2030 - Hot-Dry | 0.14814 | 0.47 | 0 | RASS 2019 | 0 | 2012 | 1 | SWHC045
RES-HVAC-FS-PU-10-ZEAS.1 | Res ¦ Code HVAC System Furnace (TE 80%) and AC (SEER2 14.3) - Panel Upgrade - ZEAS 2030 - Marine ¦ PG&E ¦ Marine | Res ¦ Code HVAC System Furnace (TE 80%) and AC (SEER2 14.3) - Panel Upgrade - ZEAS 2030 - Marine | PG&E ¦ Marine | PG&E | All | Electric & Gas | Code HVAC System Furnace (TE 80%) and AC (SEER2 14.3) | Average Existing and Code |  | 2030 | 1 | Conventional | HVAC | Res - Single Family | Res | ROB and NEW | 0 | Residential Households | Cap-Tons | 23 | DEER:HVAC_Eff_AC | 0 | 0 | 0 | SWHC045-04 | 1305.3 | 2024 | 499.52 | 2024 | 0 | 0 | SWHC045-04 | Res Central HVAC System - Fuel Sub - Panel Upgrade - ZEAS 2030 - Marine ¦ PG&E ¦ Marine | Res Central HVAC System - Fuel Sub - Panel Upgrade - ZEAS 2030 - Marine | 0.58283 | 0.53 | 1 | RASS 2019 | 0 | 2012 | 1 | SWHC045
RES-HVAC-FS-PU-10-ZEAS.2 | Res ¦ Code HVAC System Furnace (TE 80%) and AC (SEER2 14.3) - Panel Upgrade - ZEAS 2030 - Marine ¦ PG&E ¦ Marine | Res ¦ Code HVAC System Furnace (TE 80%) and AC (SEER2 14.3) - Panel Upgrade - ZEAS 2030 - Marine | PG&E ¦ Marine | PG&E | All | Electric & Gas | Code HVAC System Furnace (TE 80%) and AC (SEER2 14.3) | Average Existing and Code |  | 2030 | 1 | Conventional | HVAC | Res - Multi Family | Res | ROB and NEW | 0 | Residential Households | Cap-Tons | 23 | DEER:HVAC_Eff_AC | 0 | 0 | 0 | SWHC045-04 | 1305.3 | 2024 | 499.52 | 2024 | 0 | 0 | SWHC045-04 | Res Central HVAC System - Fuel Sub - Panel Upgrade - ZEAS 2030 - Marine ¦ PG&E ¦ Marine | Res Central HVAC System - Fuel Sub - Panel Upgrade - ZEAS 2030 - Marine | 0.066794 | 0.53 | 1 | RASS 2019 | 0 | 2012 | 1 | SWHC045
RES-HVAC-FS-PU-10-ZEAS.3 | Res ¦ Code HVAC System Furnace (TE 80%) and AC (SEER2 14.3) - Panel Upgrade - ZEAS 2030 - Hot-Dry ¦ PG&E ¦ Hot-Dry | Res ¦ Code HVAC System Furnace (TE 80%) and AC (SEER2 14.3) - Panel Upgrade - ZEAS 2030 - Hot-Dry | PG&E ¦ Hot-Dry | PG&E | All | Electric & Gas | Code HVAC System Furnace (TE 80%) and AC (SEER2 14.3) | Average Existing and Code |  | 2030 | 1 | Conventional | HVAC | Res - Single Family | Res | ROB and NEW | 0 | Residential Households | Cap-Tons | 23 | DEER:HVAC_Eff_AC | 0 | 0 | 0 | SWHC045-04 | 1305.3 | 2024 | 499.52 | 2024 | 0 | 0 | SWHC045-04 | Res Central HVAC System - Fuel Sub - Panel Upgrade - ZEAS 2030 - Hot-Dry ¦ PG&E ¦ Hot-Dry | Res Central HVAC System - Fuel Sub - Panel Upgrade - ZEAS 2030 - Hot-Dry | 1.0532 | 0.53 | 1 | RASS 2019 | 0 | 2012 | 1 | SWHC045
RES-HVAC-FS-PU-10-ZEAS.4 | Res ¦ Code HVAC System Furnace (TE 80%) and AC (SEER2 14.3) - Panel Upgrade - ZEAS 2030 - Hot-Dry ¦ PG&E ¦ Hot-Dry | Res ¦ Code HVAC System Furnace (TE 80%) and AC (SEER2 14.3) - Panel Upgrade - ZEAS 2030 - Hot-Dry | PG&E ¦ Hot-Dry | PG&E | All | Electric & Gas | Code HVAC System Furnace (TE 80%) and AC (SEER2 14.3) | Average Existing and Code |  | 2030 | 1 | Conventional | HVAC | Res - Multi Family | Res | ROB and NEW | 0 | Residential Households | Cap-Tons | 23 | DEER:HVAC_Eff_AC | 0 | 0 | 0 | SWHC045-04 | 1305.3 | 2024 | 499.52 | 2024 | 0 | 0 | SWHC045-04 | Res Central HVAC System - Fuel Sub - Panel Upgrade - ZEAS 2030 - Hot-Dry ¦ PG&E ¦ Hot-Dry | Res Central HVAC System - Fuel Sub - Panel Upgrade - ZEAS 2030 - Hot-Dry | 0.2441 | 0.53 | 1 | RASS 2019 | 0 | 2012 | 1 | SWHC045
RES-HVAC-FS-PU-10-ZEAS.5 | Res ¦ Code HVAC System Furnace (TE 80%) and AC (SEER2 14.3) - Panel Upgrade - ZEAS 2030 - Cold ¦ PG&E ¦ Cold | Res ¦ Code HVAC System Furnace (TE 80%) and AC (SEER2 14.3) - Panel Upgrade - ZEAS 2030 - Cold | PG&E ¦ Cold | PG&E | All | Electric & Gas | Code HVAC System Furnace (TE 80%) and AC (SEER2 14.3) | Average Existing and Code |  | 2030 | 1 | Conventional | HVAC | Res - Single Family | Res | ROB and NEW | 0 | Residential Households | Cap-Tons | 23 | DEER:HVAC_Eff_AC | 0 | 0 | 0 | SWHC045-04 | 1305.3 | 2024 | 499.52 | 2024 | 0 | 0 | SWHC045-04 | Res Central HVAC System - Fuel Sub - Panel Upgrade - ZEAS 2030 - Cold ¦ PG&E ¦ Cold | Res Central HVAC System - Fuel Sub - Panel Upgrade - ZEAS 2030 - Cold | 0.23165 | 0.53 | 1 | RASS 2019 | 0 | 2012 | 1 | SWHC045
RES-HVAC-FS-PU-10-ZEAS.6 | Res ¦ Code HVAC System Furnace (TE 80%) and AC (SEER2 14.3) - Panel Upgrade - ZEAS 2030 - Cold ¦ PG&E ¦ Cold | Res ¦ Code HVAC System Furnace (TE 80%) and AC (SEER2 14.3) - Panel Upgrade - ZEAS 2030 - Cold | PG&E ¦ Cold | PG&E | All | Electric & Gas | Code HVAC System Furnace (TE 80%) and AC (SEER2 14.3) | Average Existing and Code |  | 2030 | 1 | Conventional | HVAC | Res - Multi Family | Res | ROB and NEW | 0 | Residential Households | Cap-Tons | 23 | DEER:HVAC_Eff_AC | 0 | 0 | 0 | SWHC045-04 | 1305.3 | 2024 | 499.52 | 2024 | 0 | 0 | SWHC045-04 | Res Central HVAC System - Fuel Sub - Panel Upgrade - ZEAS 2030 - Cold ¦ PG&E ¦ Cold | Res Central HVAC System - Fuel Sub - Panel Upgrade - ZEAS 2030 - Cold | 0.060679 | 0.53 | 1 | RASS 2019 | 0 | 2012 | 1 | SWHC045
RES-HVAC-FS-PU-10-ZEAS.7 | Res ¦ Code HVAC System Furnace (TE 80%) and AC (SEER2 14.3) - Panel Upgrade - ZEAS 2030 - Marine ¦ SCG ¦ Marine | Res ¦ Code HVAC System Furnace (TE 80%) and AC (SEER2 14.3) - Panel Upgrade - ZEAS 2030 - Marine | SCG ¦ Marine | SCG | All | Electric & Gas | Code HVAC System Furnace (TE 80%) and AC (SEER2 14.3) | Average Existing and Code |  | 2030 | 1 | Conventional | HVAC | Res - Single Family | Res | ROB and NEW | 0 | Residential Households | Cap-Tons | 23 | DEER:HVAC_Eff_AC | 0 | 0 | 0 | SWHC045-04 | 1305.3 | 2024 | 499.52 | 2024 | 0 | 0 | SWHC045-04 | Res Central HVAC System - Fuel Sub - Panel Upgrade - ZEAS 2030 - Marine ¦ SCG ¦ Marine | Res Central HVAC System - Fuel Sub - Panel Upgrade - ZEAS 2030 - Marine | 0.94772 | 0.53 | 1 | RASS 2019 | 0 | 2012 | 1 | SWHC045
RES-HVAC-FS-PU-10-ZEAS.8 | Res ¦ Code HVAC System Furnace (TE 80%) and AC (SEER2 14.3) - Panel Upgrade - ZEAS 2030 - Marine ¦ SCG ¦ Marine | Res ¦ Code HVAC System Furnace (TE 80%) and AC (SEER2 14.3) - Panel Upgrade - ZEAS 2030 - Marine | SCG ¦ Marine | SCG | All | Electric & Gas | Code HVAC System Furnace (TE 80%) and AC (SEER2 14.3) | Average Existing and Code |  | 2030 | 1 | Conventional | HVAC | Res - Multi Family | Res | ROB and NEW | 0 | Residential Households | Cap-Tons | 23 | DEER:HVAC_Eff_AC | 0 | 0 | 0 | SWHC045-04 | 1305.3 | 2024 | 499.52 | 2024 | 0 | 0 | SWHC045-04 | Res Central HVAC System - Fuel Sub - Panel Upgrade - ZEAS 2030 - Marine ¦ SCG ¦ Marine | Res Central HVAC System - Fuel Sub - Panel Upgrade - ZEAS 2030 - Marine | 0.19192 | 0.53 | 1 | RASS 2019 | 0 | 2012 | 1 | SWHC045
RES-HVAC-FS-PU-10-ZEAS.9 | Res ¦ Code HVAC System Furnace (TE 80%) and AC (SEER2 14.3) - Panel Upgrade - ZEAS 2030 - Hot-Dry ¦ SCG ¦ Hot-Dry | Res ¦ Code HVAC System Furnace (TE 80%) and AC (SEER2 14.3) - Panel Upgrade - ZEAS 2030 - Hot-Dry | SCG ¦ Hot-Dry | SCG | All | Electric & Gas | Code HVAC System Furnace (TE 80%) and AC (SEER2 14.3) | Average Existing and Code |  | 2030 | 1 | Conventional | HVAC | Res - Single Family | Res | ROB and NEW | 0 | Residential Households | Cap-Tons | 23 | DEER:HVAC_Eff_AC | 0 | 0 | 0 | SWHC045-04 | 1305.3 | 2024 | 499.52 | 2024 | 0 | 0 | SWHC045-04 | Res Central HVAC System - Fuel Sub - Panel Upgrade - ZEAS 2030 - Hot-Dry ¦ SCG ¦ Hot-Dry | Res Central HVAC System - Fuel Sub - Panel Upgrade - ZEAS 2030 - Hot-Dry | 1.5905 | 0.53 | 1 | RASS 2019 | 0 | 2012 | 1 | SWHC045
RES-HVAC-FS-PU-10-ZEAS.10 | Res ¦ Code HVAC System Furnace (TE 80%) and AC (SEER2 14.3) - Panel Upgrade - ZEAS 2030 - Hot-Dry ¦ SCG ¦ Hot-Dry | Res ¦ Code HVAC System Furnace (TE 80%) and AC (SEER2 14.3) - Panel Upgrade - ZEAS 2030 - Hot-Dry | SCG ¦ Hot-Dry | SCG | All | Electric & Gas | Code HVAC System Furnace (TE 80%) and AC (SEER2 14.3) | Average Existing and Code |  | 2030 | 1 | Conventional | HVAC | Res - Multi Family | Res | ROB and NEW | 0 | Residential Households | Cap-Tons | 23 | DEER:HVAC_Eff_AC | 0 | 0 | 0 | SWHC045-04 | 1305.3 | 2024 | 499.52 | 2024 | 0 | 0 | SWHC045-04 | Res Central HVAC System - Fuel Sub - Panel Upgrade - ZEAS 2030 - Hot-Dry ¦ SCG ¦ Hot-Dry | Res Central HVAC System - Fuel Sub - Panel Upgrade - ZEAS 2030 - Hot-Dry | 0.22921 | 0.53 | 1 | RASS 2019 | 0 | 2012 | 1 | SWHC045
RES-HVAC-FS-PU-10-ZEAS.11 | Res ¦ Code HVAC System Furnace (TE 80%) and AC (SEER2 14.3) - Panel Upgrade - ZEAS 2030 - Cold ¦ SCG ¦ Cold | Res ¦ Code HVAC System Furnace (TE 80%) and AC (SEER2 14.3) - Panel Upgrade - ZEAS 2030 - Cold | SCG ¦ Cold | SCG | All | Electric & Gas | Code HVAC System Furnace (TE 80%) and AC (SEER2 14.3) | Average Existing and Code |  | 2030 | 1 | Conventional | HVAC | Res - Single Family | Res | ROB and NEW | 0 | Residential Households | Cap-Tons | 23 | DEER:HVAC_Eff_AC | 0 | 0 | 0 | SWHC045-04 | 1305.3 | 2024 | 499.52 | 2024 | 0 | 0 | SWHC045-04 | Res Central HVAC System - Fuel Sub - Panel Upgrade - ZEAS 2030 - Cold ¦ SCG ¦ Cold | Res Central HVAC System - Fuel Sub - Panel Upgrade - ZEAS 2030 - Cold | 1.969 | 0.53 | 1 | RASS 2019 | 0 | 2012 | 1 | SWHC045
RES-HVAC-FS-PU-10-ZEAS.12 | Res ¦ Code HVAC System Furnace (TE 80%) and AC (SEER2 14.3) - Panel Upgrade - ZEAS 2030 - Cold ¦ SCG ¦ Cold | Res ¦ Code HVAC System Furnace (TE 80%) and AC (SEER2 14.3) - Panel Upgrade - ZEAS 2030 - Cold | SCG ¦ Cold | SCG | All | Electric & Gas | Code HVAC System Furnace (TE 80%) and AC (SEER2 14.3) | Average Existing and Code |  | 2030 | 1 | Conventional | HVAC | Res - Multi Family | Res | ROB and NEW | 0 | Residential Households | Cap-Tons | 23 | DEER:HVAC_Eff_AC | 0 | 0 | 0 | SWHC045-04 | 1305.3 | 2024 | 499.52 | 2024 | 0 | 0 | SWHC045-04 | Res Central HVAC System - Fuel Sub - Panel Upgrade - ZEAS 2030 - Cold ¦ SCG ¦ Cold | Res Central HVAC System - Fuel Sub - Panel Upgrade - ZEAS 2030 - Cold | 0.060679 | 0.53 | 1 | RASS 2019 | 0 | 2012 | 1 | SWHC045
RES-HVAC-FS-PU-10-ZEAS.13 | Res ¦ Code HVAC System Furnace (TE 80%) and AC (SEER2 14.3) - Panel Upgrade - ZEAS 2030 - Marine ¦ SDG&E ¦ Marine | Res ¦ Code HVAC System Furnace (TE 80%) and AC (SEER2 14.3) - Panel Upgrade - ZEAS 2030 - Marine | SDG&E ¦ Marine | SDG&E | All | Electric & Gas | Code HVAC System Furnace (TE 80%) and AC (SEER2 14.3) | Average Existing and Code |  | 2030 | 1 | Conventional | HVAC | Res - Single Family | Res | ROB and NEW | 0 | Residential Households | Cap-Tons | 23 | DEER:HVAC_Eff_AC | 0 | 0 | 0 | SWHC045-04 | 1305.3 | 2024 | 499.52 | 2024 | 0 | 0 | SWHC045-04 | Res Central HVAC System - Fuel Sub - Panel Upgrade - ZEAS 2030 - Marine ¦ SDG&E ¦ Marine | Res Central HVAC System - Fuel Sub - Panel Upgrade - ZEAS 2030 - Marine | 1.9303 | 0.53 | 1 | RASS 2019 | 0 | 2012 | 1 | SWHC045
RES-HVAC-FS-PU-10-ZEAS.14 | Res ¦ Code HVAC System Furnace (TE 80%) and AC (SEER2 14.3) - Panel Upgrade - ZEAS 2030 - Marine ¦ SDG&E ¦ Marine | Res ¦ Code HVAC System Furnace (TE 80%) and AC (SEER2 14.3) - Panel Upgrade - ZEAS 2030 - Marine | SDG&E ¦ Marine | SDG&E | All | Electric & Gas | Code HVAC System Furnace (TE 80%) and AC (SEER2 14.3) | Average Existing and Code |  | 2030 | 1 | Conventional | HVAC | Res - Multi Family | Res | ROB and NEW | 0 | Residential Households | Cap-Tons | 23 | DEER:HVAC_Eff_AC | 0 | 0 | 0 | SWHC045-04 | 1305.3 | 2024 | 499.52 | 2024 | 0 | 0 | SWHC045-04 | Res Central HVAC System - Fuel Sub - Panel Upgrade - ZEAS 2030 - Marine ¦ SDG&E ¦ Marine | Res Central HVAC System - Fuel Sub - Panel Upgrade - ZEAS 2030 - Marine | 0.39508 | 0.53 | 1 | RASS 2019 | 0 | 2012 | 1 | SWHC045
RES-HVAC-FS-PU-10-ZEAS.15 | Res ¦ Code HVAC System Furnace (TE 80%) and AC (SEER2 14.3) - Panel Upgrade - ZEAS 2030 - Hot-Dry ¦ SDG&E ¦ Hot-Dry | Res ¦ Code HVAC System Furnace (TE 80%) and AC (SEER2 14.3) - Panel Upgrade - ZEAS 2030 - Hot-Dry | SDG&E ¦ Hot-Dry | SDG&E | All | Electric & Gas | Code HVAC System Furnace (TE 80%) and AC (SEER2 14.3) | Average Existing and Code |  | 2030 | 1 | Conventional | HVAC | Res - Single Family | Res | ROB and NEW | 0 | Residential Households | Cap-Tons | 23 | DEER:HVAC_Eff_AC | 0 | 0 | 0 | SWHC045-04 | 1305.3 | 2024 | 499.52 | 2024 | 0 | 0 | SWHC045-04 | Res Central HVAC System - Fuel Sub - Panel Upgrade - ZEAS 2030 - Hot-Dry ¦ SDG&E ¦ Hot-Dry | Res Central HVAC System - Fuel Sub - Panel Upgrade - ZEAS 2030 - Hot-Dry | 1.1703 | 0.53 | 1 | RASS 2019 | 0 | 2012 | 1 | SWHC045
RES-HVAC-FS-PU-10-ZEAS.16 | Res ¦ Code HVAC System Furnace (TE 80%) and AC (SEER2 14.3) - Panel Upgrade - ZEAS 2030 - Hot-Dry ¦ SDG&E ¦ Hot-Dry | Res ¦ Code HVAC System Furnace (TE 80%) and AC (SEER2 14.3) - Panel Upgrade - ZEAS 2030 - Hot-Dry | SDG&E ¦ Hot-Dry | SDG&E | All | Electric & Gas | Code HVAC System Furnace (TE 80%) and AC (SEER2 14.3) | Average Existing and Code |  | 2030 | 1 | Conventional | HVAC | Res - Multi Family | Res | ROB and NEW | 0 | Residential Households | Cap-Tons | 23 | DEER:HVAC_Eff_AC | 0 | 0 | 0 | SWHC045-04 | 1305.3 | 2024 | 499.52 | 2024 | 0 | 0 | SWHC045-04 | Res Central HVAC System - Fuel Sub - Panel Upgrade - ZEAS 2030 - Hot-Dry ¦ SDG&E ¦ Hot-Dry | Res Central HVAC System - Fuel Sub - Panel Upgrade - ZEAS 2030 - Hot-Dry | 0.14814 | 0.53 | 1 | RASS 2019 | 0 | 2012 | 1 | SWHC045
RES-HVAC-FS-PU-11-ZEAS.1 | Res ¦ Efficient HVAC System Furnace (AFUE 95) and AC (SEER2 15.2) - Panel Upgrade - ZEAS 2030 - Marine ¦ PG&E ¦ Marine | Res ¦ Efficient HVAC System Furnace (AFUE 95) and AC (SEER2 15.2) - Panel Upgrade - ZEAS 2030 - Marine | PG&E ¦ Marine | PG&E | All | Electric & Gas | Efficient HVAC System Furnace (AFUE 95) and AC (SEER2 15.2) | Efficient |  | 2030 | 1 | Conventional | HVAC | Res - Single Family | Res | ROB and NEW | 0 | Residential Households | Cap-Tons | 23 | DEER:HVAC_Eff_AC | -49.8488 | -0.07269 | -1.3947 | SWHC031-04, SWHC049-06 | 1848.8625 | 2022 | 499.52 | 2022 | 0 | 0 | SWHC031-04, SWHC049-06 | Res Central HVAC System - Fuel Sub - Panel Upgrade - ZEAS 2030 - Marine ¦ PG&E ¦ Marine | Res Central HVAC System - Fuel Sub - Panel Upgrade - ZEAS 2030 - Marine | 0.58283 | 0.53 | 0 | RASS 2019 | 507.1129 | 2032 | 1 | SWHC031 (furnace), SWHC049 (AC)
RES-HVAC-FS-PU-11-ZEAS.2 | Res ¦ Efficient HVAC System Furnace (AFUE 95) and AC (SEER2 15.2) - Panel Upgrade - ZEAS 2030 - Marine ¦ PG&E ¦ Marine | Res ¦ Efficient HVAC System Furnace (AFUE 95) and AC (SEER2 15.2) - Panel Upgrade - ZEAS 2030 - Marine | PG&E ¦ Marine | PG&E | All | Electric & Gas | Efficient HVAC System Furnace (AFUE 95) and AC (SEER2 15.2) | Efficient |  | 2030 | 1 | Conventional | HVAC | Res - Multi Family | Res | ROB and NEW | 0 | Residential Households | Cap-Tons | 23 | DEER:HVAC_Eff_AC | -64.7738 | -0.070125 | -0.72847 | SWHC031-04, SWHC049-06 | 1848.8625 | 2022 | 499.52 | 2022 | 0 | 0 | SWHC031-04, SWHC049-06 | Res Central HVAC System - Fuel Sub - Panel Upgrade - ZEAS 2030 - Marine ¦ PG&E ¦ Marine | Res Central HVAC System - Fuel Sub - Panel Upgrade - ZEAS 2030 - Marine | 0.066794 | 0.53 | 0 | RASS 2019 | 0 | 2012 | 1 | SWHC031 (furnace), SWHC049 (AC)
RES-HVAC-FS-PU-11-ZEAS.3 | Res ¦ Efficient HVAC System Furnace (AFUE 95) and AC (SEER2 15.2) - Panel Upgrade - ZEAS 2030 - Hot-Dry ¦ PG&E ¦ Hot-Dry | Res ¦ Efficient HVAC System Furnace (AFUE 95) and AC (SEER2 15.2) - Panel Upgrade - ZEAS 2030 - Hot-Dry | PG&E ¦ Hot-Dry | PG&E | All | Electric & Gas | Efficient HVAC System Furnace (AFUE 95) and AC (SEER2 15.2) | Efficient |  | 2030 | 1 | Conventional | HVAC | Res - Single Family | Res | ROB and NEW | 0 | Residential Households | Cap-Tons | 23 | DEER:HVAC_Eff_AC | -70.2525 | -0.076995 | -2.1297 | SWHC031-04, SWHC049-06 | 1848.8625 | 2022 | 499.52 | 2022 | 0 | 0 | SWHC031-04, SWHC049-06 | Res Central HVAC System - Fuel Sub - Panel Upgrade - ZEAS 2030 - Hot-Dry ¦ PG&E ¦ Hot-Dry | Res Central HVAC System - Fuel Sub - Panel Upgrade - ZEAS 2030 - Hot-Dry | 1.0532 | 0.53 | 0 | RASS 2019 | 507.1129 | 2032 | 1 | SWHC031 (furnace), SWHC049 (AC)
RES-HVAC-FS-PU-11-ZEAS.4 | Res ¦ Efficient HVAC System Furnace (AFUE 95) and AC (SEER2 15.2) - Panel Upgrade - ZEAS 2030 - Hot-Dry ¦ PG&E ¦ Hot-Dry | Res ¦ Efficient HVAC System Furnace (AFUE 95) and AC (SEER2 15.2) - Panel Upgrade - ZEAS 2030 - Hot-Dry | PG&E ¦ Hot-Dry | PG&E | All | Electric & Gas | Efficient HVAC System Furnace (AFUE 95) and AC (SEER2 15.2) | Efficient |  | 2030 | 1 | Conventional | HVAC | Res - Multi Family | Res | ROB and NEW | 0 | Residential Households | Cap-Tons | 23 | DEER:HVAC_Eff_AC | -60.8137 | -0.072896 | -0.71209 | SWHC031-04, SWHC049-06 | 1848.8625 | 2022 | 499.52 | 2022 | 0 | 0 | SWHC031-04, SWHC049-06 | Res Central HVAC System - Fuel Sub - Panel Upgrade - ZEAS 2030 - Hot-Dry ¦ PG&E ¦ Hot-Dry | Res Central HVAC System - Fuel Sub - Panel Upgrade - ZEAS 2030 - Hot-Dry | 0.2441 | 0.53 | 0 | RASS 2019 | 0 | 2012 | 1 | SWHC031 (furnace), SWHC049 (AC)
RES-HVAC-FS-PU-11-ZEAS.5 | Res ¦ Efficient HVAC System Furnace (AFUE 95) and AC (SEER2 15.2) - Panel Upgrade - ZEAS 2030 - Cold ¦ PG&E ¦ Cold | Res ¦ Efficient HVAC System Furnace (AFUE 95) and AC (SEER2 15.2) - Panel Upgrade - ZEAS 2030 - Cold | PG&E ¦ Cold | PG&E | All | Electric & Gas | Efficient HVAC System Furnace (AFUE 95) and AC (SEER2 15.2) | Efficient |  | 2030 | 1 | Conventional | HVAC | Res - Single Family | Res | ROB and NEW | 0 | Residential Households | Cap-Tons | 23 | DEER:HVAC_Eff_AC | -133.4062 | -0.10671 | -1.2715 | SWHC031-04, SWHC049-06 | 1848.8625 | 2022 | 499.52 | 2022 | 0 | 0 | SWHC031-04, SWHC049-06 | Res Central HVAC System - Fuel Sub - Panel Upgrade - ZEAS 2030 - Cold ¦ PG&E ¦ Cold | Res Central HVAC System - Fuel Sub - Panel Upgrade - ZEAS 2030 - Cold | 0.23165 | 0.53 | 0 | RASS 2019 | 507.1129 | 2032 | 1 | SWHC031 (furnace), SWHC049 (AC)
RES-HVAC-FS-PU-11-ZEAS.6 | Res ¦ Efficient HVAC System Furnace (AFUE 95) and AC (SEER2 15.2) - Panel Upgrade - ZEAS 2030 - Cold ¦ PG&E ¦ Cold | Res ¦ Efficient HVAC System Furnace (AFUE 95) and AC (SEER2 15.2) - Panel Upgrade - ZEAS 2030 - Cold | PG&E ¦ Cold | PG&E | All | Electric & Gas | Efficient HVAC System Furnace (AFUE 95) and AC (SEER2 15.2) | Efficient |  | 2030 | 1 | Conventional | HVAC | Res - Multi Family | Res | ROB and NEW | 0 | Residential Households | Cap-Tons | 23 | DEER:HVAC_Eff_AC | -144.0562 | -0.12396 | -0.97076 | SWHC031-04, SWHC049-06 | 1848.8625 | 2022 | 499.52 | 2022 | 0 | 0 | SWHC031-04, SWHC049-06 | Res Central HVAC System - Fuel Sub - Panel Upgrade - ZEAS 2030 - Cold ¦ PG&E ¦ Cold | Res Central HVAC System - Fuel Sub - Panel Upgrade - ZEAS 2030 - Cold | 0.060679 | 0.53 | 0 | RASS 2019 | 0 | 2012 | 1 | SWHC031 (furnace), SWHC049 (AC)
RES-HVAC-FS-PU-11-ZEAS.7 | Res ¦ Efficient HVAC System Furnace (AFUE 95) and AC (SEER2 15.2) - Panel Upgrade - ZEAS 2030 - Marine ¦ SCG ¦ Marine | Res ¦ Efficient HVAC System Furnace (AFUE 95) and AC (SEER2 15.2) - Panel Upgrade - ZEAS 2030 - Marine | SCG ¦ Marine | SCG | All | Electric & Gas | Efficient HVAC System Furnace (AFUE 95) and AC (SEER2 15.2) | Efficient |  | 2030 | 1 | Conventional | HVAC | Res - Single Family | Res | ROB and NEW | 0 | Residential Households | Cap-Tons | 23 | DEER:HVAC_Eff_AC | -50.2238 | -0.039502 | -0.74261 | SWHC031-04, SWHC049-06 | 1848.8625 | 2022 | 499.52 | 2022 | 0 | 0 | SWHC031-04, SWHC049-06 | Res Central HVAC System - Fuel Sub - Panel Upgrade - ZEAS 2030 - Marine ¦ SCG ¦ Marine | Res Central HVAC System - Fuel Sub - Panel Upgrade - ZEAS 2030 - Marine | 0.94772 | 0.53 | 0 | RASS 2019 | 507.1129 | 2032 | 1 | SWHC031 (furnace), SWHC049 (AC)
RES-HVAC-FS-PU-11-ZEAS.8 | Res ¦ Efficient HVAC System Furnace (AFUE 95) and AC (SEER2 15.2) - Panel Upgrade - ZEAS 2030 - Marine ¦ SCG ¦ Marine | Res ¦ Efficient HVAC System Furnace (AFUE 95) and AC (SEER2 15.2) - Panel Upgrade - ZEAS 2030 - Marine | SCG ¦ Marine | SCG | All | Electric & Gas | Efficient HVAC System Furnace (AFUE 95) and AC (SEER2 15.2) | Efficient |  | 2030 | 1 | Conventional | HVAC | Res - Multi Family | Res | ROB and NEW | 0 | Residential Households | Cap-Tons | 23 | DEER:HVAC_Eff_AC | -50.8612 | -0.041876 | -0.31588 | SWHC031-04, SWHC049-06 | 1848.8625 | 2022 | 499.52 | 2022 | 0 | 0 | SWHC031-04, SWHC049-06 | Res Central HVAC System - Fuel Sub - Panel Upgrade - ZEAS 2030 - Marine ¦ SCG ¦ Marine | Res Central HVAC System - Fuel Sub - Panel Upgrade - ZEAS 2030 - Marine | 0.19192 | 0.53 | 0 | RASS 2019 | 0 | 2012 | 1 | SWHC031 (furnace), SWHC049 (AC)
RES-HVAC-FS-PU-11-ZEAS.9 | Res ¦ Efficient HVAC System Furnace (AFUE 95) and AC (SEER2 15.2) - Panel Upgrade - ZEAS 2030 - Hot-Dry ¦ SCG ¦ Hot-Dry | Res ¦ Efficient HVAC System Furnace (AFUE 95) and AC (SEER2 15.2) - Panel Upgrade - ZEAS 2030 - Hot-Dry | SCG ¦ Hot-Dry | SCG | All | Electric & Gas | Efficient HVAC System Furnace (AFUE 95) and AC (SEER2 15.2) | Efficient |  | 2030 | 1 | Conventional | HVAC | Res - Single Family | Res | ROB and NEW | 0 | Residential Households | Cap-Tons | 23 | DEER:HVAC_Eff_AC | -89.6775 | -0.090285 | -0.804 | SWHC031-04, SWHC049-06 | 1848.8625 | 2022 | 499.52 | 2022 | 0 | 0 | SWHC031-04, SWHC049-06 | Res Central HVAC System - Fuel Sub - Panel Upgrade - ZEAS 2030 - Hot-Dry ¦ SCG ¦ Hot-Dry | Res Central HVAC System - Fuel Sub - Panel Upgrade - ZEAS 2030 - Hot-Dry | 1.5905 | 0.53 | 0 | RASS 2019 | 507.1129 | 2032 | 1 | SWHC031 (furnace), SWHC049 (AC)
RES-HVAC-FS-PU-11-ZEAS.10 | Res ¦ Efficient HVAC System Furnace (AFUE 95) and AC (SEER2 15.2) - Panel Upgrade - ZEAS 2030 - Hot-Dry ¦ SCG ¦ Hot-Dry | Res ¦ Efficient HVAC System Furnace (AFUE 95) and AC (SEER2 15.2) - Panel Upgrade - ZEAS 2030 - Hot-Dry | SCG ¦ Hot-Dry | SCG | All | Electric & Gas | Efficient HVAC System Furnace (AFUE 95) and AC (SEER2 15.2) | Efficient |  | 2030 | 1 | Conventional | HVAC | Res - Multi Family | Res | ROB and NEW | 0 | Residential Households | Cap-Tons | 23 | DEER:HVAC_Eff_AC | -87.7687 | -0.06795 | -0.31598 | SWHC031-04, SWHC049-06 | 1848.8625 | 2022 | 499.52 | 2022 | 0 | 0 | SWHC031-04, SWHC049-06 | Res Central HVAC System - Fuel Sub - Panel Upgrade - ZEAS 2030 - Hot-Dry ¦ SCG ¦ Hot-Dry | Res Central HVAC System - Fuel Sub - Panel Upgrade - ZEAS 2030 - Hot-Dry | 0.22921 | 0.53 | 0 | RASS 2019 | 0 | 2012 | 1 | SWHC031 (furnace), SWHC049 (AC)
RES-HVAC-FS-PU-11-ZEAS.11 | Res ¦ Efficient HVAC System Furnace (AFUE 95) and AC (SEER2 15.2) - Panel Upgrade - ZEAS 2030 - Cold ¦ SCG ¦ Cold | Res ¦ Efficient HVAC System Furnace (AFUE 95) and AC (SEER2 15.2) - Panel Upgrade - ZEAS 2030 - Cold | SCG ¦ Cold | SCG | All | Electric & Gas | Efficient HVAC System Furnace (AFUE 95) and AC (SEER2 15.2) | Efficient |  | 2030 | 1 | Conventional | HVAC | Res - Single Family | Res | ROB and NEW | 0 | Residential Households | Cap-Tons | 23 | DEER:HVAC_Eff_AC | -133.4062 | -0.10671 | -1.2715 | SWHC031-04, SWHC049-06 | 1848.8625 | 2022 | 499.52 | 2022 | 0 | 0 | SWHC031-04, SWHC049-06 | Res Central HVAC System - Fuel Sub - Panel Upgrade - ZEAS 2030 - Cold ¦ SCG ¦ Cold | Res Central HVAC System - Fuel Sub - Panel Upgrade - ZEAS 2030 - Cold | 1.969 | 0.53 | 0 | RASS 2019 | 507.1129 | 2032 | 1 | SWHC031 (furnace), SWHC049 (AC)
RES-HVAC-FS-PU-11-ZEAS.12 | Res ¦ Efficient HVAC System Furnace (AFUE 95) and AC (SEER2 15.2) - Panel Upgrade - ZEAS 2030 - Cold ¦ SCG ¦ Cold | Res ¦ Efficient HVAC System Furnace (AFUE 95) and AC (SEER2 15.2) - Panel Upgrade - ZEAS 2030 - Cold | SCG ¦ Cold | SCG | All | Electric & Gas | Efficient HVAC System Furnace (AFUE 95) and AC (SEER2 15.2) | Efficient |  | 2030 | 1 | Conventional | HVAC | Res - Multi Family | Res | ROB and NEW | 0 | Residential Households | Cap-Tons | 23 | DEER:HVAC_Eff_AC | -144.0562 | -0.12396 | -0.97076 | SWHC031-04, SWHC049-06 | 1848.8625 | 2022 | 499.52 | 2022 | 0 | 0 | SWHC031-04, SWHC049-06 | Res Central HVAC System - Fuel Sub - Panel Upgrade - ZEAS 2030 - Cold ¦ SCG ¦ Cold | Res Central HVAC System - Fuel Sub - Panel Upgrade - ZEAS 2030 - Cold | 0.060679 | 0.53 | 0 | RASS 2019 | 0 | 2012 | 1 | SWHC031 (furnace), SWHC049 (AC)
RES-HVAC-FS-PU-11-ZEAS.13 | Res ¦ Efficient HVAC System Furnace (AFUE 95) and AC (SEER2 15.2) - Panel Upgrade - ZEAS 2030 - Marine ¦ SDG&E ¦ Marine | Res ¦ Efficient HVAC System Furnace (AFUE 95) and AC (SEER2 15.2) - Panel Upgrade - ZEAS 2030 - Marine | SDG&E ¦ Marine | SDG&E | All | Electric & Gas | Efficient HVAC System Furnace (AFUE 95) and AC (SEER2 15.2) | Efficient |  | 2030 | 1 | Conventional | HVAC | Res - Single Family | Res | ROB and NEW | 0 | Residential Households | Cap-Tons | 23 | DEER:HVAC_Eff_AC | -50.2238 | -0.039502 | -0.74261 | SWHC031-04, SWHC049-06 | 1848.8625 | 2022 | 499.52 | 2022 | 0 | 0 | SWHC031-04, SWHC049-06 | Res Central HVAC System - Fuel Sub - Panel Upgrade - ZEAS 2030 - Marine ¦ SDG&E ¦ Marine | Res Central HVAC System - Fuel Sub - Panel Upgrade - ZEAS 2030 - Marine | 1.9303 | 0.53 | 0 | RASS 2019 | 507.1129 | 2032 | 1 | SWHC031 (furnace), SWHC049 (AC)
RES-HVAC-FS-PU-11-ZEAS.14 | Res ¦ Efficient HVAC System Furnace (AFUE 95) and AC (SEER2 15.2) - Panel Upgrade - ZEAS 2030 - Marine ¦ SDG&E ¦ Marine | Res ¦ Efficient HVAC System Furnace (AFUE 95) and AC (SEER2 15.2) - Panel Upgrade - ZEAS 2030 - Marine | SDG&E ¦ Marine | SDG&E | All | Electric & Gas | Efficient HVAC System Furnace (AFUE 95) and AC (SEER2 15.2) | Efficient |  | 2030 | 1 | Conventional | HVAC | Res - Multi Family | Res | ROB and NEW | 0 | Residential Households | Cap-Tons | 23 | DEER:HVAC_Eff_AC | -50.8612 | -0.041876 | -0.31588 | SWHC031-04, SWHC049-06 | 1848.8625 | 2022 | 499.52 | 2022 | 0 | 0 | SWHC031-04, SWHC049-06 | Res Central HVAC System - Fuel Sub - Panel Upgrade - ZEAS 2030 - Marine ¦ SDG&E ¦ Marine | Res Central HVAC System - Fuel Sub - Panel Upgrade - ZEAS 2030 - Marine | 0.39508 | 0.53 | 0 | RASS 2019 | 0 | 2012 | 1 | SWHC031 (furnace), SWHC049 (AC)
RES-HVAC-FS-PU-11-ZEAS.15 | Res ¦ Efficient HVAC System Furnace (AFUE 95) and AC (SEER2 15.2) - Panel Upgrade - ZEAS 2030 - Hot-Dry ¦ SDG&E ¦ Hot-Dry | Res ¦ Efficient HVAC System Furnace (AFUE 95) and AC (SEER2 15.2) - Panel Upgrade - ZEAS 2030 - Hot-Dry | SDG&E ¦ Hot-Dry | SDG&E | All | Electric & Gas | Efficient HVAC System Furnace (AFUE 95) and AC (SEER2 15.2) | Efficient |  | 2030 | 1 | Conventional | HVAC | Res - Single Family | Res | ROB and NEW | 0 | Residential Households | Cap-Tons | 23 | DEER:HVAC_Eff_AC | -49.9875 | -0.06528 | -0.57825 | SWHC031-04, SWHC049-06 | 1848.8625 | 2022 | 499.52 | 2022 | 0 | 0 | SWHC031-04, SWHC049-06 | Res Central HVAC System - Fuel Sub - Panel Upgrade - ZEAS 2030 - Hot-Dry ¦ SDG&E ¦ Hot-Dry | Res Central HVAC System - Fuel Sub - Panel Upgrade - ZEAS 2030 - Hot-Dry | 1.1703 | 0.53 | 0 | RASS 2019 | 507.1129 | 2032 | 1 | SWHC031 (furnace), SWHC049 (AC)
RES-HVAC-FS-PU-11-ZEAS.16 | Res ¦ Efficient HVAC System Furnace (AFUE 95) and AC (SEER2 15.2) - Panel Upgrade - ZEAS 2030 - Hot-Dry ¦ SDG&E ¦ Hot-Dry | Res ¦ Efficient HVAC System Furnace (AFUE 95) and AC (SEER2 15.2) - Panel Upgrade - ZEAS 2030 - Hot-Dry | SDG&E ¦ Hot-Dry | SDG&E | All | Electric & Gas | Efficient HVAC System Furnace (AFUE 95) and AC (SEER2 15.2) | Efficient |  | 2030 | 1 | Conventional | HVAC | Res - Multi Family | Res | ROB and NEW | 0 | Residential Households | Cap-Tons | 23 | DEER:HVAC_Eff_AC | -45.7088 | -0.057322 | -0.20669 | SWHC031-04, SWHC049-06 | 1848.8625 | 2022 | 499.52 | 2022 | 0 | 0 | SWHC031-04, SWHC049-06 | Res Central HVAC System - Fuel Sub - Panel Upgrade - ZEAS 2030 - Hot-Dry ¦ SDG&E ¦ Hot-Dry | Res Central HVAC System - Fuel Sub - Panel Upgrade - ZEAS 2030 - Hot-Dry | 0.14814 | 0.53 | 0 | RASS 2019 | 0 | 2012 | 1 | SWHC031 (furnace), SWHC049 (AC)
RES-HVAC-FS-PU-10B-ZEAS.1 | Res ¦ Packaged/Split Heat Pump (SEER2 14.3) - Fuel Sub Future Baseline - Panel Upgrade - ZEAS 2030 - Marine ¦ PG&E ¦ Marine | Res ¦ Packaged/Split Heat Pump (SEER2 14.3) - Fuel Sub Future Baseline - Panel Upgrade - ZEAS 2030 - Marine | PG&E ¦ Marine | PG&E | All | Electric & Gas | Packaged/Split Heat Pump (SEER2 14.3) - Fuel Sub Future Baseline | Efficient | 2030 |  | 1 | Conventional | HVAC | Res - Single Family | Res | ROB Only | 0 | Residential Households | Cap-Tons | 23 | DEER:HVAC_Eff_AC | 435.6 | 0.0414 | -51.3 | SWHC049-06 | 664.4105 | 2022 | 398.63 | 2022 | 465.4706 | -18.59 | SWHC049-06 | Res Central HVAC System - Fuel Sub - Panel Upgrade - ZEAS 2030 - Marine ¦ PG&E ¦ Marine | Res Central HVAC System - Fuel Sub - Panel Upgrade - ZEAS 2030 - Marine | 0.58283 | 0.53 | 0 | RASS 2019 | 0 | 2012 | 1 | SWHC049
RES-HVAC-FS-PU-10B-ZEAS.2 | Res ¦ Packaged/Split Heat Pump (SEER2 14.3) - Fuel Sub Future Baseline - Panel Upgrade - ZEAS 2030 - Marine ¦ PG&E ¦ Marine | Res ¦ Packaged/Split Heat Pump (SEER2 14.3) - Fuel Sub Future Baseline - Panel Upgrade - ZEAS 2030 - Marine | PG&E ¦ Marine | PG&E | All | Electric & Gas | Packaged/Split Heat Pump (SEER2 14.3) - Fuel Sub Future Baseline | Efficient | 2030 |  | 1 | Conventional | HVAC | Res - Multi Family | Res | ROB Only | 0 | Residential Households | Cap-Tons | 23 | DEER:HVAC_Eff_AC | 393.8 | 0.04341 | -37.7 | SWHC049-06 | 664.4105 | 2022 | 398.63 | 2022 | 465.4706 | -18.59 | SWHC049-06 | Res Central HVAC System - Fuel Sub - Panel Upgrade - ZEAS 2030 - Marine ¦ PG&E ¦ Marine | Res Central HVAC System - Fuel Sub - Panel Upgrade - ZEAS 2030 - Marine | 0.066794 | 0.53 | 0 | RASS 2019 | 0 | 2012 | 1 | SWHC049
RES-HVAC-FS-PU-10B-ZEAS.3 | Res ¦ Packaged/Split Heat Pump (SEER2 14.3) - Fuel Sub Future Baseline - Panel Upgrade - ZEAS 2030 - Hot-Dry ¦ PG&E ¦ Hot-Dry | Res ¦ Packaged/Split Heat Pump (SEER2 14.3) - Fuel Sub Future Baseline - Panel Upgrade - ZEAS 2030 - Hot-Dry | PG&E ¦ Hot-Dry | PG&E | All | Electric & Gas | Packaged/Split Heat Pump (SEER2 14.3) - Fuel Sub Future Baseline | Efficient | 2030 |  | 1 | Conventional | HVAC | Res - Single Family | Res | ROB Only | 0 | Residential Households | Cap-Tons | 23 | DEER:HVAC_Eff_AC | 743.6 | 0.05709 | -57 | SWHC049-06 | 664.4105 | 2022 | 398.63 | 2022 | 608.6924 | -18.59 | SWHC049-06 | Res Central HVAC System - Fuel Sub - Panel Upgrade - ZEAS 2030 - Hot-Dry ¦ PG&E ¦ Hot-Dry | Res Central HVAC System - Fuel Sub - Panel Upgrade - ZEAS 2030 - Hot-Dry | 1.0532 | 0.53 | 0 | RASS 2019 | 0 | 2012 | 1 | SWHC049
RES-HVAC-FS-PU-10B-ZEAS.4 | Res ¦ Packaged/Split Heat Pump (SEER2 14.3) - Fuel Sub Future Baseline - Panel Upgrade - ZEAS 2030 - Hot-Dry ¦ PG&E ¦ Hot-Dry | Res ¦ Packaged/Split Heat Pump (SEER2 14.3) - Fuel Sub Future Baseline - Panel Upgrade - ZEAS 2030 - Hot-Dry | PG&E ¦ Hot-Dry | PG&E | All | Electric & Gas | Packaged/Split Heat Pump (SEER2 14.3) - Fuel Sub Future Baseline | Efficient | 2030 |  | 1 | Conventional | HVAC | Res - Multi Family | Res | ROB Only | 0 | Residential Households | Cap-Tons | 23 | DEER:HVAC_Eff_AC | 530.8 | 0.05499 | -32 | SWHC049-06 | 664.4105 | 2022 | 398.63 | 2022 | 608.6924 | -18.59 | SWHC049-06 | Res Central HVAC System - Fuel Sub - Panel Upgrade - ZEAS 2030 - Hot-Dry ¦ PG&E ¦ Hot-Dry | Res Central HVAC System - Fuel Sub - Panel Upgrade - ZEAS 2030 - Hot-Dry | 0.2441 | 0.53 | 0 | RASS 2019 | 0 | 2012 | 1 | SWHC049
RES-HVAC-FS-PU-10B-ZEAS.5 | Res ¦ Packaged/Split Heat Pump (SEER2 14.3) - Fuel Sub Future Baseline - Panel Upgrade - ZEAS 2030 - Cold ¦ PG&E ¦ Cold | Res ¦ Packaged/Split Heat Pump (SEER2 14.3) - Fuel Sub Future Baseline - Panel Upgrade - ZEAS 2030 - Cold | PG&E ¦ Cold | PG&E | All | Electric & Gas | Packaged/Split Heat Pump (SEER2 14.3) - Fuel Sub Future Baseline | Efficient | 2030 |  | 1 | Conventional | HVAC | Res - Single Family | Res | ROB Only | 0 | Residential Households | Cap-Tons | 23 | DEER:HVAC_Eff_AC | 766.8 | 0.05898 | -53.4 | SWHC049-06 | 664.4105 | 2022 | 398.63 | 2022 | 416.4737 | -18.59 | SWHC049-06 | Res Central HVAC System - Fuel Sub - Panel Upgrade - ZEAS 2030 - Cold ¦ PG&E ¦ Cold | Res Central HVAC System - Fuel Sub - Panel Upgrade - ZEAS 2030 - Cold | 0.23165 | 0.53 | 0 | RASS 2019 | 0 | 2012 | 1 | SWHC049
RES-HVAC-FS-PU-10B-ZEAS.6 | Res ¦ Packaged/Split Heat Pump (SEER2 14.3) - Fuel Sub Future Baseline - Panel Upgrade - ZEAS 2030 - Cold ¦ PG&E ¦ Cold | Res ¦ Packaged/Split Heat Pump (SEER2 14.3) - Fuel Sub Future Baseline - Panel Upgrade - ZEAS 2030 - Cold | PG&E ¦ Cold | PG&E | All | Electric & Gas | Packaged/Split Heat Pump (SEER2 14.3) - Fuel Sub Future Baseline | Efficient | 2030 |  | 1 | Conventional | HVAC | Res - Multi Family | Res | ROB Only | 0 | Residential Households | Cap-Tons | 23 | DEER:HVAC_Eff_AC | 847 | 0.0747 | -51.2 | SWHC049-06 | 664.4105 | 2022 | 398.63 | 2022 | 416.4737 | -18.59 | SWHC049-06 | Res Central HVAC System - Fuel Sub - Panel Upgrade - ZEAS 2030 - Cold ¦ PG&E ¦ Cold | Res Central HVAC System - Fuel Sub - Panel Upgrade - ZEAS 2030 - Cold | 0.060679 | 0.53 | 0 | RASS 2019 | 0 | 2012 | 1 | SWHC049
RES-HVAC-FS-PU-10B-ZEAS.7 | Res ¦ Packaged/Split Heat Pump (SEER2 14.3) - Fuel Sub Future Baseline - Panel Upgrade - ZEAS 2030 - Marine ¦ SCG ¦ Marine | Res ¦ Packaged/Split Heat Pump (SEER2 14.3) - Fuel Sub Future Baseline - Panel Upgrade - ZEAS 2030 - Marine | SCG ¦ Marine | SCG | All | Electric & Gas | Packaged/Split Heat Pump (SEER2 14.3) - Fuel Sub Future Baseline | Efficient | 2030 |  | 1 | Conventional | HVAC | Res - Single Family | Res | ROB Only | 0 | Residential Households | Cap-Tons | 23 | DEER:HVAC_Eff_AC | 170.2 | 0.02415 | -28.8 | SWHC049-06 | 664.4105 | 2022 | 398.63 | 2022 | 374.9302 | -18.59 | SWHC049-06 | Res Central HVAC System - Fuel Sub - Panel Upgrade - ZEAS 2030 - Marine ¦ SCG ¦ Marine | Res Central HVAC System - Fuel Sub - Panel Upgrade - ZEAS 2030 - Marine | 0.94772 | 0.53 | 0 | RASS 2019 | 0 | 2012 | 1 | SWHC049
RES-HVAC-FS-PU-10B-ZEAS.8 | Res ¦ Packaged/Split Heat Pump (SEER2 14.3) - Fuel Sub Future Baseline - Panel Upgrade - ZEAS 2030 - Marine ¦ SCG ¦ Marine | Res ¦ Packaged/Split Heat Pump (SEER2 14.3) - Fuel Sub Future Baseline - Panel Upgrade - ZEAS 2030 - Marine | SCG ¦ Marine | SCG | All | Electric & Gas | Packaged/Split Heat Pump (SEER2 14.3) - Fuel Sub Future Baseline | Efficient | 2030 |  | 1 | Conventional | HVAC | Res - Multi Family | Res | ROB Only | 0 | Residential Households | Cap-Tons | 23 | DEER:HVAC_Eff_AC | 93.32 | 0.02562 | -26.9 | SWHC049-06 | 664.4105 | 2022 | 398.63 | 2022 | 374.9302 | -18.59 | SWHC049-06 | Res Central HVAC System - Fuel Sub - Panel Upgrade - ZEAS 2030 - Marine ¦ SCG ¦ Marine | Res Central HVAC System - Fuel Sub - Panel Upgrade - ZEAS 2030 - Marine | 0.19192 | 0.53 | 0 | RASS 2019 | 0 | 2012 | 1 | SWHC049
RES-HVAC-FS-PU-10B-ZEAS.9 | Res ¦ Packaged/Split Heat Pump (SEER2 14.3) - Fuel Sub Future Baseline - Panel Upgrade - ZEAS 2030 - Hot-Dry ¦ SCG ¦ Hot-Dry | Res ¦ Packaged/Split Heat Pump (SEER2 14.3) - Fuel Sub Future Baseline - Panel Upgrade - ZEAS 2030 - Hot-Dry | SCG ¦ Hot-Dry | SCG | All | Electric & Gas | Packaged/Split Heat Pump (SEER2 14.3) - Fuel Sub Future Baseline | Efficient | 2030 |  | 1 | Conventional | HVAC | Res - Single Family | Res | ROB Only | 0 | Residential Households | Cap-Tons | 23 | DEER:HVAC_Eff_AC | 182.36 | 0.05562 | -30 | SWHC049-06 | 664.4105 | 2022 | 398.63 | 2022 | 446.1336 | -18.59 | SWHC049-06 | Res Central HVAC System - Fuel Sub - Panel Upgrade - ZEAS 2030 - Hot-Dry ¦ SCG ¦ Hot-Dry | Res Central HVAC System - Fuel Sub - Panel Upgrade - ZEAS 2030 - Hot-Dry | 1.5905 | 0.53 | 0 | RASS 2019 | 0 | 2012 | 1 | SWHC049
RES-HVAC-FS-PU-10B-ZEAS.10 | Res ¦ Packaged/Split Heat Pump (SEER2 14.3) - Fuel Sub Future Baseline - Panel Upgrade - ZEAS 2030 - Hot-Dry ¦ SCG ¦ Hot-Dry | Res ¦ Packaged/Split Heat Pump (SEER2 14.3) - Fuel Sub Future Baseline - Panel Upgrade - ZEAS 2030 - Hot-Dry | SCG ¦ Hot-Dry | SCG | All | Electric & Gas | Packaged/Split Heat Pump (SEER2 14.3) - Fuel Sub Future Baseline | Efficient | 2030 |  | 1 | Conventional | HVAC | Res - Multi Family | Res | ROB Only | 0 | Residential Households | Cap-Tons | 23 | DEER:HVAC_Eff_AC | 64.5 | 0.0474 | -26.6 | SWHC049-06 | 664.4105 | 2022 | 398.63 | 2022 | 446.1336 | -18.59 | SWHC049-06 | Res Central HVAC System - Fuel Sub - Panel Upgrade - ZEAS 2030 - Hot-Dry ¦ SCG ¦ Hot-Dry | Res Central HVAC System - Fuel Sub - Panel Upgrade - ZEAS 2030 - Hot-Dry | 0.22921 | 0.53 | 0 | RASS 2019 | 0 | 2012 | 1 | SWHC049
RES-HVAC-FS-PU-10B-ZEAS.11 | Res ¦ Packaged/Split Heat Pump (SEER2 14.3) - Fuel Sub Future Baseline - Panel Upgrade - ZEAS 2030 - Cold ¦ SCG ¦ Cold | Res ¦ Packaged/Split Heat Pump (SEER2 14.3) - Fuel Sub Future Baseline - Panel Upgrade - ZEAS 2030 - Cold | SCG ¦ Cold | SCG | All | Electric & Gas | Packaged/Split Heat Pump (SEER2 14.3) - Fuel Sub Future Baseline | Efficient | 2030 |  | 1 | Conventional | HVAC | Res - Single Family | Res | ROB Only | 0 | Residential Households | Cap-Tons | 23 | DEER:HVAC_Eff_AC | 766.8 | 0.05898 | -53.4 | SWHC049-06 | 664.4105 | 2022 | 398.63 | 2022 | 416.4737 | -18.59 | SWHC049-06 | Res Central HVAC System - Fuel Sub - Panel Upgrade - ZEAS 2030 - Cold ¦ SCG ¦ Cold | Res Central HVAC System - Fuel Sub - Panel Upgrade - ZEAS 2030 - Cold | 1.969 | 0.53 | 0 | RASS 2019 | 0 | 2012 | 1 | SWHC049
RES-HVAC-FS-PU-10B-ZEAS.12 | Res ¦ Packaged/Split Heat Pump (SEER2 14.3) - Fuel Sub Future Baseline - Panel Upgrade - ZEAS 2030 - Cold ¦ SCG ¦ Cold | Res ¦ Packaged/Split Heat Pump (SEER2 14.3) - Fuel Sub Future Baseline - Panel Upgrade - ZEAS 2030 - Cold | SCG ¦ Cold | SCG | All | Electric & Gas | Packaged/Split Heat Pump (SEER2 14.3) - Fuel Sub Future Baseline | Efficient | 2030 |  | 1 | Conventional | HVAC | Res - Multi Family | Res | ROB Only | 0 | Residential Households | Cap-Tons | 23 | DEER:HVAC_Eff_AC | 847 | 0.0747 | -51.2 | SWHC049-06 | 664.4105 | 2022 | 398.63 | 2022 | 416.4737 | -18.59 | SWHC049-06 | Res Central HVAC System - Fuel Sub - Panel Upgrade - ZEAS 2030 - Cold ¦ SCG ¦ Cold | Res Central HVAC System - Fuel Sub - Panel Upgrade - ZEAS 2030 - Cold | 0.060679 | 0.53 | 0 | RASS 2019 | 0 | 2012 | 1 | SWHC049
RES-HVAC-FS-PU-10B-ZEAS.13 | Res ¦ Packaged/Split Heat Pump (SEER2 14.3) - Fuel Sub Future Baseline - Panel Upgrade - ZEAS 2030 - Marine ¦ SDG&E ¦ Marine | Res ¦ Packaged/Split Heat Pump (SEER2 14.3) - Fuel Sub Future Baseline - Panel Upgrade - ZEAS 2030 - Marine | SDG&E ¦ Marine | SDG&E | All | Electric & Gas | Packaged/Split Heat Pump (SEER2 14.3) - Fuel Sub Future Baseline | Efficient | 2030 |  | 1 | Conventional | HVAC | Res - Single Family | Res | ROB Only | 0 | Residential Households | Cap-Tons | 23 | DEER:HVAC_Eff_AC | 170.2 | 0.02415 | -28.8 | SWHC049-06 | 664.4105 | 2022 | 398.63 | 2022 | 374.9302 | -18.59 | SWHC049-06 | Res Central HVAC System - Fuel Sub - Panel Upgrade - ZEAS 2030 - Marine ¦ SDG&E ¦ Marine | Res Central HVAC System - Fuel Sub - Panel Upgrade - ZEAS 2030 - Marine | 1.9303 | 0.53 | 0 | RASS 2019 | 0 | 2012 | 1 | SWHC049
RES-HVAC-FS-PU-10B-ZEAS.14 | Res ¦ Packaged/Split Heat Pump (SEER2 14.3) - Fuel Sub Future Baseline - Panel Upgrade - ZEAS 2030 - Marine ¦ SDG&E ¦ Marine | Res ¦ Packaged/Split Heat Pump (SEER2 14.3) - Fuel Sub Future Baseline - Panel Upgrade - ZEAS 2030 - Marine | SDG&E ¦ Marine | SDG&E | All | Electric & Gas | Packaged/Split Heat Pump (SEER2 14.3) - Fuel Sub Future Baseline | Efficient | 2030 |  | 1 | Conventional | HVAC | Res - Multi Family | Res | ROB Only | 0 | Residential Households | Cap-Tons | 23 | DEER:HVAC_Eff_AC | 93.32 | 0.02562 | -26.9 | SWHC049-06 | 664.4105 | 2022 | 398.63 | 2022 | 374.9302 | -18.59 | SWHC049-06 | Res Central HVAC System - Fuel Sub - Panel Upgrade - ZEAS 2030 - Marine ¦ SDG&E ¦ Marine | Res Central HVAC System - Fuel Sub - Panel Upgrade - ZEAS 2030 - Marine | 0.39508 | 0.53 | 0 | RASS 2019 | 0 | 2012 | 1 | SWHC049
RES-HVAC-FS-PU-10B-ZEAS.15 | Res ¦ Packaged/Split Heat Pump (SEER2 14.3) - Fuel Sub Future Baseline - Panel Upgrade - ZEAS 2030 - Hot-Dry ¦ SDG&E ¦ Hot-Dry | Res ¦ Packaged/Split Heat Pump (SEER2 14.3) - Fuel Sub Future Baseline - Panel Upgrade - ZEAS 2030 - Hot-Dry | SDG&E ¦ Hot-Dry | SDG&E | All | Electric & Gas | Packaged/Split Heat Pump (SEER2 14.3) - Fuel Sub Future Baseline | Efficient | 2030 |  | 1 | Conventional | HVAC | Res - Single Family | Res | ROB Only | 0 | Residential Households | Cap-Tons | 23 | DEER:HVAC_Eff_AC | 209.48 | 0.04761 | -35.5 | SWHC049-06 | 664.4105 | 2022 | 398.63 | 2022 | 468.3708 | -18.59 | SWHC049-06 | Res Central HVAC System - Fuel Sub - Panel Upgrade - ZEAS 2030 - Hot-Dry ¦ SDG&E ¦ Hot-Dry | Res Central HVAC System - Fuel Sub - Panel Upgrade - ZEAS 2030 - Hot-Dry | 1.1703 | 0.53 | 0 | RASS 2019 | 0 | 2012 | 1 | SWHC049
RES-HVAC-FS-PU-10B-ZEAS.16 | Res ¦ Packaged/Split Heat Pump (SEER2 14.3) - Fuel Sub Future Baseline - Panel Upgrade - ZEAS 2030 - Hot-Dry ¦ SDG&E ¦ Hot-Dry | Res ¦ Packaged/Split Heat Pump (SEER2 14.3) - Fuel Sub Future Baseline - Panel Upgrade - ZEAS 2030 - Hot-Dry | SDG&E ¦ Hot-Dry | SDG&E | All | Electric & Gas | Packaged/Split Heat Pump (SEER2 14.3) - Fuel Sub Future Baseline | Efficient | 2030 |  | 1 | Conventional | HVAC | Res - Multi Family | Res | ROB Only | 0 | Residential Households | Cap-Tons | 23 | DEER:HVAC_Eff_AC | 92.25 | 0.03756 | -23.5 | SWHC049-06 | 664.4105 | 2022 | 398.63 | 2022 | 468.3708 | -18.59 | SWHC049-06 | Res Central HVAC System - Fuel Sub - Panel Upgrade - ZEAS 2030 - Hot-Dry ¦ SDG&E ¦ Hot-Dry | Res Central HVAC System - Fuel Sub - Panel Upgrade - ZEAS 2030 - Hot-Dry | 0.14814 | 0.53 | 0 | RASS 2019 | 0 | 2012 | 1 | SWHC049
RES-HVAC-FS-PU-12-ZEAS.1 | Res ¦ Packaged/Split Heat Pump (SEER2 15.2) - Fuel Sub - Panel Upgrade - ZEAS 2030 - Marine ¦ PG&E ¦ Marine | Res ¦ Packaged/Split Heat Pump (SEER2 15.2) - Fuel Sub - Panel Upgrade - ZEAS 2030 - Marine | PG&E ¦ Marine | PG&E | All | Electric & Gas | Packaged/Split Heat Pump (SEER2 15.2) | Efficient |  |  | 1 | Conventional | HVAC | Res - Single Family | Res | ROB Only | 1 | Residential Households | Cap-Tons | 23 | DEER:HVAC_Eff_AC | 348 | 0 | -51.3 | SWHC045-04 | 1491.0405 | 2024 | 444.0305 | 2024 | 465.4706 | -18.59 | SWHC045-04 | Res Central HVAC System - Fuel Sub - Panel Upgrade - ZEAS 2030 - Marine ¦ PG&E ¦ Marine | Res Central HVAC System - Fuel Sub - Panel Upgrade - ZEAS 2030 - Marine | 0.58283 | 0.53 | 0 | RASS 2019 | 514.9917 | 2032 | 1 | SWHC045
RES-HVAC-FS-PU-12-ZEAS.2 | Res ¦ Packaged/Split Heat Pump (SEER2 15.2) - Fuel Sub - Panel Upgrade - ZEAS 2030 - Marine ¦ PG&E ¦ Marine | Res ¦ Packaged/Split Heat Pump (SEER2 15.2) - Fuel Sub - Panel Upgrade - ZEAS 2030 - Marine | PG&E ¦ Marine | PG&E | All | Electric & Gas | Packaged/Split Heat Pump (SEER2 15.2) | Efficient |  |  | 1 | Conventional | HVAC | Res - Multi Family | Res | ROB Only | 1 | Residential Households | Cap-Tons | 23 | DEER:HVAC_Eff_AC | 188 | 0 | -37.7 | SWHC045-04 | 1491.0405 | 2024 | 444.0305 | 2024 | 465.4706 | -18.59 | SWHC045-04 | Res Central HVAC System - Fuel Sub - Panel Upgrade - ZEAS 2030 - Marine ¦ PG&E ¦ Marine | Res Central HVAC System - Fuel Sub - Panel Upgrade - ZEAS 2030 - Marine | 0.066794 | 0.53 | 0 | RASS 2019 | 0 | 2012 | 1 | SWHC045
RES-HVAC-FS-PU-12-ZEAS.3 | Res ¦ Packaged/Split Heat Pump (SEER2 15.2) - Fuel Sub - Panel Upgrade - ZEAS 2030 - Hot-Dry ¦ PG&E ¦ Hot-Dry | Res ¦ Packaged/Split Heat Pump (SEER2 15.2) - Fuel Sub - Panel Upgrade - ZEAS 2030 - Hot-Dry | PG&E ¦ Hot-Dry | PG&E | All | Electric & Gas | Packaged/Split Heat Pump (SEER2 15.2) | Efficient |  |  | 1 | Conventional | HVAC | Res - Single Family | Res | ROB Only | 1 | Residential Households | Cap-Tons | 23 | DEER:HVAC_Eff_AC | 476 | 0 | -57 | SWHC045-04 | 1491.0405 | 2024 | 444.0305 | 2024 | 608.6924 | -18.59 | SWHC045-04 | Res Central HVAC System - Fuel Sub - Panel Upgrade - ZEAS 2030 - Hot-Dry ¦ PG&E ¦ Hot-Dry | Res Central HVAC System - Fuel Sub - Panel Upgrade - ZEAS 2030 - Hot-Dry | 1.0532 | 0.53 | 0 | RASS 2019 | 514.9917 | 2032 | 1 | SWHC045
RES-HVAC-FS-PU-12-ZEAS.4 | Res ¦ Packaged/Split Heat Pump (SEER2 15.2) - Fuel Sub - Panel Upgrade - ZEAS 2030 - Hot-Dry ¦ PG&E ¦ Hot-Dry | Res ¦ Packaged/Split Heat Pump (SEER2 15.2) - Fuel Sub - Panel Upgrade - ZEAS 2030 - Hot-Dry | PG&E ¦ Hot-Dry | PG&E | All | Electric & Gas | Packaged/Split Heat Pump (SEER2 15.2) | Efficient |  |  | 1 | Conventional | HVAC | Res - Multi Family | Res | ROB Only | 1 | Residential Households | Cap-Tons | 23 | DEER:HVAC_Eff_AC | 118 | 0 | -32 | SWHC045-04 | 1491.0405 | 2024 | 444.0305 | 2024 | 608.6924 | -18.59 | SWHC045-04 | Res Central HVAC System - Fuel Sub - Panel Upgrade - ZEAS 2030 - Hot-Dry ¦ PG&E ¦ Hot-Dry | Res Central HVAC System - Fuel Sub - Panel Upgrade - ZEAS 2030 - Hot-Dry | 0.2441 | 0.53 | 0 | RASS 2019 | 0 | 2012 | 1 | SWHC045
RES-HVAC-FS-PU-12-ZEAS.5 | Res ¦ Packaged/Split Heat Pump (SEER2 15.2) - Fuel Sub - Panel Upgrade - ZEAS 2030 - Cold ¦ PG&E ¦ Cold | Res ¦ Packaged/Split Heat Pump (SEER2 15.2) - Fuel Sub - Panel Upgrade - ZEAS 2030 - Cold | PG&E ¦ Cold | PG&E | All | Electric & Gas | Packaged/Split Heat Pump (SEER2 15.2) | Efficient |  |  | 1 | Conventional | HVAC | Res - Single Family | Res | ROB Only | 1 | Residential Households | Cap-Tons | 23 | DEER:HVAC_Eff_AC | 375 | 0 | -53.4 | SWHC045-04 | 1491.0405 | 2024 | 444.0305 | 2024 | 416.4737 | -18.59 | SWHC045-04 | Res Central HVAC System - Fuel Sub - Panel Upgrade - ZEAS 2030 - Cold ¦ PG&E ¦ Cold | Res Central HVAC System - Fuel Sub - Panel Upgrade - ZEAS 2030 - Cold | 0.23165 | 0.53 | 0 | RASS 2019 | 514.9917 | 2032 | 1 | SWHC045
RES-HVAC-FS-PU-12-ZEAS.6 | Res ¦ Packaged/Split Heat Pump (SEER2 15.2) - Fuel Sub - Panel Upgrade - ZEAS 2030 - Cold ¦ PG&E ¦ Cold | Res ¦ Packaged/Split Heat Pump (SEER2 15.2) - Fuel Sub - Panel Upgrade - ZEAS 2030 - Cold | PG&E ¦ Cold | PG&E | All | Electric & Gas | Packaged/Split Heat Pump (SEER2 15.2) | Efficient |  |  | 1 | Conventional | HVAC | Res - Multi Family | Res | ROB Only | 1 | Residential Households | Cap-Tons | 23 | DEER:HVAC_Eff_AC | 157 | 0 | -51.2 | SWHC045-04 | 1491.0405 | 2024 | 444.0305 | 2024 | 416.4737 | -18.59 | SWHC045-04 | Res Central HVAC System - Fuel Sub - Panel Upgrade - ZEAS 2030 - Cold ¦ PG&E ¦ Cold | Res Central HVAC System - Fuel Sub - Panel Upgrade - ZEAS 2030 - Cold | 0.060679 | 0.53 | 0 | RASS 2019 | 0 | 2012 | 1 | SWHC045
RES-HVAC-FS-PU-12-ZEAS.7 | Res ¦ Packaged/Split Heat Pump (SEER2 15.2) - Fuel Sub - Panel Upgrade - ZEAS 2030 - Marine ¦ SCG ¦ Marine | Res ¦ Packaged/Split Heat Pump (SEER2 15.2) - Fuel Sub - Panel Upgrade - ZEAS 2030 - Marine | SCG ¦ Marine | SCG | All | Electric & Gas | Packaged/Split Heat Pump (SEER2 15.2) | Efficient |  |  | 1 | Conventional | HVAC | Res - Single Family | Res | ROB Only | 1 | Residential Households | Cap-Tons | 23 | DEER:HVAC_Eff_AC | 145 | 0 | -28.8 | SWHC045-04 | 1491.0405 | 2024 | 444.0305 | 2024 | 374.9302 | -18.59 | SWHC045-04 | Res Central HVAC System - Fuel Sub - Panel Upgrade - ZEAS 2030 - Marine ¦ SCG ¦ Marine | Res Central HVAC System - Fuel Sub - Panel Upgrade - ZEAS 2030 - Marine | 0.94772 | 0.53 | 0 | RASS 2019 | 514.9917 | 2032 | 1 | SWHC045
RES-HVAC-FS-PU-12-ZEAS.8 | Res ¦ Packaged/Split Heat Pump (SEER2 15.2) - Fuel Sub - Panel Upgrade - ZEAS 2030 - Marine ¦ SCG ¦ Marine | Res ¦ Packaged/Split Heat Pump (SEER2 15.2) - Fuel Sub - Panel Upgrade - ZEAS 2030 - Marine | SCG ¦ Marine | SCG | All | Electric & Gas | Packaged/Split Heat Pump (SEER2 15.2) | Efficient |  |  | 1 | Conventional | HVAC | Res - Multi Family | Res | ROB Only | 1 | Residential Households | Cap-Tons | 23 | DEER:HVAC_Eff_AC | 53.6 | 0 | -26.9 | SWHC045-04 | 1491.0405 | 2024 | 444.0305 | 2024 | 374.9302 | -18.59 | SWHC045-04 | Res Central HVAC System - Fuel Sub - Panel Upgrade - ZEAS 2030 - Marine ¦ SCG ¦ Marine | Res Central HVAC System - Fuel Sub - Panel Upgrade - ZEAS 2030 - Marine | 0.19192 | 0.53 | 0 | RASS 2019 | 0 | 2012 | 1 | SWHC045
RES-HVAC-FS-PU-12-ZEAS.9 | Res ¦ Packaged/Split Heat Pump (SEER2 15.2) - Fuel Sub - Panel Upgrade - ZEAS 2030 - Hot-Dry ¦ SCG ¦ Hot-Dry | Res ¦ Packaged/Split Heat Pump (SEER2 15.2) - Fuel Sub - Panel Upgrade - ZEAS 2030 - Hot-Dry | SCG ¦ Hot-Dry | SCG | All | Electric & Gas | Packaged/Split Heat Pump (SEER2 15.2) | Efficient |  |  | 1 | Conventional | HVAC | Res - Single Family | Res | ROB Only | 1 | Residential Households | Cap-Tons | 23 | DEER:HVAC_Eff_AC | 119 | 0 | -30 | SWHC045-04 | 1491.0405 | 2024 | 444.0305 | 2024 | 446.1336 | -18.59 | SWHC045-04 | Res Central HVAC System - Fuel Sub - Panel Upgrade - ZEAS 2030 - Hot-Dry ¦ SCG ¦ Hot-Dry | Res Central HVAC System - Fuel Sub - Panel Upgrade - ZEAS 2030 - Hot-Dry | 1.5905 | 0.53 | 0 | RASS 2019 | 514.9917 | 2032 | 1 | SWHC045
RES-HVAC-FS-PU-12-ZEAS.10 | Res ¦ Packaged/Split Heat Pump (SEER2 15.2) - Fuel Sub - Panel Upgrade - ZEAS 2030 - Hot-Dry ¦ SCG ¦ Hot-Dry | Res ¦ Packaged/Split Heat Pump (SEER2 15.2) - Fuel Sub - Panel Upgrade - ZEAS 2030 - Hot-Dry | SCG ¦ Hot-Dry | SCG | All | Electric & Gas | Packaged/Split Heat Pump (SEER2 15.2) | Efficient |  |  | 1 | Conventional | HVAC | Res - Multi Family | Res | ROB Only | 1 | Residential Households | Cap-Tons | 23 | DEER:HVAC_Eff_AC | -19.5 | 0 | -26.6 | SWHC045-04 | 1491.0405 | 2024 | 444.0305 | 2024 | 446.1336 | -18.59 | SWHC045-04 | Res Central HVAC System - Fuel Sub - Panel Upgrade - ZEAS 2030 - Hot-Dry ¦ SCG ¦ Hot-Dry | Res Central HVAC System - Fuel Sub - Panel Upgrade - ZEAS 2030 - Hot-Dry | 0.22921 | 0.53 | 0 | RASS 2019 | 0 | 2012 | 1 | SWHC045
RES-HVAC-FS-PU-12-ZEAS.11 | Res ¦ Packaged/Split Heat Pump (SEER2 15.2) - Fuel Sub - Panel Upgrade - ZEAS 2030 - Cold ¦ SCG ¦ Cold | Res ¦ Packaged/Split Heat Pump (SEER2 15.2) - Fuel Sub - Panel Upgrade - ZEAS 2030 - Cold | SCG ¦ Cold | SCG | All | Electric & Gas | Packaged/Split Heat Pump (SEER2 15.2) | Efficient |  |  | 1 | Conventional | HVAC | Res - Single Family | Res | ROB Only | 1 | Residential Households | Cap-Tons | 23 | DEER:HVAC_Eff_AC | 375 | 0 | -53.4 | SWHC045-04 | 1491.0405 | 2024 | 444.0305 | 2024 | 416.4737 | -18.59 | SWHC045-04 | Res Central HVAC System - Fuel Sub - Panel Upgrade - ZEAS 2030 - Cold ¦ SCG ¦ Cold | Res Central HVAC System - Fuel Sub - Panel Upgrade - ZEAS 2030 - Cold | 1.969 | 0.53 | 0 | RASS 2019 | 514.9917 | 2032 | 1 | SWHC045
RES-HVAC-FS-PU-12-ZEAS.12 | Res ¦ Packaged/Split Heat Pump (SEER2 15.2) - Fuel Sub - Panel Upgrade - ZEAS 2030 - Cold ¦ SCG ¦ Cold | Res ¦ Packaged/Split Heat Pump (SEER2 15.2) - Fuel Sub - Panel Upgrade - ZEAS 2030 - Cold | SCG ¦ Cold | SCG | All | Electric & Gas | Packaged/Split Heat Pump (SEER2 15.2) | Efficient |  |  | 1 | Conventional | HVAC | Res - Multi Family | Res | ROB Only | 1 | Residential Households | Cap-Tons | 23 | DEER:HVAC_Eff_AC | 157 | 0 | -51.2 | SWHC045-04 | 1491.0405 | 2024 | 444.0305 | 2024 | 416.4737 | -18.59 | SWHC045-04 | Res Central HVAC System - Fuel Sub - Panel Upgrade - ZEAS 2030 - Cold ¦ SCG ¦ Cold | Res Central HVAC System - Fuel Sub - Panel Upgrade - ZEAS 2030 - Cold | 0.060679 | 0.53 | 0 | RASS 2019 | 0 | 2012 | 1 | SWHC045
RES-HVAC-FS-PU-12-ZEAS.13 | Res ¦ Packaged/Split Heat Pump (SEER2 15.2) - Fuel Sub - Panel Upgrade - ZEAS 2030 - Marine ¦ SDG&E ¦ Marine | Res ¦ Packaged/Split Heat Pump (SEER2 15.2) - Fuel Sub - Panel Upgrade - ZEAS 2030 - Marine | SDG&E ¦ Marine | SDG&E | All | Electric & Gas | Packaged/Split Heat Pump (SEER2 15.2) | Efficient |  |  | 1 | Conventional | HVAC | Res - Single Family | Res | ROB Only | 1 | Residential Households | Cap-Tons | 23 | DEER:HVAC_Eff_AC | 145 | 0 | -28.8 | SWHC045-04 | 1491.0405 | 2024 | 444.0305 | 2024 | 374.9302 | -18.59 | SWHC045-04 | Res Central HVAC System - Fuel Sub - Panel Upgrade - ZEAS 2030 - Marine ¦ SDG&E ¦ Marine | Res Central HVAC System - Fuel Sub - Panel Upgrade - ZEAS 2030 - Marine | 1.9303 | 0.53 | 0 | RASS 2019 | 514.9917 | 2032 | 1 | SWHC045
RES-HVAC-FS-PU-12-ZEAS.14 | Res ¦ Packaged/Split Heat Pump (SEER2 15.2) - Fuel Sub - Panel Upgrade - ZEAS 2030 - Marine ¦ SDG&E ¦ Marine | Res ¦ Packaged/Split Heat Pump (SEER2 15.2) - Fuel Sub - Panel Upgrade - ZEAS 2030 - Marine | SDG&E ¦ Marine | SDG&E | All | Electric & Gas | Packaged/Split Heat Pump (SEER2 15.2) | Efficient |  |  | 1 | Conventional | HVAC | Res - Multi Family | Res | ROB Only | 1 | Residential Households | Cap-Tons | 23 | DEER:HVAC_Eff_AC | 53.6 | 0 | -26.9 | SWHC045-04 | 1491.0405 | 2024 | 444.0305 | 2024 | 374.9302 | -18.59 | SWHC045-04 | Res Central HVAC System - Fuel Sub - Panel Upgrade - ZEAS 2030 - Marine ¦ SDG&E ¦ Marine | Res Central HVAC System - Fuel Sub - Panel Upgrade - ZEAS 2030 - Marine | 0.39508 | 0.53 | 0 | RASS 2019 | 0 | 2012 | 1 | SWHC045
RES-HVAC-FS-PU-12-ZEAS.15 | Res ¦ Packaged/Split Heat Pump (SEER2 15.2) - Fuel Sub - Panel Upgrade - ZEAS 2030 - Hot-Dry ¦ SDG&E ¦ Hot-Dry | Res ¦ Packaged/Split Heat Pump (SEER2 15.2) - Fuel Sub - Panel Upgrade - ZEAS 2030 - Hot-Dry | SDG&E ¦ Hot-Dry | SDG&E | All | Electric & Gas | Packaged/Split Heat Pump (SEER2 15.2) | Efficient |  |  | 1 | Conventional | HVAC | Res - Single Family | Res | ROB Only | 1 | Residential Households | Cap-Tons | 23 | DEER:HVAC_Eff_AC | 179 | 0 | -35.5 | SWHC045-04 | 1491.0405 | 2024 | 444.0305 | 2024 | 468.3708 | -18.59 | SWHC045-04 | Res Central HVAC System - Fuel Sub - Panel Upgrade - ZEAS 2030 - Hot-Dry ¦ SDG&E ¦ Hot-Dry | Res Central HVAC System - Fuel Sub - Panel Upgrade - ZEAS 2030 - Hot-Dry | 1.1703 | 0.53 | 0 | RASS 2019 | 514.9917 | 2032 | 1 | SWHC045
RES-HVAC-FS-PU-12-ZEAS.16 | Res ¦ Packaged/Split Heat Pump (SEER2 15.2) - Fuel Sub - Panel Upgrade - ZEAS 2030 - Hot-Dry ¦ SDG&E ¦ Hot-Dry | Res ¦ Packaged/Split Heat Pump (SEER2 15.2) - Fuel Sub - Panel Upgrade - ZEAS 2030 - Hot-Dry | SDG&E ¦ Hot-Dry | SDG&E | All | Electric & Gas | Packaged/Split Heat Pump (SEER2 15.2) | Efficient |  |  | 1 | Conventional | HVAC | Res - Multi Family | Res | ROB Only | 1 | Residential Households | Cap-Tons | 23 | DEER:HVAC_Eff_AC | 43.5 | 0 | -23.5 | SWHC045-04 | 1491.0405 | 2024 | 444.0305 | 2024 | 468.3708 | -18.59 | SWHC045-04 | Res Central HVAC System - Fuel Sub - Panel Upgrade - ZEAS 2030 - Hot-Dry ¦ SDG&E ¦ Hot-Dry | Res Central HVAC System - Fuel Sub - Panel Upgrade - ZEAS 2030 - Hot-Dry | 0.14814 | 0.53 | 0 | RASS 2019 | 0 | 2012 | 1 | SWHC045
RES-HVAC-FS-PU-13-ZEAS.1 | Res ¦ Packaged/Split Heat Pump (SEER2 16.0) - Fuel Sub - Panel Upgrade - ZEAS 2030 - Marine ¦ PG&E ¦ Marine | Res ¦ Packaged/Split Heat Pump (SEER2 16.0) - Fuel Sub - Panel Upgrade - ZEAS 2030 - Marine | PG&E ¦ Marine | PG&E | All | Electric & Gas | Packaged/Split Heat Pump (SEER2 16.0) | Efficient |  |  | 1 | Conventional | HVAC | Res - Single Family | Res | ROB Only | 1 | Residential Households | Cap-Tons | 23 | DEER:HVAC_Eff_AC | 327 | 0 | -51.3 | SWHC045-04 | 1888.92 | 2024 | 398.63 | 2024 | 465.4706 | -18.59 | SWHC045-04 | Res Central HVAC System - Fuel Sub - Panel Upgrade - ZEAS 2030 - Marine ¦ PG&E ¦ Marine | Res Central HVAC System - Fuel Sub - Panel Upgrade - ZEAS 2030 - Marine | 0.58283 | 0.53 | 0 | RASS 2019 | 514.9917 | 2032 | 1 | SWHC045
RES-HVAC-FS-PU-13-ZEAS.2 | Res ¦ Packaged/Split Heat Pump (SEER2 16.0) - Fuel Sub - Panel Upgrade - ZEAS 2030 - Marine ¦ PG&E ¦ Marine | Res ¦ Packaged/Split Heat Pump (SEER2 16.0) - Fuel Sub - Panel Upgrade - ZEAS 2030 - Marine | PG&E ¦ Marine | PG&E | All | Electric & Gas | Packaged/Split Heat Pump (SEER2 16.0) | Efficient |  |  | 1 | Conventional | HVAC | Res - Multi Family | Res | ROB Only | 1 | Residential Households | Cap-Tons | 23 | DEER:HVAC_Eff_AC | 175 | 0 | -37.7 | SWHC045-04 | 1888.92 | 2024 | 398.63 | 2024 | 465.4706 | -18.59 | SWHC045-04 | Res Central HVAC System - Fuel Sub - Panel Upgrade - ZEAS 2030 - Marine ¦ PG&E ¦ Marine | Res Central HVAC System - Fuel Sub - Panel Upgrade - ZEAS 2030 - Marine | 0.066794 | 0.53 | 0 | RASS 2019 | 0 | 2012 | 1 | SWHC045
RES-HVAC-FS-PU-13-ZEAS.3 | Res ¦ Packaged/Split Heat Pump (SEER2 16.0) - Fuel Sub - Panel Upgrade - ZEAS 2030 - Hot-Dry ¦ PG&E ¦ Hot-Dry | Res ¦ Packaged/Split Heat Pump (SEER2 16.0) - Fuel Sub - Panel Upgrade - ZEAS 2030 - Hot-Dry | PG&E ¦ Hot-Dry | PG&E | All | Electric & Gas | Packaged/Split Heat Pump (SEER2 16.0) | Efficient |  |  | 1 | Conventional | HVAC | Res - Single Family | Res | ROB Only | 1 | Residential Households | Cap-Tons | 23 | DEER:HVAC_Eff_AC | 447 | 0 | -57 | SWHC045-04 | 1888.92 | 2024 | 398.63 | 2024 | 608.6924 | -18.59 | SWHC045-04 | Res Central HVAC System - Fuel Sub - Panel Upgrade - ZEAS 2030 - Hot-Dry ¦ PG&E ¦ Hot-Dry | Res Central HVAC System - Fuel Sub - Panel Upgrade - ZEAS 2030 - Hot-Dry | 1.0532 | 0.53 | 0 | RASS 2019 | 514.9917 | 2032 | 1 | SWHC045
RES-HVAC-FS-PU-13-ZEAS.4 | Res ¦ Packaged/Split Heat Pump (SEER2 16.0) - Fuel Sub - Panel Upgrade - ZEAS 2030 - Hot-Dry ¦ PG&E ¦ Hot-Dry | Res ¦ Packaged/Split Heat Pump (SEER2 16.0) - Fuel Sub - Panel Upgrade - ZEAS 2030 - Hot-Dry | PG&E ¦ Hot-Dry | PG&E | All | Electric & Gas | Packaged/Split Heat Pump (SEER2 16.0) | Efficient |  |  | 1 | Conventional | HVAC | Res - Multi Family | Res | ROB Only | 1 | Residential Households | Cap-Tons | 23 | DEER:HVAC_Eff_AC | 106 | 0 | -32 | SWHC045-04 | 1888.92 | 2024 | 398.63 | 2024 | 608.6924 | -18.59 | SWHC045-04 | Res Central HVAC System - Fuel Sub - Panel Upgrade - ZEAS 2030 - Hot-Dry ¦ PG&E ¦ Hot-Dry | Res Central HVAC System - Fuel Sub - Panel Upgrade - ZEAS 2030 - Hot-Dry | 0.2441 | 0.53 | 0 | RASS 2019 | 0 | 2012 | 1 | SWHC045
RES-HVAC-FS-PU-13-ZEAS.5 | Res ¦ Packaged/Split Heat Pump (SEER2 16.0) - Fuel Sub - Panel Upgrade - ZEAS 2030 - Cold ¦ PG&E ¦ Cold | Res ¦ Packaged/Split Heat Pump (SEER2 16.0) - Fuel Sub - Panel Upgrade - ZEAS 2030 - Cold | PG&E ¦ Cold | PG&E | All | Electric & Gas | Packaged/Split Heat Pump (SEER2 16.0) | Efficient |  |  | 1 | Conventional | HVAC | Res - Single Family | Res | ROB Only | 1 | Residential Households | Cap-Tons | 23 | DEER:HVAC_Eff_AC | 346 | 0 | -53.4 | SWHC045-04 | 1888.92 | 2024 | 398.63 | 2024 | 416.4737 | -18.59 | SWHC045-04 | Res Central HVAC System - Fuel Sub - Panel Upgrade - ZEAS 2030 - Cold ¦ PG&E ¦ Cold | Res Central HVAC System - Fuel Sub - Panel Upgrade - ZEAS 2030 - Cold | 0.23165 | 0.53 | 0 | RASS 2019 | 514.9917 | 2032 | 1 | SWHC045
RES-HVAC-FS-PU-13-ZEAS.6 | Res ¦ Packaged/Split Heat Pump (SEER2 16.0) - Fuel Sub - Panel Upgrade - ZEAS 2030 - Cold ¦ PG&E ¦ Cold | Res ¦ Packaged/Split Heat Pump (SEER2 16.0) - Fuel Sub - Panel Upgrade - ZEAS 2030 - Cold | PG&E ¦ Cold | PG&E | All | Electric & Gas | Packaged/Split Heat Pump (SEER2 16.0) | Efficient |  |  | 1 | Conventional | HVAC | Res - Multi Family | Res | ROB Only | 1 | Residential Households | Cap-Tons | 23 | DEER:HVAC_Eff_AC | 144 | 0 | -51.2 | SWHC045-04 | 1888.92 | 2024 | 398.63 | 2024 | 416.4737 | -18.59 | SWHC045-04 | Res Central HVAC System - Fuel Sub - Panel Upgrade - ZEAS 2030 - Cold ¦ PG&E ¦ Cold | Res Central HVAC System - Fuel Sub - Panel Upgrade - ZEAS 2030 - Cold | 0.060679 | 0.53 | 0 | RASS 2019 | 0 | 2012 | 1 | SWHC045
RES-HVAC-FS-PU-13-ZEAS.7 | Res ¦ Packaged/Split Heat Pump (SEER2 16.0) - Fuel Sub - Panel Upgrade - ZEAS 2030 - Marine ¦ SCG ¦ Marine | Res ¦ Packaged/Split Heat Pump (SEER2 16.0) - Fuel Sub - Panel Upgrade - ZEAS 2030 - Marine | SCG ¦ Marine | SCG | All | Electric & Gas | Packaged/Split Heat Pump (SEER2 16.0) | Efficient |  |  | 1 | Conventional | HVAC | Res - Single Family | Res | ROB Only | 1 | Residential Households | Cap-Tons | 23 | DEER:HVAC_Eff_AC | 131 | 0 | -28.8 | SWHC045-04 | 1888.92 | 2024 | 398.63 | 2024 | 374.9302 | -18.59 | SWHC045-04 | Res Central HVAC System - Fuel Sub - Panel Upgrade - ZEAS 2030 - Marine ¦ SCG ¦ Marine | Res Central HVAC System - Fuel Sub - Panel Upgrade - ZEAS 2030 - Marine | 0.94772 | 0.53 | 0 | RASS 2019 | 514.9917 | 2032 | 1 | SWHC045
RES-HVAC-FS-PU-13-ZEAS.8 | Res ¦ Packaged/Split Heat Pump (SEER2 16.0) - Fuel Sub - Panel Upgrade - ZEAS 2030 - Marine ¦ SCG ¦ Marine | Res ¦ Packaged/Split Heat Pump (SEER2 16.0) - Fuel Sub - Panel Upgrade - ZEAS 2030 - Marine | SCG ¦ Marine | SCG | All | Electric & Gas | Packaged/Split Heat Pump (SEER2 16.0) | Efficient |  |  | 1 | Conventional | HVAC | Res - Multi Family | Res | ROB Only | 1 | Residential Households | Cap-Tons | 23 | DEER:HVAC_Eff_AC | 46.3 | 0 | -26.9 | SWHC045-04 | 1888.92 | 2024 | 398.63 | 2024 | 374.9302 | -18.59 | SWHC045-04 | Res Central HVAC System - Fuel Sub - Panel Upgrade - ZEAS 2030 - Marine ¦ SCG ¦ Marine | Res Central HVAC System - Fuel Sub - Panel Upgrade - ZEAS 2030 - Marine | 0.19192 | 0.53 | 0 | RASS 2019 | 0 | 2012 | 1 | SWHC045
RES-HVAC-FS-PU-13-ZEAS.9 | Res ¦ Packaged/Split Heat Pump (SEER2 16.0) - Fuel Sub - Panel Upgrade - ZEAS 2030 - Hot-Dry ¦ SCG ¦ Hot-Dry | Res ¦ Packaged/Split Heat Pump (SEER2 16.0) - Fuel Sub - Panel Upgrade - ZEAS 2030 - Hot-Dry | SCG ¦ Hot-Dry | SCG | All | Electric & Gas | Packaged/Split Heat Pump (SEER2 16.0) | Efficient |  |  | 1 | Conventional | HVAC | Res - Single Family | Res | ROB Only | 1 | Residential Households | Cap-Tons | 23 | DEER:HVAC_Eff_AC | 105 | 0 | -30 | SWHC045-04 | 1888.92 | 2024 | 398.63 | 2024 | 446.1336 | -18.59 | SWHC045-04 | Res Central HVAC System - Fuel Sub - Panel Upgrade - ZEAS 2030 - Hot-Dry ¦ SCG ¦ Hot-Dry | Res Central HVAC System - Fuel Sub - Panel Upgrade - ZEAS 2030 - Hot-Dry | 1.5905 | 0.53 | 0 | RASS 2019 | 514.9917 | 2032 | 1 | SWHC045
RES-HVAC-FS-PU-13-ZEAS.10 | Res ¦ Packaged/Split Heat Pump (SEER2 16.0) - Fuel Sub - Panel Upgrade - ZEAS 2030 - Hot-Dry ¦ SCG ¦ Hot-Dry | Res ¦ Packaged/Split Heat Pump (SEER2 16.0) - Fuel Sub - Panel Upgrade - ZEAS 2030 - Hot-Dry | SCG ¦ Hot-Dry | SCG | All | Electric & Gas | Packaged/Split Heat Pump (SEER2 16.0) | Efficient |  |  | 1 | Conventional | HVAC | Res - Multi Family | Res | ROB Only | 1 | Residential Households | Cap-Tons | 23 | DEER:HVAC_Eff_AC | -26 | 0 | -26.6 | SWHC045-04 | 1888.92 | 2024 | 398.63 | 2024 | 446.1336 | -18.59 | SWHC045-04 | Res Central HVAC System - Fuel Sub - Panel Upgrade - ZEAS 2030 - Hot-Dry ¦ SCG ¦ Hot-Dry | Res Central HVAC System - Fuel Sub - Panel Upgrade - ZEAS 2030 - Hot-Dry | 0.22921 | 0.53 | 0 | RASS 2019 | 0 | 2012 | 1 | SWHC045
RES-HVAC-FS-PU-13-ZEAS.11 | Res ¦ Packaged/Split Heat Pump (SEER2 16.0) - Fuel Sub - Panel Upgrade - ZEAS 2030 - Cold ¦ SCG ¦ Cold | Res ¦ Packaged/Split Heat Pump (SEER2 16.0) - Fuel Sub - Panel Upgrade - ZEAS 2030 - Cold | SCG ¦ Cold | SCG | All | Electric & Gas | Packaged/Split Heat Pump (SEER2 16.0) | Efficient |  |  | 1 | Conventional | HVAC | Res - Single Family | Res | ROB Only | 1 | Residential Households | Cap-Tons | 23 | DEER:HVAC_Eff_AC | 346 | 0 | -53.4 | SWHC045-04 | 1888.92 | 2024 | 398.63 | 2024 | 416.4737 | -18.59 | SWHC045-04 | Res Central HVAC System - Fuel Sub - Panel Upgrade - ZEAS 2030 - Cold ¦ SCG ¦ Cold | Res Central HVAC System - Fuel Sub - Panel Upgrade - ZEAS 2030 - Cold | 1.969 | 0.53 | 0 | RASS 2019 | 514.9917 | 2032 | 1 | SWHC045
RES-HVAC-FS-PU-13-ZEAS.12 | Res ¦ Packaged/Split Heat Pump (SEER2 16.0) - Fuel Sub - Panel Upgrade - ZEAS 2030 - Cold ¦ SCG ¦ Cold | Res ¦ Packaged/Split Heat Pump (SEER2 16.0) - Fuel Sub - Panel Upgrade - ZEAS 2030 - Cold | SCG ¦ Cold | SCG | All | Electric & Gas | Packaged/Split Heat Pump (SEER2 16.0) | Efficient |  |  | 1 | Conventional | HVAC | Res - Multi Family | Res | ROB Only | 1 | Residential Households | Cap-Tons | 23 | DEER:HVAC_Eff_AC | 144 | 0 | -51.2 | SWHC045-04 | 1888.92 | 2024 | 398.63 | 2024 | 416.4737 | -18.59 | SWHC045-04 | Res Central HVAC System - Fuel Sub - Panel Upgrade - ZEAS 2030 - Cold ¦ SCG ¦ Cold | Res Central HVAC System - Fuel Sub - Panel Upgrade - ZEAS 2030 - Cold | 0.060679 | 0.53 | 0 | RASS 2019 | 0 | 2012 | 1 | SWHC045
RES-HVAC-FS-PU-13-ZEAS.13 | Res ¦ Packaged/Split Heat Pump (SEER2 16.0) - Fuel Sub - Panel Upgrade - ZEAS 2030 - Marine ¦ SDG&E ¦ Marine | Res ¦ Packaged/Split Heat Pump (SEER2 16.0) - Fuel Sub - Panel Upgrade - ZEAS 2030 - Marine | SDG&E ¦ Marine | SDG&E | All | Electric & Gas | Packaged/Split Heat Pump (SEER2 16.0) | Efficient |  |  | 1 | Conventional | HVAC | Res - Single Family | Res | ROB Only | 1 | Residential Households | Cap-Tons | 23 | DEER:HVAC_Eff_AC | 131 | 0 | -28.8 | SWHC045-04 | 1888.92 | 2024 | 398.63 | 2024 | 374.9302 | -18.59 | SWHC045-04 | Res Central HVAC System - Fuel Sub - Panel Upgrade - ZEAS 2030 - Marine ¦ SDG&E ¦ Marine | Res Central HVAC System - Fuel Sub - Panel Upgrade - ZEAS 2030 - Marine | 1.9303 | 0.53 | 0 | RASS 2019 | 514.9917 | 2032 | 1 | SWHC045
RES-HVAC-FS-PU-13-ZEAS.14 | Res ¦ Packaged/Split Heat Pump (SEER2 16.0) - Fuel Sub - Panel Upgrade - ZEAS 2030 - Marine ¦ SDG&E ¦ Marine | Res ¦ Packaged/Split Heat Pump (SEER2 16.0) - Fuel Sub - Panel Upgrade - ZEAS 2030 - Marine | SDG&E ¦ Marine | SDG&E | All | Electric & Gas | Packaged/Split Heat Pump (SEER2 16.0) | Efficient |  |  | 1 | Conventional | HVAC | Res - Multi Family | Res | ROB Only | 1 | Residential Households | Cap-Tons | 23 | DEER:HVAC_Eff_AC | 46.3 | 0 | -26.9 | SWHC045-04 | 1888.92 | 2024 | 398.63 | 2024 | 374.9302 | -18.59 | SWHC045-04 | Res Central HVAC System - Fuel Sub - Panel Upgrade - ZEAS 2030 - Marine ¦ SDG&E ¦ Marine | Res Central HVAC System - Fuel Sub - Panel Upgrade - ZEAS 2030 - Marine | 0.39508 | 0.53 | 0 | RASS 2019 | 0 | 2012 | 1 | SWHC045
RES-HVAC-FS-PU-13-ZEAS.15 | Res ¦ Packaged/Split Heat Pump (SEER2 16.0) - Fuel Sub - Panel Upgrade - ZEAS 2030 - Hot-Dry ¦ SDG&E ¦ Hot-Dry | Res ¦ Packaged/Split Heat Pump (SEER2 16.0) - Fuel Sub - Panel Upgrade - ZEAS 2030 - Hot-Dry | SDG&E ¦ Hot-Dry | SDG&E | All | Electric & Gas | Packaged/Split Heat Pump (SEER2 16.0) | Efficient |  |  | 1 | Conventional | HVAC | Res - Single Family | Res | ROB Only | 1 | Residential Households | Cap-Tons | 23 | DEER:HVAC_Eff_AC | 166 | 0 | -35.5 | SWHC045-04 | 1888.92 | 2024 | 398.63 | 2024 | 468.3708 | -18.59 | SWHC045-04 | Res Central HVAC System - Fuel Sub - Panel Upgrade - ZEAS 2030 - Hot-Dry ¦ SDG&E ¦ Hot-Dry | Res Central HVAC System - Fuel Sub - Panel Upgrade - ZEAS 2030 - Hot-Dry | 1.1703 | 0.53 | 0 | RASS 2019 | 514.9917 | 2032 | 1 | SWHC045
RES-HVAC-FS-PU-13-ZEAS.16 | Res ¦ Packaged/Split Heat Pump (SEER2 16.0) - Fuel Sub - Panel Upgrade - ZEAS 2030 - Hot-Dry ¦ SDG&E ¦ Hot-Dry | Res ¦ Packaged/Split Heat Pump (SEER2 16.0) - Fuel Sub - Panel Upgrade - ZEAS 2030 - Hot-Dry | SDG&E ¦ Hot-Dry | SDG&E | All | Electric & Gas | Packaged/Split Heat Pump (SEER2 16.0) | Efficient |  |  | 1 | Conventional | HVAC | Res - Multi Family | Res | ROB Only | 1 | Residential Households | Cap-Tons | 23 | DEER:HVAC_Eff_AC | 35.2 | 0 | -23.5 | SWHC045-04 | 1888.92 | 2024 | 398.63 | 2024 | 468.3708 | -18.59 | SWHC045-04 | Res Central HVAC System - Fuel Sub - Panel Upgrade - ZEAS 2030 - Hot-Dry ¦ SDG&E ¦ Hot-Dry | Res Central HVAC System - Fuel Sub - Panel Upgrade - ZEAS 2030 - Hot-Dry | 0.14814 | 0.53 | 0 | RASS 2019 | 0 | 2012 | 1 | SWHC045
RES-HVAC-FS-PU-14-ZEAS.1 | Res ¦ Packaged/Split Heat Pump (SEER2 16.9) - Fuel Sub - Panel Upgrade - ZEAS 2030 - Marine ¦ PG&E ¦ Marine | Res ¦ Packaged/Split Heat Pump (SEER2 16.9) - Fuel Sub - Panel Upgrade - ZEAS 2030 - Marine | PG&E ¦ Marine | PG&E | All | Electric & Gas | Packaged/Split Heat Pump (SEER2 16.9) | Efficient |  |  | 1 | Conventional | HVAC | Res - Single Family | Res | ROB Only | 1 | Residential Households | Cap-Tons | 23 | DEER:HVAC_Eff_AC | 321 | 0 | -51.3 | SWHC045-04 | 2134.82 | 2024 | 398.63 | 2024 | 465.4706 | -18.59 | SWHC045-04 | Res Central HVAC System - Fuel Sub - Panel Upgrade - ZEAS 2030 - Marine ¦ PG&E ¦ Marine | Res Central HVAC System - Fuel Sub - Panel Upgrade - ZEAS 2030 - Marine | 0.58283 | 0.53 | 0 | RASS 2019 | 514.9917 | 2032 | 1 | SWHC045
RES-HVAC-FS-PU-14-ZEAS.2 | Res ¦ Packaged/Split Heat Pump (SEER2 16.9) - Fuel Sub - Panel Upgrade - ZEAS 2030 - Marine ¦ PG&E ¦ Marine | Res ¦ Packaged/Split Heat Pump (SEER2 16.9) - Fuel Sub - Panel Upgrade - ZEAS 2030 - Marine | PG&E ¦ Marine | PG&E | All | Electric & Gas | Packaged/Split Heat Pump (SEER2 16.9) | Efficient |  |  | 1 | Conventional | HVAC | Res - Multi Family | Res | ROB Only | 1 | Residential Households | Cap-Tons | 23 | DEER:HVAC_Eff_AC | 168 | 0 | -37.7 | SWHC045-04 | 2134.82 | 2024 | 398.63 | 2024 | 465.4706 | -18.59 | SWHC045-04 | Res Central HVAC System - Fuel Sub - Panel Upgrade - ZEAS 2030 - Marine ¦ PG&E ¦ Marine | Res Central HVAC System - Fuel Sub - Panel Upgrade - ZEAS 2030 - Marine | 0.066794 | 0.53 | 0 | RASS 2019 | 0 | 2012 | 1 | SWHC045
RES-HVAC-FS-PU-14-ZEAS.3 | Res ¦ Packaged/Split Heat Pump (SEER2 16.9) - Fuel Sub - Panel Upgrade - ZEAS 2030 - Hot-Dry ¦ PG&E ¦ Hot-Dry | Res ¦ Packaged/Split Heat Pump (SEER2 16.9) - Fuel Sub - Panel Upgrade - ZEAS 2030 - Hot-Dry | PG&E ¦ Hot-Dry | PG&E | All | Electric & Gas | Packaged/Split Heat Pump (SEER2 16.9) | Efficient |  |  | 1 | Conventional | HVAC | Res - Single Family | Res | ROB Only | 1 | Residential Households | Cap-Tons | 23 | DEER:HVAC_Eff_AC | 437 | 0 | -57 | SWHC045-04 | 2134.82 | 2024 | 398.63 | 2024 | 608.6924 | -18.59 | SWHC045-04 | Res Central HVAC System - Fuel Sub - Panel Upgrade - ZEAS 2030 - Hot-Dry ¦ PG&E ¦ Hot-Dry | Res Central HVAC System - Fuel Sub - Panel Upgrade - ZEAS 2030 - Hot-Dry | 1.0532 | 0.53 | 0 | RASS 2019 | 514.9917 | 2032 | 1 | SWHC045
RES-HVAC-FS-PU-14-ZEAS.4 | Res ¦ Packaged/Split Heat Pump (SEER2 16.9) - Fuel Sub - Panel Upgrade - ZEAS 2030 - Hot-Dry ¦ PG&E ¦ Hot-Dry | Res ¦ Packaged/Split Heat Pump (SEER2 16.9) - Fuel Sub - Panel Upgrade - ZEAS 2030 - Hot-Dry | PG&E ¦ Hot-Dry | PG&E | All | Electric & Gas | Packaged/Split Heat Pump (SEER2 16.9) | Efficient |  |  | 1 | Conventional | HVAC | Res - Multi Family | Res | ROB Only | 1 | Residential Households | Cap-Tons | 23 | DEER:HVAC_Eff_AC | 106 | 0 | -32 | SWHC045-04 | 2134.82 | 2024 | 398.63 | 2024 | 608.6924 | -18.59 | SWHC045-04 | Res Central HVAC System - Fuel Sub - Panel Upgrade - ZEAS 2030 - Hot-Dry ¦ PG&E ¦ Hot-Dry | Res Central HVAC System - Fuel Sub - Panel Upgrade - ZEAS 2030 - Hot-Dry | 0.2441 | 0.53 | 0 | RASS 2019 | 0 | 2012 | 1 | SWHC045
RES-HVAC-FS-PU-14-ZEAS.5 | Res ¦ Packaged/Split Heat Pump (SEER2 16.9) - Fuel Sub - Panel Upgrade - ZEAS 2030 - Cold ¦ PG&E ¦ Cold | Res ¦ Packaged/Split Heat Pump (SEER2 16.9) - Fuel Sub - Panel Upgrade - ZEAS 2030 - Cold | PG&E ¦ Cold | PG&E | All | Electric & Gas | Packaged/Split Heat Pump (SEER2 16.9) | Efficient |  |  | 1 | Conventional | HVAC | Res - Single Family | Res | ROB Only | 1 | Residential Households | Cap-Tons | 23 | DEER:HVAC_Eff_AC | 331 | 0 | -53.4 | SWHC045-04 | 2134.82 | 2024 | 398.63 | 2024 | 416.4737 | -18.59 | SWHC045-04 | Res Central HVAC System - Fuel Sub - Panel Upgrade - ZEAS 2030 - Cold ¦ PG&E ¦ Cold | Res Central HVAC System - Fuel Sub - Panel Upgrade - ZEAS 2030 - Cold | 0.23165 | 0.53 | 0 | RASS 2019 | 514.9917 | 2032 | 1 | SWHC045
RES-HVAC-FS-PU-14-ZEAS.6 | Res ¦ Packaged/Split Heat Pump (SEER2 16.9) - Fuel Sub - Panel Upgrade - ZEAS 2030 - Cold ¦ PG&E ¦ Cold | Res ¦ Packaged/Split Heat Pump (SEER2 16.9) - Fuel Sub - Panel Upgrade - ZEAS 2030 - Cold | PG&E ¦ Cold | PG&E | All | Electric & Gas | Packaged/Split Heat Pump (SEER2 16.9) | Efficient |  |  | 1 | Conventional | HVAC | Res - Multi Family | Res | ROB Only | 1 | Residential Households | Cap-Tons | 23 | DEER:HVAC_Eff_AC | 137 | 0 | -51.2 | SWHC045-04 | 2134.82 | 2024 | 398.63 | 2024 | 416.4737 | -18.59 | SWHC045-04 | Res Central HVAC System - Fuel Sub - Panel Upgrade - ZEAS 2030 - Cold ¦ PG&E ¦ Cold | Res Central HVAC System - Fuel Sub - Panel Upgrade - ZEAS 2030 - Cold | 0.060679 | 0.53 | 0 | RASS 2019 | 0 | 2012 | 1 | SWHC045
RES-HVAC-FS-PU-14-ZEAS.7 | Res ¦ Packaged/Split Heat Pump (SEER2 16.9) - Fuel Sub - Panel Upgrade - ZEAS 2030 - Marine ¦ SCG ¦ Marine | Res ¦ Packaged/Split Heat Pump (SEER2 16.9) - Fuel Sub - Panel Upgrade - ZEAS 2030 - Marine | SCG ¦ Marine | SCG | All | Electric & Gas | Packaged/Split Heat Pump (SEER2 16.9) | Efficient |  |  | 1 | Conventional | HVAC | Res - Single Family | Res | ROB Only | 1 | Residential Households | Cap-Tons | 23 | DEER:HVAC_Eff_AC | 131 | 0 | -28.8 | SWHC045-04 | 2134.82 | 2024 | 398.63 | 2024 | 374.9302 | -18.59 | SWHC045-04 | Res Central HVAC System - Fuel Sub - Panel Upgrade - ZEAS 2030 - Marine ¦ SCG ¦ Marine | Res Central HVAC System - Fuel Sub - Panel Upgrade - ZEAS 2030 - Marine | 0.94772 | 0.53 | 0 | RASS 2019 | 514.9917 | 2032 | 1 | SWHC045
RES-HVAC-FS-PU-14-ZEAS.8 | Res ¦ Packaged/Split Heat Pump (SEER2 16.9) - Fuel Sub - Panel Upgrade - ZEAS 2030 - Marine ¦ SCG ¦ Marine | Res ¦ Packaged/Split Heat Pump (SEER2 16.9) - Fuel Sub - Panel Upgrade - ZEAS 2030 - Marine | SCG ¦ Marine | SCG | All | Electric & Gas | Packaged/Split Heat Pump (SEER2 16.9) | Efficient |  |  | 1 | Conventional | HVAC | Res - Multi Family | Res | ROB Only | 1 | Residential Households | Cap-Tons | 23 | DEER:HVAC_Eff_AC | 46.3 | 0 | -26.9 | SWHC045-04 | 2134.82 | 2024 | 398.63 | 2024 | 374.9302 | -18.59 | SWHC045-04 | Res Central HVAC System - Fuel Sub - Panel Upgrade - ZEAS 2030 - Marine ¦ SCG ¦ Marine | Res Central HVAC System - Fuel Sub - Panel Upgrade - ZEAS 2030 - Marine | 0.19192 | 0.53 | 0 | RASS 2019 | 0 | 2012 | 1 | SWHC045
RES-HVAC-FS-PU-14-ZEAS.9 | Res ¦ Packaged/Split Heat Pump (SEER2 16.9) - Fuel Sub - Panel Upgrade - ZEAS 2030 - Hot-Dry ¦ SCG ¦ Hot-Dry | Res ¦ Packaged/Split Heat Pump (SEER2 16.9) - Fuel Sub - Panel Upgrade - ZEAS 2030 - Hot-Dry | SCG ¦ Hot-Dry | SCG | All | Electric & Gas | Packaged/Split Heat Pump (SEER2 16.9) | Efficient |  |  | 1 | Conventional | HVAC | Res - Single Family | Res | ROB Only | 1 | Residential Households | Cap-Tons | 23 | DEER:HVAC_Eff_AC | 100 | 0 | -30 | SWHC045-04 | 2134.82 | 2024 | 398.63 | 2024 | 446.1336 | -18.59 | SWHC045-04 | Res Central HVAC System - Fuel Sub - Panel Upgrade - ZEAS 2030 - Hot-Dry ¦ SCG ¦ Hot-Dry | Res Central HVAC System - Fuel Sub - Panel Upgrade - ZEAS 2030 - Hot-Dry | 1.5905 | 0.53 | 0 | RASS 2019 | 514.9917 | 2032 | 1 | SWHC045
RES-HVAC-FS-PU-14-ZEAS.10 | Res ¦ Packaged/Split Heat Pump (SEER2 16.9) - Fuel Sub - Panel Upgrade - ZEAS 2030 - Hot-Dry ¦ SCG ¦ Hot-Dry | Res ¦ Packaged/Split Heat Pump (SEER2 16.9) - Fuel Sub - Panel Upgrade - ZEAS 2030 - Hot-Dry | SCG ¦ Hot-Dry | SCG | All | Electric & Gas | Packaged/Split Heat Pump (SEER2 16.9) | Efficient |  |  | 1 | Conventional | HVAC | Res - Multi Family | Res | ROB Only | 1 | Residential Households | Cap-Tons | 23 | DEER:HVAC_Eff_AC | -26 | 0 | -26.6 | SWHC045-04 | 2134.82 | 2024 | 398.63 | 2024 | 446.1336 | -18.59 | SWHC045-04 | Res Central HVAC System - Fuel Sub - Panel Upgrade - ZEAS 2030 - Hot-Dry ¦ SCG ¦ Hot-Dry | Res Central HVAC System - Fuel Sub - Panel Upgrade - ZEAS 2030 - Hot-Dry | 0.22921 | 0.53 | 0 | RASS 2019 | 0 | 2012 | 1 | SWHC045
RES-HVAC-FS-PU-14-ZEAS.11 | Res ¦ Packaged/Split Heat Pump (SEER2 16.9) - Fuel Sub - Panel Upgrade - ZEAS 2030 - Cold ¦ SCG ¦ Cold | Res ¦ Packaged/Split Heat Pump (SEER2 16.9) - Fuel Sub - Panel Upgrade - ZEAS 2030 - Cold | SCG ¦ Cold | SCG | All | Electric & Gas | Packaged/Split Heat Pump (SEER2 16.9) | Efficient |  |  | 1 | Conventional | HVAC | Res - Single Family | Res | ROB Only | 1 | Residential Households | Cap-Tons | 23 | DEER:HVAC_Eff_AC | 331 | 0 | -53.4 | SWHC045-04 | 2134.82 | 2024 | 398.63 | 2024 | 416.4737 | -18.59 | SWHC045-04 | Res Central HVAC System - Fuel Sub - Panel Upgrade - ZEAS 2030 - Cold ¦ SCG ¦ Cold | Res Central HVAC System - Fuel Sub - Panel Upgrade - ZEAS 2030 - Cold | 1.969 | 0.53 | 0 | RASS 2019 | 514.9917 | 2032 | 1 | SWHC045
RES-HVAC-FS-PU-14-ZEAS.12 | Res ¦ Packaged/Split Heat Pump (SEER2 16.9) - Fuel Sub - Panel Upgrade - ZEAS 2030 - Cold ¦ SCG ¦ Cold | Res ¦ Packaged/Split Heat Pump (SEER2 16.9) - Fuel Sub - Panel Upgrade - ZEAS 2030 - Cold | SCG ¦ Cold | SCG | All | Electric & Gas | Packaged/Split Heat Pump (SEER2 16.9) | Efficient |  |  | 1 | Conventional | HVAC | Res - Multi Family | Res | ROB Only | 1 | Residential Households | Cap-Tons | 23 | DEER:HVAC_Eff_AC | 137 | 0 | -51.2 | SWHC045-04 | 2134.82 | 2024 | 398.63 | 2024 | 416.4737 | -18.59 | SWHC045-04 | Res Central HVAC System - Fuel Sub - Panel Upgrade - ZEAS 2030 - Cold ¦ SCG ¦ Cold | Res Central HVAC System - Fuel Sub - Panel Upgrade - ZEAS 2030 - Cold | 0.060679 | 0.53 | 0 | RASS 2019 | 0 | 2012 | 1 | SWHC045
RES-HVAC-FS-PU-14-ZEAS.13 | Res ¦ Packaged/Split Heat Pump (SEER2 16.9) - Fuel Sub - Panel Upgrade - ZEAS 2030 - Marine ¦ SDG&E ¦ Marine | Res ¦ Packaged/Split Heat Pump (SEER2 16.9) - Fuel Sub - Panel Upgrade - ZEAS 2030 - Marine | SDG&E ¦ Marine | SDG&E | All | Electric & Gas | Packaged/Split Heat Pump (SEER2 16.9) | Efficient |  |  | 1 | Conventional | HVAC | Res - Single Family | Res | ROB Only | 1 | Residential Households | Cap-Tons | 23 | DEER:HVAC_Eff_AC | 131 | 0 | -28.8 | SWHC045-04 | 2134.82 | 2024 | 398.63 | 2024 | 374.9302 | -18.59 | SWHC045-04 | Res Central HVAC System - Fuel Sub - Panel Upgrade - ZEAS 2030 - Marine ¦ SDG&E ¦ Marine | Res Central HVAC System - Fuel Sub - Panel Upgrade - ZEAS 2030 - Marine | 1.9303 | 0.53 | 0 | RASS 2019 | 514.9917 | 2032 | 1 | SWHC045
RES-HVAC-FS-PU-14-ZEAS.14 | Res ¦ Packaged/Split Heat Pump (SEER2 16.9) - Fuel Sub - Panel Upgrade - ZEAS 2030 - Marine ¦ SDG&E ¦ Marine | Res ¦ Packaged/Split Heat Pump (SEER2 16.9) - Fuel Sub - Panel Upgrade - ZEAS 2030 - Marine | SDG&E ¦ Marine | SDG&E | All | Electric & Gas | Packaged/Split Heat Pump (SEER2 16.9) | Efficient |  |  | 1 | Conventional | HVAC | Res - Multi Family | Res | ROB Only | 1 | Residential Households | Cap-Tons | 23 | DEER:HVAC_Eff_AC | 46.3 | 0 | -26.9 | SWHC045-04 | 2134.82 | 2024 | 398.63 | 2024 | 374.9302 | -18.59 | SWHC045-04 | Res Central HVAC System - Fuel Sub - Panel Upgrade - ZEAS 2030 - Marine ¦ SDG&E ¦ Marine | Res Central HVAC System - Fuel Sub - Panel Upgrade - ZEAS 2030 - Marine | 0.39508 | 0.53 | 0 | RASS 2019 | 0 | 2012 | 1 | SWHC045
RES-HVAC-FS-PU-14-ZEAS.15 | Res ¦ Packaged/Split Heat Pump (SEER2 16.9) - Fuel Sub - Panel Upgrade - ZEAS 2030 - Hot-Dry ¦ SDG&E ¦ Hot-Dry | Res ¦ Packaged/Split Heat Pump (SEER2 16.9) - Fuel Sub - Panel Upgrade - ZEAS 2030 - Hot-Dry | SDG&E ¦ Hot-Dry | SDG&E | All | Electric & Gas | Packaged/Split Heat Pump (SEER2 16.9) | Efficient |  |  | 1 | Conventional | HVAC | Res - Single Family | Res | ROB Only | 1 | Residential Households | Cap-Tons | 23 | DEER:HVAC_Eff_AC | 160 | 0 | -35.5 | SWHC045-04 | 2134.82 | 2024 | 398.63 | 2024 | 468.3708 | -18.59 | SWHC045-04 | Res Central HVAC System - Fuel Sub - Panel Upgrade - ZEAS 2030 - Hot-Dry ¦ SDG&E ¦ Hot-Dry | Res Central HVAC System - Fuel Sub - Panel Upgrade - ZEAS 2030 - Hot-Dry | 1.1703 | 0.53 | 0 | RASS 2019 | 514.9917 | 2032 | 1 | SWHC045
RES-HVAC-FS-PU-14-ZEAS.16 | Res ¦ Packaged/Split Heat Pump (SEER2 16.9) - Fuel Sub - Panel Upgrade - ZEAS 2030 - Hot-Dry ¦ SDG&E ¦ Hot-Dry | Res ¦ Packaged/Split Heat Pump (SEER2 16.9) - Fuel Sub - Panel Upgrade - ZEAS 2030 - Hot-Dry | SDG&E ¦ Hot-Dry | SDG&E | All | Electric & Gas | Packaged/Split Heat Pump (SEER2 16.9) | Efficient |  |  | 1 | Conventional | HVAC | Res - Multi Family | Res | ROB Only | 1 | Residential Households | Cap-Tons | 23 | DEER:HVAC_Eff_AC | 26.8 | 0 | -23.5 | SWHC045-04 | 2134.82 | 2024 | 398.63 | 2024 | 468.3708 | -18.59 | SWHC045-04 | Res Central HVAC System - Fuel Sub - Panel Upgrade - ZEAS 2030 - Hot-Dry ¦ SDG&E ¦ Hot-Dry | Res Central HVAC System - Fuel Sub - Panel Upgrade - ZEAS 2030 - Hot-Dry | 0.14814 | 0.53 | 0 | RASS 2019 | 0 | 2012 | 1 | SWHC045
RES-HVAC-FS-PU-15-ZEAS.1 | Res ¦ Packaged/Split Heat Pump (SEER2 17.8) - Fuel Sub - Panel Upgrade - ZEAS 2030 - Marine ¦ PG&E ¦ Marine | Res ¦ Packaged/Split Heat Pump (SEER2 17.8) - Fuel Sub - Panel Upgrade - ZEAS 2030 - Marine | PG&E ¦ Marine | PG&E | All | Electric & Gas | Packaged/Split Heat Pump (SEER2 17.8) | Efficient |  |  | 1 | Conventional | HVAC | Res - Single Family | Res | ROB Only | 1 | Residential Households | Cap-Tons | 23 | DEER:HVAC_Eff_AC | 316 | 0 | -51.3 | SWHC045-04 | 2380.73 | 2024 | 398.63 | 2024 | 465.4706 | -18.59 | SWHC045-04 | Res Central HVAC System - Fuel Sub - Panel Upgrade - ZEAS 2030 - Marine ¦ PG&E ¦ Marine | Res Central HVAC System - Fuel Sub - Panel Upgrade - ZEAS 2030 - Marine | 0.58283 | 0.53 | 0 | RASS 2019 | 514.9917 | 2032 | 1 | SWHC045
RES-HVAC-FS-PU-15-ZEAS.2 | Res ¦ Packaged/Split Heat Pump (SEER2 17.8) - Fuel Sub - Panel Upgrade - ZEAS 2030 - Marine ¦ PG&E ¦ Marine | Res ¦ Packaged/Split Heat Pump (SEER2 17.8) - Fuel Sub - Panel Upgrade - ZEAS 2030 - Marine | PG&E ¦ Marine | PG&E | All | Electric & Gas | Packaged/Split Heat Pump (SEER2 17.8) | Efficient |  |  | 1 | Conventional | HVAC | Res - Multi Family | Res | ROB Only | 1 | Residential Households | Cap-Tons | 23 | DEER:HVAC_Eff_AC | 162 | 0 | -37.7 | SWHC045-04 | 2380.73 | 2024 | 398.63 | 2024 | 465.4706 | -18.59 | SWHC045-04 | Res Central HVAC System - Fuel Sub - Panel Upgrade - ZEAS 2030 - Marine ¦ PG&E ¦ Marine | Res Central HVAC System - Fuel Sub - Panel Upgrade - ZEAS 2030 - Marine | 0.066794 | 0.53 | 0 | RASS 2019 | 0 | 2012 | 1 | SWHC045
RES-HVAC-FS-PU-15-ZEAS.3 | Res ¦ Packaged/Split Heat Pump (SEER2 17.8) - Fuel Sub - Panel Upgrade - ZEAS 2030 - Hot-Dry ¦ PG&E ¦ Hot-Dry | Res ¦ Packaged/Split Heat Pump (SEER2 17.8) - Fuel Sub - Panel Upgrade - ZEAS 2030 - Hot-Dry | PG&E ¦ Hot-Dry | PG&E | All | Electric & Gas | Packaged/Split Heat Pump (SEER2 17.8) | Efficient |  |  | 1 | Conventional | HVAC | Res - Single Family | Res | ROB Only | 1 | Residential Households | Cap-Tons | 23 | DEER:HVAC_Eff_AC | 422 | 0 | -57 | SWHC045-04 | 2380.73 | 2024 | 398.63 | 2024 | 608.6924 | -18.59 | SWHC045-04 | Res Central HVAC System - Fuel Sub - Panel Upgrade - ZEAS 2030 - Hot-Dry ¦ PG&E ¦ Hot-Dry | Res Central HVAC System - Fuel Sub - Panel Upgrade - ZEAS 2030 - Hot-Dry | 1.0532 | 0.53 | 0 | RASS 2019 | 514.9917 | 2032 | 1 | SWHC045
RES-HVAC-FS-PU-15-ZEAS.4 | Res ¦ Packaged/Split Heat Pump (SEER2 17.8) - Fuel Sub - Panel Upgrade - ZEAS 2030 - Hot-Dry ¦ PG&E ¦ Hot-Dry | Res ¦ Packaged/Split Heat Pump (SEER2 17.8) - Fuel Sub - Panel Upgrade - ZEAS 2030 - Hot-Dry | PG&E ¦ Hot-Dry | PG&E | All | Electric & Gas | Packaged/Split Heat Pump (SEER2 17.8) | Efficient |  |  | 1 | Conventional | HVAC | Res - Multi Family | Res | ROB Only | 1 | Residential Households | Cap-Tons | 23 | DEER:HVAC_Eff_AC | 94.3 | 0 | -32 | SWHC045-04 | 2380.73 | 2024 | 398.63 | 2024 | 608.6924 | -18.59 | SWHC045-04 | Res Central HVAC System - Fuel Sub - Panel Upgrade - ZEAS 2030 - Hot-Dry ¦ PG&E ¦ Hot-Dry | Res Central HVAC System - Fuel Sub - Panel Upgrade - ZEAS 2030 - Hot-Dry | 0.2441 | 0.53 | 0 | RASS 2019 | 0 | 2012 | 1 | SWHC045
RES-HVAC-FS-PU-15-ZEAS.5 | Res ¦ Packaged/Split Heat Pump (SEER2 17.8) - Fuel Sub - Panel Upgrade - ZEAS 2030 - Cold ¦ PG&E ¦ Cold | Res ¦ Packaged/Split Heat Pump (SEER2 17.8) - Fuel Sub - Panel Upgrade - ZEAS 2030 - Cold | PG&E ¦ Cold | PG&E | All | Electric & Gas | Packaged/Split Heat Pump (SEER2 17.8) | Efficient |  |  | 1 | Conventional | HVAC | Res - Single Family | Res | ROB Only | 1 | Residential Households | Cap-Tons | 23 | DEER:HVAC_Eff_AC | 309 | 0 | -53.4 | SWHC045-04 | 2380.73 | 2024 | 398.63 | 2024 | 416.4737 | -18.59 | SWHC045-04 | Res Central HVAC System - Fuel Sub - Panel Upgrade - ZEAS 2030 - Cold ¦ PG&E ¦ Cold | Res Central HVAC System - Fuel Sub - Panel Upgrade - ZEAS 2030 - Cold | 0.23165 | 0.53 | 0 | RASS 2019 | 514.9917 | 2032 | 1 | SWHC045
RES-HVAC-FS-PU-15-ZEAS.6 | Res ¦ Packaged/Split Heat Pump (SEER2 17.8) - Fuel Sub - Panel Upgrade - ZEAS 2030 - Cold ¦ PG&E ¦ Cold | Res ¦ Packaged/Split Heat Pump (SEER2 17.8) - Fuel Sub - Panel Upgrade - ZEAS 2030 - Cold | PG&E ¦ Cold | PG&E | All | Electric & Gas | Packaged/Split Heat Pump (SEER2 17.8) | Efficient |  |  | 1 | Conventional | HVAC | Res - Multi Family | Res | ROB Only | 1 | Residential Households | Cap-Tons | 23 | DEER:HVAC_Eff_AC | 117 | 0 | -51.2 | SWHC045-04 | 2380.73 | 2024 | 398.63 | 2024 | 416.4737 | -18.59 | SWHC045-04 | Res Central HVAC System - Fuel Sub - Panel Upgrade - ZEAS 2030 - Cold ¦ PG&E ¦ Cold | Res Central HVAC System - Fuel Sub - Panel Upgrade - ZEAS 2030 - Cold | 0.060679 | 0.53 | 0 | RASS 2019 | 0 | 2012 | 1 | SWHC045
RES-HVAC-FS-PU-15-ZEAS.7 | Res ¦ Packaged/Split Heat Pump (SEER2 17.8) - Fuel Sub - Panel Upgrade - ZEAS 2030 - Marine ¦ SCG ¦ Marine | Res ¦ Packaged/Split Heat Pump (SEER2 17.8) - Fuel Sub - Panel Upgrade - ZEAS 2030 - Marine | SCG ¦ Marine | SCG | All | Electric & Gas | Packaged/Split Heat Pump (SEER2 17.8) | Efficient |  |  | 1 | Conventional | HVAC | Res - Single Family | Res | ROB Only | 1 | Residential Households | Cap-Tons | 23 | DEER:HVAC_Eff_AC | 122 | 0 | -28.8 | SWHC045-04 | 2380.73 | 2024 | 398.63 | 2024 | 374.9302 | -18.59 | SWHC045-04 | Res Central HVAC System - Fuel Sub - Panel Upgrade - ZEAS 2030 - Marine ¦ SCG ¦ Marine | Res Central HVAC System - Fuel Sub - Panel Upgrade - ZEAS 2030 - Marine | 0.94772 | 0.53 | 0 | RASS 2019 | 514.9917 | 2032 | 1 | SWHC045
RES-HVAC-FS-PU-15-ZEAS.8 | Res ¦ Packaged/Split Heat Pump (SEER2 17.8) - Fuel Sub - Panel Upgrade - ZEAS 2030 - Marine ¦ SCG ¦ Marine | Res ¦ Packaged/Split Heat Pump (SEER2 17.8) - Fuel Sub - Panel Upgrade - ZEAS 2030 - Marine | SCG ¦ Marine | SCG | All | Electric & Gas | Packaged/Split Heat Pump (SEER2 17.8) | Efficient |  |  | 1 | Conventional | HVAC | Res - Multi Family | Res | ROB Only | 1 | Residential Households | Cap-Tons | 23 | DEER:HVAC_Eff_AC | 39.1 | 0 | -26.9 | SWHC045-04 | 2380.73 | 2024 | 398.63 | 2024 | 374.9302 | -18.59 | SWHC045-04 | Res Central HVAC System - Fuel Sub - Panel Upgrade - ZEAS 2030 - Marine ¦ SCG ¦ Marine | Res Central HVAC System - Fuel Sub - Panel Upgrade - ZEAS 2030 - Marine | 0.19192 | 0.53 | 0 | RASS 2019 | 0 | 2012 | 1 | SWHC045
RES-HVAC-FS-PU-15-ZEAS.9 | Res ¦ Packaged/Split Heat Pump (SEER2 17.8) - Fuel Sub - Panel Upgrade - ZEAS 2030 - Hot-Dry ¦ SCG ¦ Hot-Dry | Res ¦ Packaged/Split Heat Pump (SEER2 17.8) - Fuel Sub - Panel Upgrade - ZEAS 2030 - Hot-Dry | SCG ¦ Hot-Dry | SCG | All | Electric & Gas | Packaged/Split Heat Pump (SEER2 17.8) | Efficient |  |  | 1 | Conventional | HVAC | Res - Single Family | Res | ROB Only | 1 | Residential Households | Cap-Tons | 23 | DEER:HVAC_Eff_AC | 91 | 0 | -30 | SWHC045-04 | 2380.73 | 2024 | 398.63 | 2024 | 446.1336 | -18.59 | SWHC045-04 | Res Central HVAC System - Fuel Sub - Panel Upgrade - ZEAS 2030 - Hot-Dry ¦ SCG ¦ Hot-Dry | Res Central HVAC System - Fuel Sub - Panel Upgrade - ZEAS 2030 - Hot-Dry | 1.5905 | 0.53 | 0 | RASS 2019 | 514.9917 | 2032 | 1 | SWHC045
RES-HVAC-FS-PU-15-ZEAS.10 | Res ¦ Packaged/Split Heat Pump (SEER2 17.8) - Fuel Sub - Panel Upgrade - ZEAS 2030 - Hot-Dry ¦ SCG ¦ Hot-Dry | Res ¦ Packaged/Split Heat Pump (SEER2 17.8) - Fuel Sub - Panel Upgrade - ZEAS 2030 - Hot-Dry | SCG ¦ Hot-Dry | SCG | All | Electric & Gas | Packaged/Split Heat Pump (SEER2 17.8) | Efficient |  |  | 1 | Conventional | HVAC | Res - Multi Family | Res | ROB Only | 1 | Residential Households | Cap-Tons | 23 | DEER:HVAC_Eff_AC | -45.6 | 0 | -26.6 | SWHC045-04 | 2380.73 | 2024 | 398.63 | 2024 | 446.1336 | -18.59 | SWHC045-04 | Res Central HVAC System - Fuel Sub - Panel Upgrade - ZEAS 2030 - Hot-Dry ¦ SCG ¦ Hot-Dry | Res Central HVAC System - Fuel Sub - Panel Upgrade - ZEAS 2030 - Hot-Dry | 0.22921 | 0.53 | 0 | RASS 2019 | 0 | 2012 | 1 | SWHC045
RES-HVAC-FS-PU-15-ZEAS.11 | Res ¦ Packaged/Split Heat Pump (SEER2 17.8) - Fuel Sub - Panel Upgrade - ZEAS 2030 - Cold ¦ SCG ¦ Cold | Res ¦ Packaged/Split Heat Pump (SEER2 17.8) - Fuel Sub - Panel Upgrade - ZEAS 2030 - Cold | SCG ¦ Cold | SCG | All | Electric & Gas | Packaged/Split Heat Pump (SEER2 17.8) | Efficient |  |  | 1 | Conventional | HVAC | Res - Single Family | Res | ROB Only | 1 | Residential Households | Cap-Tons | 23 | DEER:HVAC_Eff_AC | 309 | 0 | -53.4 | SWHC045-04 | 2380.73 | 2024 | 398.63 | 2024 | 416.4737 | -18.59 | SWHC045-04 | Res Central HVAC System - Fuel Sub - Panel Upgrade - ZEAS 2030 - Cold ¦ SCG ¦ Cold | Res Central HVAC System - Fuel Sub - Panel Upgrade - ZEAS 2030 - Cold | 1.969 | 0.53 | 0 | RASS 2019 | 514.9917 | 2032 | 1 | SWHC045
RES-HVAC-FS-PU-15-ZEAS.12 | Res ¦ Packaged/Split Heat Pump (SEER2 17.8) - Fuel Sub - Panel Upgrade - ZEAS 2030 - Cold ¦ SCG ¦ Cold | Res ¦ Packaged/Split Heat Pump (SEER2 17.8) - Fuel Sub - Panel Upgrade - ZEAS 2030 - Cold | SCG ¦ Cold | SCG | All | Electric & Gas | Packaged/Split Heat Pump (SEER2 17.8) | Efficient |  |  | 1 | Conventional | HVAC | Res - Multi Family | Res | ROB Only | 1 | Residential Households | Cap-Tons | 23 | DEER:HVAC_Eff_AC | 117 | 0 | -51.2 | SWHC045-04 | 2380.73 | 2024 | 398.63 | 2024 | 416.4737 | -18.59 | SWHC045-04 | Res Central HVAC System - Fuel Sub - Panel Upgrade - ZEAS 2030 - Cold ¦ SCG ¦ Cold | Res Central HVAC System - Fuel Sub - Panel Upgrade - ZEAS 2030 - Cold | 0.060679 | 0.53 | 0 | RASS 2019 | 0 | 2012 | 1 | SWHC045
RES-HVAC-FS-PU-15-ZEAS.13 | Res ¦ Packaged/Split Heat Pump (SEER2 17.8) - Fuel Sub - Panel Upgrade - ZEAS 2030 - Marine ¦ SDG&E ¦ Marine | Res ¦ Packaged/Split Heat Pump (SEER2 17.8) - Fuel Sub - Panel Upgrade - ZEAS 2030 - Marine | SDG&E ¦ Marine | SDG&E | All | Electric & Gas | Packaged/Split Heat Pump (SEER2 17.8) | Efficient |  |  | 1 | Conventional | HVAC | Res - Single Family | Res | ROB Only | 1 | Residential Households | Cap-Tons | 23 | DEER:HVAC_Eff_AC | 122 | 0 | -28.8 | SWHC045-04 | 2380.73 | 2024 | 398.63 | 2024 | 374.9302 | -18.59 | SWHC045-04 | Res Central HVAC System - Fuel Sub - Panel Upgrade - ZEAS 2030 - Marine ¦ SDG&E ¦ Marine | Res Central HVAC System - Fuel Sub - Panel Upgrade - ZEAS 2030 - Marine | 1.9303 | 0.53 | 0 | RASS 2019 | 514.9917 | 2032 | 1 | SWHC045
RES-HVAC-FS-PU-15-ZEAS.14 | Res ¦ Packaged/Split Heat Pump (SEER2 17.8) - Fuel Sub - Panel Upgrade - ZEAS 2030 - Marine ¦ SDG&E ¦ Marine | Res ¦ Packaged/Split Heat Pump (SEER2 17.8) - Fuel Sub - Panel Upgrade - ZEAS 2030 - Marine | SDG&E ¦ Marine | SDG&E | All | Electric & Gas | Packaged/Split Heat Pump (SEER2 17.8) | Efficient |  |  | 1 | Conventional | HVAC | Res - Multi Family | Res | ROB Only | 1 | Residential Households | Cap-Tons | 23 | DEER:HVAC_Eff_AC | 39.1 | 0 | -26.9 | SWHC045-04 | 2380.73 | 2024 | 398.63 | 2024 | 374.9302 | -18.59 | SWHC045-04 | Res Central HVAC System - Fuel Sub - Panel Upgrade - ZEAS 2030 - Marine ¦ SDG&E ¦ Marine | Res Central HVAC System - Fuel Sub - Panel Upgrade - ZEAS 2030 - Marine | 0.39508 | 0.53 | 0 | RASS 2019 | 0 | 2012 | 1 | SWHC045
RES-HVAC-FS-PU-15-ZEAS.15 | Res ¦ Packaged/Split Heat Pump (SEER2 17.8) - Fuel Sub - Panel Upgrade - ZEAS 2030 - Hot-Dry ¦ SDG&E ¦ Hot-Dry | Res ¦ Packaged/Split Heat Pump (SEER2 17.8) - Fuel Sub - Panel Upgrade - ZEAS 2030 - Hot-Dry | SDG&E ¦ Hot-Dry | SDG&E | All | Electric & Gas | Packaged/Split Heat Pump (SEER2 17.8) | Efficient |  |  | 1 | Conventional | HVAC | Res - Single Family | Res | ROB Only | 1 | Residential Households | Cap-Tons | 23 | DEER:HVAC_Eff_AC | 154 | 0 | -35.5 | SWHC045-04 | 2380.73 | 2024 | 398.63 | 2024 | 468.3708 | -18.59 | SWHC045-04 | Res Central HVAC System - Fuel Sub - Panel Upgrade - ZEAS 2030 - Hot-Dry ¦ SDG&E ¦ Hot-Dry | Res Central HVAC System - Fuel Sub - Panel Upgrade - ZEAS 2030 - Hot-Dry | 1.1703 | 0.53 | 0 | RASS 2019 | 514.9917 | 2032 | 1 | SWHC045
RES-HVAC-FS-PU-15-ZEAS.16 | Res ¦ Packaged/Split Heat Pump (SEER2 17.8) - Fuel Sub - Panel Upgrade - ZEAS 2030 - Hot-Dry ¦ SDG&E ¦ Hot-Dry | Res ¦ Packaged/Split Heat Pump (SEER2 17.8) - Fuel Sub - Panel Upgrade - ZEAS 2030 - Hot-Dry | SDG&E ¦ Hot-Dry | SDG&E | All | Electric & Gas | Packaged/Split Heat Pump (SEER2 17.8) | Efficient |  |  | 1 | Conventional | HVAC | Res - Multi Family | Res | ROB Only | 1 | Residential Households | Cap-Tons | 23 | DEER:HVAC_Eff_AC | 18.4 | 0 | -23.5 | SWHC045-04 | 2380.73 | 2024 | 398.63 | 2024 | 468.3708 | -18.59 | SWHC045-04 | Res Central HVAC System - Fuel Sub - Panel Upgrade - ZEAS 2030 - Hot-Dry ¦ SDG&E ¦ Hot-Dry | Res Central HVAC System - Fuel Sub - Panel Upgrade - ZEAS 2030 - Hot-Dry | 0.14814 | 0.53 | 0 | RASS 2019 | 0 | 2012 | 1 | SWHC045
RES-HVAC-FS-PU-16-ZEAS.1 | Res ¦ Packaged/Split Heat Pump (SEER2 18.7) - Fuel Sub - Panel Upgrade - ZEAS 2030 - Marine ¦ PG&E ¦ Marine | Res ¦ Packaged/Split Heat Pump (SEER2 18.7) - Fuel Sub - Panel Upgrade - ZEAS 2030 - Marine | PG&E ¦ Marine | PG&E | All | Electric & Gas | Packaged/Split Heat Pump (SEER2 18.7) | Efficient |  |  | 1 | Conventional | HVAC | Res - Single Family | Res | ROB Only | 1 | Residential Households | Cap-Tons | 23 | DEER:HVAC_Eff_AC | 290 | 0 | -51.3 | SWHC045-04 | 2626.64 | 2024 | 398.63 | 2024 | 465.4706 | -18.59 | SWHC045-04 | Res Central HVAC System - Fuel Sub - Panel Upgrade - ZEAS 2030 - Marine ¦ PG&E ¦ Marine | Res Central HVAC System - Fuel Sub - Panel Upgrade - ZEAS 2030 - Marine | 0.58283 | 0.53 | 0 | RASS 2019 | 514.9917 | 2032 | 1 | SWHC045
RES-HVAC-FS-PU-16-ZEAS.2 | Res ¦ Packaged/Split Heat Pump (SEER2 18.7) - Fuel Sub - Panel Upgrade - ZEAS 2030 - Marine ¦ PG&E ¦ Marine | Res ¦ Packaged/Split Heat Pump (SEER2 18.7) - Fuel Sub - Panel Upgrade - ZEAS 2030 - Marine | PG&E ¦ Marine | PG&E | All | Electric & Gas | Packaged/Split Heat Pump (SEER2 18.7) | Efficient |  |  | 1 | Conventional | HVAC | Res - Multi Family | Res | ROB Only | 1 | Residential Households | Cap-Tons | 23 | DEER:HVAC_Eff_AC | 142 | 0 | -37.7 | SWHC045-04 | 2626.64 | 2024 | 398.63 | 2024 | 465.4706 | -18.59 | SWHC045-04 | Res Central HVAC System - Fuel Sub - Panel Upgrade - ZEAS 2030 - Marine ¦ PG&E ¦ Marine | Res Central HVAC System - Fuel Sub - Panel Upgrade - ZEAS 2030 - Marine | 0.066794 | 0.53 | 0 | RASS 2019 | 0 | 2012 | 1 | SWHC045
RES-HVAC-FS-PU-16-ZEAS.3 | Res ¦ Packaged/Split Heat Pump (SEER2 18.7) - Fuel Sub - Panel Upgrade - ZEAS 2030 - Hot-Dry ¦ PG&E ¦ Hot-Dry | Res ¦ Packaged/Split Heat Pump (SEER2 18.7) - Fuel Sub - Panel Upgrade - ZEAS 2030 - Hot-Dry | PG&E ¦ Hot-Dry | PG&E | All | Electric & Gas | Packaged/Split Heat Pump (SEER2 18.7) | Efficient |  |  | 1 | Conventional | HVAC | Res - Single Family | Res | ROB Only | 1 | Residential Households | Cap-Tons | 23 | DEER:HVAC_Eff_AC | 387 | 0 | -57 | SWHC045-04 | 2626.64 | 2024 | 398.63 | 2024 | 608.6924 | -18.59 | SWHC045-04 | Res Central HVAC System - Fuel Sub - Panel Upgrade - ZEAS 2030 - Hot-Dry ¦ PG&E ¦ Hot-Dry | Res Central HVAC System - Fuel Sub - Panel Upgrade - ZEAS 2030 - Hot-Dry | 1.0532 | 0.53 | 0 | RASS 2019 | 514.9917 | 2032 | 1 | SWHC045
RES-HVAC-FS-PU-16-ZEAS.4 | Res ¦ Packaged/Split Heat Pump (SEER2 18.7) - Fuel Sub - Panel Upgrade - ZEAS 2030 - Hot-Dry ¦ PG&E ¦ Hot-Dry | Res ¦ Packaged/Split Heat Pump (SEER2 18.7) - Fuel Sub - Panel Upgrade - ZEAS 2030 - Hot-Dry | PG&E ¦ Hot-Dry | PG&E | All | Electric & Gas | Packaged/Split Heat Pump (SEER2 18.7) | Efficient |  |  | 1 | Conventional | HVAC | Res - Multi Family | Res | ROB Only | 1 | Residential Households | Cap-Tons | 23 | DEER:HVAC_Eff_AC | 70.7 | 0 | -32 | SWHC045-04 | 2626.64 | 2024 | 398.63 | 2024 | 608.6924 | -18.59 | SWHC045-04 | Res Central HVAC System - Fuel Sub - Panel Upgrade - ZEAS 2030 - Hot-Dry ¦ PG&E ¦ Hot-Dry | Res Central HVAC System - Fuel Sub - Panel Upgrade - ZEAS 2030 - Hot-Dry | 0.2441 | 0.53 | 0 | RASS 2019 | 0 | 2012 | 1 | SWHC045
RES-HVAC-FS-PU-16-ZEAS.5 | Res ¦ Packaged/Split Heat Pump (SEER2 18.7) - Fuel Sub - Panel Upgrade - ZEAS 2030 - Cold ¦ PG&E ¦ Cold | Res ¦ Packaged/Split Heat Pump (SEER2 18.7) - Fuel Sub - Panel Upgrade - ZEAS 2030 - Cold | PG&E ¦ Cold | PG&E | All | Electric & Gas | Packaged/Split Heat Pump (SEER2 18.7) | Efficient |  |  | 1 | Conventional | HVAC | Res - Single Family | Res | ROB Only | 1 | Residential Households | Cap-Tons | 23 | DEER:HVAC_Eff_AC | 273 | 0 | -53.4 | SWHC045-04 | 2626.64 | 2024 | 398.63 | 2024 | 416.4737 | -18.59 | SWHC045-04 | Res Central HVAC System - Fuel Sub - Panel Upgrade - ZEAS 2030 - Cold ¦ PG&E ¦ Cold | Res Central HVAC System - Fuel Sub - Panel Upgrade - ZEAS 2030 - Cold | 0.23165 | 0.53 | 0 | RASS 2019 | 514.9917 | 2032 | 1 | SWHC045
RES-HVAC-FS-PU-16-ZEAS.6 | Res ¦ Packaged/Split Heat Pump (SEER2 18.7) - Fuel Sub - Panel Upgrade - ZEAS 2030 - Cold ¦ PG&E ¦ Cold | Res ¦ Packaged/Split Heat Pump (SEER2 18.7) - Fuel Sub - Panel Upgrade - ZEAS 2030 - Cold | PG&E ¦ Cold | PG&E | All | Electric & Gas | Packaged/Split Heat Pump (SEER2 18.7) | Efficient |  |  | 1 | Conventional | HVAC | Res - Multi Family | Res | ROB Only | 1 | Residential Households | Cap-Tons | 23 | DEER:HVAC_Eff_AC | 84.8 | 0 | -51.2 | SWHC045-04 | 2626.64 | 2024 | 398.63 | 2024 | 416.4737 | -18.59 | SWHC045-04 | Res Central HVAC System - Fuel Sub - Panel Upgrade - ZEAS 2030 - Cold ¦ PG&E ¦ Cold | Res Central HVAC System - Fuel Sub - Panel Upgrade - ZEAS 2030 - Cold | 0.060679 | 0.53 | 0 | RASS 2019 | 0 | 2012 | 1 | SWHC045
RES-HVAC-FS-PU-16-ZEAS.7 | Res ¦ Packaged/Split Heat Pump (SEER2 18.7) - Fuel Sub - Panel Upgrade - ZEAS 2030 - Marine ¦ SCG ¦ Marine | Res ¦ Packaged/Split Heat Pump (SEER2 18.7) - Fuel Sub - Panel Upgrade - ZEAS 2030 - Marine | SCG ¦ Marine | SCG | All | Electric & Gas | Packaged/Split Heat Pump (SEER2 18.7) | Efficient |  |  | 1 | Conventional | HVAC | Res - Single Family | Res | ROB Only | 1 | Residential Households | Cap-Tons | 23 | DEER:HVAC_Eff_AC | 108 | 0 | -28.8 | SWHC045-04 | 2626.64 | 2024 | 398.63 | 2024 | 374.9302 | -18.59 | SWHC045-04 | Res Central HVAC System - Fuel Sub - Panel Upgrade - ZEAS 2030 - Marine ¦ SCG ¦ Marine | Res Central HVAC System - Fuel Sub - Panel Upgrade - ZEAS 2030 - Marine | 0.94772 | 0.53 | 0 | RASS 2019 | 514.9917 | 2032 | 1 | SWHC045
RES-HVAC-FS-PU-16-ZEAS.8 | Res ¦ Packaged/Split Heat Pump (SEER2 18.7) - Fuel Sub - Panel Upgrade - ZEAS 2030 - Marine ¦ SCG ¦ Marine | Res ¦ Packaged/Split Heat Pump (SEER2 18.7) - Fuel Sub - Panel Upgrade - ZEAS 2030 - Marine | SCG ¦ Marine | SCG | All | Electric & Gas | Packaged/Split Heat Pump (SEER2 18.7) | Efficient |  |  | 1 | Conventional | HVAC | Res - Multi Family | Res | ROB Only | 1 | Residential Households | Cap-Tons | 23 | DEER:HVAC_Eff_AC | 17.4 | 0 | -26.9 | SWHC045-04 | 2626.64 | 2024 | 398.63 | 2024 | 374.9302 | -18.59 | SWHC045-04 | Res Central HVAC System - Fuel Sub - Panel Upgrade - ZEAS 2030 - Marine ¦ SCG ¦ Marine | Res Central HVAC System - Fuel Sub - Panel Upgrade - ZEAS 2030 - Marine | 0.19192 | 0.53 | 0 | RASS 2019 | 0 | 2012 | 1 | SWHC045
RES-HVAC-FS-PU-16-ZEAS.9 | Res ¦ Packaged/Split Heat Pump (SEER2 18.7) - Fuel Sub - Panel Upgrade - ZEAS 2030 - Hot-Dry ¦ SCG ¦ Hot-Dry | Res ¦ Packaged/Split Heat Pump (SEER2 18.7) - Fuel Sub - Panel Upgrade - ZEAS 2030 - Hot-Dry | SCG ¦ Hot-Dry | SCG | All | Electric & Gas | Packaged/Split Heat Pump (SEER2 18.7) | Efficient |  |  | 1 | Conventional | HVAC | Res - Single Family | Res | ROB Only | 1 | Residential Households | Cap-Tons | 23 | DEER:HVAC_Eff_AC | 67.6 | 0 | -30 | SWHC045-04 | 2626.64 | 2024 | 398.63 | 2024 | 446.1336 | -18.59 | SWHC045-04 | Res Central HVAC System - Fuel Sub - Panel Upgrade - ZEAS 2030 - Hot-Dry ¦ SCG ¦ Hot-Dry | Res Central HVAC System - Fuel Sub - Panel Upgrade - ZEAS 2030 - Hot-Dry | 1.5905 | 0.53 | 0 | RASS 2019 | 514.9917 | 2032 | 1 | SWHC045
RES-HVAC-FS-PU-16-ZEAS.10 | Res ¦ Packaged/Split Heat Pump (SEER2 18.7) - Fuel Sub - Panel Upgrade - ZEAS 2030 - Hot-Dry ¦ SCG ¦ Hot-Dry | Res ¦ Packaged/Split Heat Pump (SEER2 18.7) - Fuel Sub - Panel Upgrade - ZEAS 2030 - Hot-Dry | SCG ¦ Hot-Dry | SCG | All | Electric & Gas | Packaged/Split Heat Pump (SEER2 18.7) | Efficient |  |  | 1 | Conventional | HVAC | Res - Multi Family | Res | ROB Only | 1 | Residential Households | Cap-Tons | 23 | DEER:HVAC_Eff_AC | -65.1 | 0 | -26.6 | SWHC045-04 | 2626.64 | 2024 | 398.63 | 2024 | 446.1336 | -18.59 | SWHC045-04 | Res Central HVAC System - Fuel Sub - Panel Upgrade - ZEAS 2030 - Hot-Dry ¦ SCG ¦ Hot-Dry | Res Central HVAC System - Fuel Sub - Panel Upgrade - ZEAS 2030 - Hot-Dry | 0.22921 | 0.53 | 0 | RASS 2019 | 0 | 2012 | 1 | SWHC045
RES-HVAC-FS-PU-16-ZEAS.11 | Res ¦ Packaged/Split Heat Pump (SEER2 18.7) - Fuel Sub - Panel Upgrade - ZEAS 2030 - Cold ¦ SCG ¦ Cold | Res ¦ Packaged/Split Heat Pump (SEER2 18.7) - Fuel Sub - Panel Upgrade - ZEAS 2030 - Cold | SCG ¦ Cold | SCG | All | Electric & Gas | Packaged/Split Heat Pump (SEER2 18.7) | Efficient |  |  | 1 | Conventional | HVAC | Res - Single Family | Res | ROB Only | 1 | Residential Households | Cap-Tons | 23 | DEER:HVAC_Eff_AC | 273 | 0 | -53.4 | SWHC045-04 | 2626.64 | 2024 | 398.63 | 2024 | 416.4737 | -18.59 | SWHC045-04 | Res Central HVAC System - Fuel Sub - Panel Upgrade - ZEAS 2030 - Cold ¦ SCG ¦ Cold | Res Central HVAC System - Fuel Sub - Panel Upgrade - ZEAS 2030 - Cold | 1.969 | 0.53 | 0 | RASS 2019 | 514.9917 | 2032 | 1 | SWHC045
RES-HVAC-FS-PU-16-ZEAS.12 | Res ¦ Packaged/Split Heat Pump (SEER2 18.7) - Fuel Sub - Panel Upgrade - ZEAS 2030 - Cold ¦ SCG ¦ Cold | Res ¦ Packaged/Split Heat Pump (SEER2 18.7) - Fuel Sub - Panel Upgrade - ZEAS 2030 - Cold | SCG ¦ Cold | SCG | All | Electric & Gas | Packaged/Split Heat Pump (SEER2 18.7) | Efficient |  |  | 1 | Conventional | HVAC | Res - Multi Family | Res | ROB Only | 1 | Residential Households | Cap-Tons | 23 | DEER:HVAC_Eff_AC | 84.8 | 0 | -51.2 | SWHC045-04 | 2626.64 | 2024 | 398.63 | 2024 | 416.4737 | -18.59 | SWHC045-04 | Res Central HVAC System - Fuel Sub - Panel Upgrade - ZEAS 2030 - Cold ¦ SCG ¦ Cold | Res Central HVAC System - Fuel Sub - Panel Upgrade - ZEAS 2030 - Cold | 0.060679 | 0.53 | 0 | RASS 2019 | 0 | 2012 | 1 | SWHC045
RES-HVAC-FS-PU-16-ZEAS.13 | Res ¦ Packaged/Split Heat Pump (SEER2 18.7) - Fuel Sub - Panel Upgrade - ZEAS 2030 - Marine ¦ SDG&E ¦ Marine | Res ¦ Packaged/Split Heat Pump (SEER2 18.7) - Fuel Sub - Panel Upgrade - ZEAS 2030 - Marine | SDG&E ¦ Marine | SDG&E | All | Electric & Gas | Packaged/Split Heat Pump (SEER2 18.7) | Efficient |  |  | 1 | Conventional | HVAC | Res - Single Family | Res | ROB Only | 1 | Residential Households | Cap-Tons | 23 | DEER:HVAC_Eff_AC | 108 | 0 | -28.8 | SWHC045-04 | 2626.64 | 2024 | 398.63 | 2024 | 374.9302 | -18.59 | SWHC045-04 | Res Central HVAC System - Fuel Sub - Panel Upgrade - ZEAS 2030 - Marine ¦ SDG&E ¦ Marine | Res Central HVAC System - Fuel Sub - Panel Upgrade - ZEAS 2030 - Marine | 1.9303 | 0.53 | 0 | RASS 2019 | 514.9917 | 2032 | 1 | SWHC045
RES-HVAC-FS-PU-16-ZEAS.14 | Res ¦ Packaged/Split Heat Pump (SEER2 18.7) - Fuel Sub - Panel Upgrade - ZEAS 2030 - Marine ¦ SDG&E ¦ Marine | Res ¦ Packaged/Split Heat Pump (SEER2 18.7) - Fuel Sub - Panel Upgrade - ZEAS 2030 - Marine | SDG&E ¦ Marine | SDG&E | All | Electric & Gas | Packaged/Split Heat Pump (SEER2 18.7) | Efficient |  |  | 1 | Conventional | HVAC | Res - Multi Family | Res | ROB Only | 1 | Residential Households | Cap-Tons | 23 | DEER:HVAC_Eff_AC | 17.4 | 0 | -26.9 | SWHC045-04 | 2626.64 | 2024 | 398.63 | 2024 | 374.9302 | -18.59 | SWHC045-04 | Res Central HVAC System - Fuel Sub - Panel Upgrade - ZEAS 2030 - Marine ¦ SDG&E ¦ Marine | Res Central HVAC System - Fuel Sub - Panel Upgrade - ZEAS 2030 - Marine | 0.39508 | 0.53 | 0 | RASS 2019 | 0 | 2012 | 1 | SWHC045
RES-HVAC-FS-PU-16-ZEAS.15 | Res ¦ Packaged/Split Heat Pump (SEER2 18.7) - Fuel Sub - Panel Upgrade - ZEAS 2030 - Hot-Dry ¦ SDG&E ¦ Hot-Dry | Res ¦ Packaged/Split Heat Pump (SEER2 18.7) - Fuel Sub - Panel Upgrade - ZEAS 2030 - Hot-Dry | SDG&E ¦ Hot-Dry | SDG&E | All | Electric & Gas | Packaged/Split Heat Pump (SEER2 18.7) | Efficient |  |  | 1 | Conventional | HVAC | Res - Single Family | Res | ROB Only | 1 | Residential Households | Cap-Tons | 23 | DEER:HVAC_Eff_AC | 135 | 0 | -35.5 | SWHC045-04 | 2626.64 | 2024 | 398.63 | 2024 | 468.3708 | -18.59 | SWHC045-04 | Res Central HVAC System - Fuel Sub - Panel Upgrade - ZEAS 2030 - Hot-Dry ¦ SDG&E ¦ Hot-Dry | Res Central HVAC System - Fuel Sub - Panel Upgrade - ZEAS 2030 - Hot-Dry | 1.1703 | 0.53 | 0 | RASS 2019 | 514.9917 | 2032 | 1 | SWHC045
RES-HVAC-FS-PU-16-ZEAS.16 | Res ¦ Packaged/Split Heat Pump (SEER2 18.7) - Fuel Sub - Panel Upgrade - ZEAS 2030 - Hot-Dry ¦ SDG&E ¦ Hot-Dry | Res ¦ Packaged/Split Heat Pump (SEER2 18.7) - Fuel Sub - Panel Upgrade - ZEAS 2030 - Hot-Dry | SDG&E ¦ Hot-Dry | SDG&E | All | Electric & Gas | Packaged/Split Heat Pump (SEER2 18.7) | Efficient |  |  | 1 | Conventional | HVAC | Res - Multi Family | Res | ROB Only | 1 | Residential Households | Cap-Tons | 23 | DEER:HVAC_Eff_AC | 10 | 0 | -23.5 | SWHC045-04 | 2626.64 | 2024 | 398.63 | 2024 | 468.3708 | -18.59 | SWHC045-04 | Res Central HVAC System - Fuel Sub - Panel Upgrade - ZEAS 2030 - Hot-Dry ¦ SDG&E ¦ Hot-Dry | Res Central HVAC System - Fuel Sub - Panel Upgrade - ZEAS 2030 - Hot-Dry | 0.14814 | 0.53 | 0 | RASS 2019 | 0 | 2012 | 1 | SWHC045
RES-HVAC-FS-PU-17-ZEAS.1 | Res ¦ Packaged/Split Heat Pump (SEER2 19.6) - Fuel Sub - Panel Upgrade - ZEAS 2030 - Marine ¦ PG&E ¦ Marine | Res ¦ Packaged/Split Heat Pump (SEER2 19.6) - Fuel Sub - Panel Upgrade - ZEAS 2030 - Marine | PG&E ¦ Marine | PG&E | All | Electric & Gas | Packaged/Split Heat Pump (SEER2 19.6) | Efficient |  |  | 1 | Conventional | HVAC | Res - Single Family | Res | ROB Only | 1 | Residential Households | Cap-Tons | 23 | DEER:HVAC_Eff_AC | 263 | 0 | -51.3 | SWHC045-04 | 2872.55 | 2024 | 398.63 | 2024 | 465.4706 | -18.59 | SWHC045-04 | Res Central HVAC System - Fuel Sub - Panel Upgrade - ZEAS 2030 - Marine ¦ PG&E ¦ Marine | Res Central HVAC System - Fuel Sub - Panel Upgrade - ZEAS 2030 - Marine | 0.58283 | 0.53 | 0 | RASS 2019 | 514.9917 | 2032 | 1 | SWHC045
RES-HVAC-FS-PU-17-ZEAS.2 | Res ¦ Packaged/Split Heat Pump (SEER2 19.6) - Fuel Sub - Panel Upgrade - ZEAS 2030 - Marine ¦ PG&E ¦ Marine | Res ¦ Packaged/Split Heat Pump (SEER2 19.6) - Fuel Sub - Panel Upgrade - ZEAS 2030 - Marine | PG&E ¦ Marine | PG&E | All | Electric & Gas | Packaged/Split Heat Pump (SEER2 19.6) | Efficient |  |  | 1 | Conventional | HVAC | Res - Multi Family | Res | ROB Only | 1 | Residential Households | Cap-Tons | 23 | DEER:HVAC_Eff_AC | 123 | 0 | -37.7 | SWHC045-04 | 2872.55 | 2024 | 398.63 | 2024 | 465.4706 | -18.59 | SWHC045-04 | Res Central HVAC System - Fuel Sub - Panel Upgrade - ZEAS 2030 - Marine ¦ PG&E ¦ Marine | Res Central HVAC System - Fuel Sub - Panel Upgrade - ZEAS 2030 - Marine | 0.066794 | 0.53 | 0 | RASS 2019 | 0 | 2012 | 1 | SWHC045
RES-HVAC-FS-PU-17-ZEAS.3 | Res ¦ Packaged/Split Heat Pump (SEER2 19.6) - Fuel Sub - Panel Upgrade - ZEAS 2030 - Hot-Dry ¦ PG&E ¦ Hot-Dry | Res ¦ Packaged/Split Heat Pump (SEER2 19.6) - Fuel Sub - Panel Upgrade - ZEAS 2030 - Hot-Dry | PG&E ¦ Hot-Dry | PG&E | All | Electric & Gas | Packaged/Split Heat Pump (SEER2 19.6) | Efficient |  |  | 1 | Conventional | HVAC | Res - Single Family | Res | ROB Only | 1 | Residential Households | Cap-Tons | 23 | DEER:HVAC_Eff_AC | 347 | 0 | -57 | SWHC045-04 | 2872.55 | 2024 | 398.63 | 2024 | 608.6924 | -18.59 | SWHC045-04 | Res Central HVAC System - Fuel Sub - Panel Upgrade - ZEAS 2030 - Hot-Dry ¦ PG&E ¦ Hot-Dry | Res Central HVAC System - Fuel Sub - Panel Upgrade - ZEAS 2030 - Hot-Dry | 1.0532 | 0.53 | 0 | RASS 2019 | 514.9917 | 2032 | 1 | SWHC045
RES-HVAC-FS-PU-17-ZEAS.4 | Res ¦ Packaged/Split Heat Pump (SEER2 19.6) - Fuel Sub - Panel Upgrade - ZEAS 2030 - Hot-Dry ¦ PG&E ¦ Hot-Dry | Res ¦ Packaged/Split Heat Pump (SEER2 19.6) - Fuel Sub - Panel Upgrade - ZEAS 2030 - Hot-Dry | PG&E ¦ Hot-Dry | PG&E | All | Electric & Gas | Packaged/Split Heat Pump (SEER2 19.6) | Efficient |  |  | 1 | Conventional | HVAC | Res - Multi Family | Res | ROB Only | 1 | Residential Households | Cap-Tons | 23 | DEER:HVAC_Eff_AC | 53 | 0 | -32 | SWHC045-04 | 2872.55 | 2024 | 398.63 | 2024 | 608.6924 | -18.59 | SWHC045-04 | Res Central HVAC System - Fuel Sub - Panel Upgrade - ZEAS 2030 - Hot-Dry ¦ PG&E ¦ Hot-Dry | Res Central HVAC System - Fuel Sub - Panel Upgrade - ZEAS 2030 - Hot-Dry | 0.2441 | 0.53 | 0 | RASS 2019 | 0 | 2012 | 1 | SWHC045
RES-HVAC-FS-PU-17-ZEAS.5 | Res ¦ Packaged/Split Heat Pump (SEER2 19.6) - Fuel Sub - Panel Upgrade - ZEAS 2030 - Cold ¦ PG&E ¦ Cold | Res ¦ Packaged/Split Heat Pump (SEER2 19.6) - Fuel Sub - Panel Upgrade - ZEAS 2030 - Cold | PG&E ¦ Cold | PG&E | All | Electric & Gas | Packaged/Split Heat Pump (SEER2 19.6) | Efficient |  |  | 1 | Conventional | HVAC | Res - Single Family | Res | ROB Only | 1 | Residential Households | Cap-Tons | 23 | DEER:HVAC_Eff_AC | 222 | 0 | -53.4 | SWHC045-04 | 2872.55 | 2024 | 398.63 | 2024 | 416.4737 | -18.59 | SWHC045-04 | Res Central HVAC System - Fuel Sub - Panel Upgrade - ZEAS 2030 - Cold ¦ PG&E ¦ Cold | Res Central HVAC System - Fuel Sub - Panel Upgrade - ZEAS 2030 - Cold | 0.23165 | 0.53 | 0 | RASS 2019 | 514.9917 | 2032 | 1 | SWHC045
RES-HVAC-FS-PU-17-ZEAS.6 | Res ¦ Packaged/Split Heat Pump (SEER2 19.6) - Fuel Sub - Panel Upgrade - ZEAS 2030 - Cold ¦ PG&E ¦ Cold | Res ¦ Packaged/Split Heat Pump (SEER2 19.6) - Fuel Sub - Panel Upgrade - ZEAS 2030 - Cold | PG&E ¦ Cold | PG&E | All | Electric & Gas | Packaged/Split Heat Pump (SEER2 19.6) | Efficient |  |  | 1 | Conventional | HVAC | Res - Multi Family | Res | ROB Only | 1 | Residential Households | Cap-Tons | 23 | DEER:HVAC_Eff_AC | 52.2 | 0 | -51.2 | SWHC045-04 | 2872.55 | 2024 | 398.63 | 2024 | 416.4737 | -18.59 | SWHC045-04 | Res Central HVAC System - Fuel Sub - Panel Upgrade - ZEAS 2030 - Cold ¦ PG&E ¦ Cold | Res Central HVAC System - Fuel Sub - Panel Upgrade - ZEAS 2030 - Cold | 0.060679 | 0.53 | 0 | RASS 2019 | 0 | 2012 | 1 | SWHC045
RES-HVAC-FS-PU-17-ZEAS.7 | Res ¦ Packaged/Split Heat Pump (SEER2 19.6) - Fuel Sub - Panel Upgrade - ZEAS 2030 - Marine ¦ SCG ¦ Marine | Res ¦ Packaged/Split Heat Pump (SEER2 19.6) - Fuel Sub - Panel Upgrade - ZEAS 2030 - Marine | SCG ¦ Marine | SCG | All | Electric & Gas | Packaged/Split Heat Pump (SEER2 19.6) | Efficient |  |  | 1 | Conventional | HVAC | Res - Single Family | Res | ROB Only | 1 | Residential Households | Cap-Tons | 23 | DEER:HVAC_Eff_AC | 89 | 0 | -28.8 | SWHC045-04 | 2872.55 | 2024 | 398.63 | 2024 | 374.9302 | -18.59 | SWHC045-04 | Res Central HVAC System - Fuel Sub - Panel Upgrade - ZEAS 2030 - Marine ¦ SCG ¦ Marine | Res Central HVAC System - Fuel Sub - Panel Upgrade - ZEAS 2030 - Marine | 0.94772 | 0.53 | 0 | RASS 2019 | 514.9917 | 2032 | 1 | SWHC045
RES-HVAC-FS-PU-17-ZEAS.8 | Res ¦ Packaged/Split Heat Pump (SEER2 19.6) - Fuel Sub - Panel Upgrade - ZEAS 2030 - Marine ¦ SCG ¦ Marine | Res ¦ Packaged/Split Heat Pump (SEER2 19.6) - Fuel Sub - Panel Upgrade - ZEAS 2030 - Marine | SCG ¦ Marine | SCG | All | Electric & Gas | Packaged/Split Heat Pump (SEER2 19.6) | Efficient |  |  | 1 | Conventional | HVAC | Res - Multi Family | Res | ROB Only | 1 | Residential Households | Cap-Tons | 23 | DEER:HVAC_Eff_AC | 2.89 | 0 | -26.9 | SWHC045-04 | 2872.55 | 2024 | 398.63 | 2024 | 374.9302 | -18.59 | SWHC045-04 | Res Central HVAC System - Fuel Sub - Panel Upgrade - ZEAS 2030 - Marine ¦ SCG ¦ Marine | Res Central HVAC System - Fuel Sub - Panel Upgrade - ZEAS 2030 - Marine | 0.19192 | 0.53 | 0 | RASS 2019 | 0 | 2012 | 1 | SWHC045
RES-HVAC-FS-PU-17-ZEAS.9 | Res ¦ Packaged/Split Heat Pump (SEER2 19.6) - Fuel Sub - Panel Upgrade - ZEAS 2030 - Hot-Dry ¦ SCG ¦ Hot-Dry | Res ¦ Packaged/Split Heat Pump (SEER2 19.6) - Fuel Sub - Panel Upgrade - ZEAS 2030 - Hot-Dry | SCG ¦ Hot-Dry | SCG | All | Electric & Gas | Packaged/Split Heat Pump (SEER2 19.6) | Efficient |  |  | 1 | Conventional | HVAC | Res - Single Family | Res | ROB Only | 1 | Residential Households | Cap-Tons | 23 | DEER:HVAC_Eff_AC | 44.1 | 0 | -30 | SWHC045-04 | 2872.55 | 2024 | 398.63 | 2024 | 446.1336 | -18.59 | SWHC045-04 | Res Central HVAC System - Fuel Sub - Panel Upgrade - ZEAS 2030 - Hot-Dry ¦ SCG ¦ Hot-Dry | Res Central HVAC System - Fuel Sub - Panel Upgrade - ZEAS 2030 - Hot-Dry | 1.5905 | 0.53 | 0 | RASS 2019 | 514.9917 | 2032 | 1 | SWHC045
RES-HVAC-FS-PU-17-ZEAS.10 | Res ¦ Packaged/Split Heat Pump (SEER2 19.6) - Fuel Sub - Panel Upgrade - ZEAS 2030 - Hot-Dry ¦ SCG ¦ Hot-Dry | Res ¦ Packaged/Split Heat Pump (SEER2 19.6) - Fuel Sub - Panel Upgrade - ZEAS 2030 - Hot-Dry | SCG ¦ Hot-Dry | SCG | All | Electric & Gas | Packaged/Split Heat Pump (SEER2 19.6) | Efficient |  |  | 1 | Conventional | HVAC | Res - Multi Family | Res | ROB Only | 1 | Residential Households | Cap-Tons | 23 | DEER:HVAC_Eff_AC | -91.2 | 0 | -26.6 | SWHC045-04 | 2872.55 | 2024 | 398.63 | 2024 | 446.1336 | -18.59 | SWHC045-04 | Res Central HVAC System - Fuel Sub - Panel Upgrade - ZEAS 2030 - Hot-Dry ¦ SCG ¦ Hot-Dry | Res Central HVAC System - Fuel Sub - Panel Upgrade - ZEAS 2030 - Hot-Dry | 0.22921 | 0.53 | 0 | RASS 2019 | 0 | 2012 | 1 | SWHC045
RES-HVAC-FS-PU-17-ZEAS.11 | Res ¦ Packaged/Split Heat Pump (SEER2 19.6) - Fuel Sub - Panel Upgrade - ZEAS 2030 - Cold ¦ SCG ¦ Cold | Res ¦ Packaged/Split Heat Pump (SEER2 19.6) - Fuel Sub - Panel Upgrade - ZEAS 2030 - Cold | SCG ¦ Cold | SCG | All | Electric & Gas | Packaged/Split Heat Pump (SEER2 19.6) | Efficient |  |  | 1 | Conventional | HVAC | Res - Single Family | Res | ROB Only | 1 | Residential Households | Cap-Tons | 23 | DEER:HVAC_Eff_AC | 222 | 0 | -53.4 | SWHC045-04 | 2872.55 | 2024 | 398.63 | 2024 | 416.4737 | -18.59 | SWHC045-04 | Res Central HVAC System - Fuel Sub - Panel Upgrade - ZEAS 2030 - Cold ¦ SCG ¦ Cold | Res Central HVAC System - Fuel Sub - Panel Upgrade - ZEAS 2030 - Cold | 1.969 | 0.53 | 0 | RASS 2019 | 514.9917 | 2032 | 1 | SWHC045
RES-HVAC-FS-PU-17-ZEAS.12 | Res ¦ Packaged/Split Heat Pump (SEER2 19.6) - Fuel Sub - Panel Upgrade - ZEAS 2030 - Cold ¦ SCG ¦ Cold | Res ¦ Packaged/Split Heat Pump (SEER2 19.6) - Fuel Sub - Panel Upgrade - ZEAS 2030 - Cold | SCG ¦ Cold | SCG | All | Electric & Gas | Packaged/Split Heat Pump (SEER2 19.6) | Efficient |  |  | 1 | Conventional | HVAC | Res - Multi Family | Res | ROB Only | 1 | Residential Households | Cap-Tons | 23 | DEER:HVAC_Eff_AC | 52.2 | 0 | -51.2 | SWHC045-04 | 2872.55 | 2024 | 398.63 | 2024 | 416.4737 | -18.59 | SWHC045-04 | Res Central HVAC System - Fuel Sub - Panel Upgrade - ZEAS 2030 - Cold ¦ SCG ¦ Cold | Res Central HVAC System - Fuel Sub - Panel Upgrade - ZEAS 2030 - Cold | 0.060679 | 0.53 | 0 | RASS 2019 | 0 | 2012 | 1 | SWHC045
RES-HVAC-FS-PU-17-ZEAS.13 | Res ¦ Packaged/Split Heat Pump (SEER2 19.6) - Fuel Sub - Panel Upgrade - ZEAS 2030 - Marine ¦ SDG&E ¦ Marine | Res ¦ Packaged/Split Heat Pump (SEER2 19.6) - Fuel Sub - Panel Upgrade - ZEAS 2030 - Marine | SDG&E ¦ Marine | SDG&E | All | Electric & Gas | Packaged/Split Heat Pump (SEER2 19.6) | Efficient |  |  | 1 | Conventional | HVAC | Res - Single Family | Res | ROB Only | 1 | Residential Households | Cap-Tons | 23 | DEER:HVAC_Eff_AC | 89 | 0 | -28.8 | SWHC045-04 | 2872.55 | 2024 | 398.63 | 2024 | 374.9302 | -18.59 | SWHC045-04 | Res Central HVAC System - Fuel Sub - Panel Upgrade - ZEAS 2030 - Marine ¦ SDG&E ¦ Marine | Res Central HVAC System - Fuel Sub - Panel Upgrade - ZEAS 2030 - Marine | 1.9303 | 0.53 | 0 | RASS 2019 | 514.9917 | 2032 | 1 | SWHC045
RES-HVAC-FS-PU-17-ZEAS.14 | Res ¦ Packaged/Split Heat Pump (SEER2 19.6) - Fuel Sub - Panel Upgrade - ZEAS 2030 - Marine ¦ SDG&E ¦ Marine | Res ¦ Packaged/Split Heat Pump (SEER2 19.6) - Fuel Sub - Panel Upgrade - ZEAS 2030 - Marine | SDG&E ¦ Marine | SDG&E | All | Electric & Gas | Packaged/Split Heat Pump (SEER2 19.6) | Efficient |  |  | 1 | Conventional | HVAC | Res - Multi Family | Res | ROB Only | 1 | Residential Households | Cap-Tons | 23 | DEER:HVAC_Eff_AC | 2.89 | 0 | -26.9 | SWHC045-04 | 2872.55 | 2024 | 398.63 | 2024 | 374.9302 | -18.59 | SWHC045-04 | Res Central HVAC System - Fuel Sub - Panel Upgrade - ZEAS 2030 - Marine ¦ SDG&E ¦ Marine | Res Central HVAC System - Fuel Sub - Panel Upgrade - ZEAS 2030 - Marine | 0.39508 | 0.53 | 0 | RASS 2019 | 0 | 2012 | 1 | SWHC045
RES-HVAC-FS-PU-17-ZEAS.15 | Res ¦ Packaged/Split Heat Pump (SEER2 19.6) - Fuel Sub - Panel Upgrade - ZEAS 2030 - Hot-Dry ¦ SDG&E ¦ Hot-Dry | Res ¦ Packaged/Split Heat Pump (SEER2 19.6) - Fuel Sub - Panel Upgrade - ZEAS 2030 - Hot-Dry | SDG&E ¦ Hot-Dry | SDG&E | All | Electric & Gas | Packaged/Split Heat Pump (SEER2 19.6) | Efficient |  |  | 1 | Conventional | HVAC | Res - Single Family | Res | ROB Only | 1 | Residential Households | Cap-Tons | 23 | DEER:HVAC_Eff_AC | 111 | 0 | -35.5 | SWHC045-04 | 2872.55 | 2024 | 398.63 | 2024 | 468.3708 | -18.59 | SWHC045-04 | Res Central HVAC System - Fuel Sub - Panel Upgrade - ZEAS 2030 - Hot-Dry ¦ SDG&E ¦ Hot-Dry | Res Central HVAC System - Fuel Sub - Panel Upgrade - ZEAS 2030 - Hot-Dry | 1.1703 | 0.53 | 0 | RASS 2019 | 514.9917 | 2032 | 1 | SWHC045
RES-HVAC-FS-PU-17-ZEAS.16 | Res ¦ Packaged/Split Heat Pump (SEER2 19.6) - Fuel Sub - Panel Upgrade - ZEAS 2030 - Hot-Dry ¦ SDG&E ¦ Hot-Dry | Res ¦ Packaged/Split Heat Pump (SEER2 19.6) - Fuel Sub - Panel Upgrade - ZEAS 2030 - Hot-Dry | SDG&E ¦ Hot-Dry | SDG&E | All | Electric & Gas | Packaged/Split Heat Pump (SEER2 19.6) | Efficient |  |  | 1 | Conventional | HVAC | Res - Multi Family | Res | ROB Only | 1 | Residential Households | Cap-Tons | 23 | DEER:HVAC_Eff_AC | -6.7 | 0 | -23.5 | SWHC045-04 | 2872.55 | 2024 | 398.63 | 2024 | 468.3708 | -18.59 | SWHC045-04 | Res Central HVAC System - Fuel Sub - Panel Upgrade - ZEAS 2030 - Hot-Dry ¦ SDG&E ¦ Hot-Dry | Res Central HVAC System - Fuel Sub - Panel Upgrade - ZEAS 2030 - Hot-Dry | 0.14814 | 0.53 | 0 | RASS 2019 | 0 | 2012 | 1 | SWHC045
RES-HVAC-FS-20-ZEAS.1 | Res ¦ Res Furnace FS (AFUE and HIR at Code Level) - ZEAS 2030 - Marine ¦ PG&E ¦ Marine | Res ¦ Res Furnace FS (AFUE and HIR at Code Level) - ZEAS 2030 - Marine | PG&E ¦ Marine | PG&E | All | Electric & Gas | Res Furnace FS (AFUE and HIR at Code Level) | Average Existing and Code |  | 2030 | 1 | Conventional | HVAC | Res - Single Family | Res | ROB and NEW | 0 | Residential Households | household | 30 | DEER:HVAC_Eff_AC | 0 | 0 | 0 | SWHC045-04 | 13071.2044 | 2024 | 419.0925 | 2024 | 0 | 0 | SWHC045-04 | Res Central Furnace Only - Fuel Sub - ZEAS 2030 - Marine ¦ PG&E ¦ Marine | Res Central Furnace Only - Fuel Sub - ZEAS 2030 - Marine | 0.37466 | 0.47 | 0.83168 | RASS 2019 | 0 | 2012 | 1 | SWHC045
RES-HVAC-FS-20-ZEAS.2 | Res ¦ Res Furnace FS (AFUE and HIR at Code Level) - ZEAS 2030 - Marine ¦ PG&E ¦ Marine | Res ¦ Res Furnace FS (AFUE and HIR at Code Level) - ZEAS 2030 - Marine | PG&E ¦ Marine | PG&E | All | Electric & Gas | Res Furnace FS (AFUE and HIR at Code Level) | Average Existing and Code |  | 2030 | 1 | Conventional | HVAC | Res - Multi Family | Res | ROB and NEW | 0 | Residential Households | household | 30 | DEER:HVAC_Eff_AC | 0 | 0 | 0 | SWHC045-04 | 4046.8125 | 2024 | 129.75 | 2024 | 0 | 0 | SWHC045-04 | Res Central Furnace Only - Fuel Sub - ZEAS 2030 - Marine ¦ PG&E ¦ Marine | Res Central Furnace Only - Fuel Sub - ZEAS 2030 - Marine | 0.22588 | 0.47 | 0.94444 | RASS 2019 | 0 | 2012 | 1 | SWHC045
RES-HVAC-FS-20-ZEAS.3 | Res ¦ Res Furnace FS (AFUE and HIR at Code Level) - ZEAS 2030 - Hot-Dry ¦ PG&E ¦ Hot-Dry | Res ¦ Res Furnace FS (AFUE and HIR at Code Level) - ZEAS 2030 - Hot-Dry | PG&E ¦ Hot-Dry | PG&E | All | Electric & Gas | Res Furnace FS (AFUE and HIR at Code Level) | Average Existing and Code |  | 2030 | 1 | Conventional | HVAC | Res - Single Family | Res | ROB and NEW | 0 | Residential Households | household | 30 | DEER:HVAC_Eff_AC | 0 | 0 | 0 | SWHC045-04 | 9995.6269 | 2024 | 320.4825 | 2024 | 0 | 0 | SWHC045-04 | Res Central Furnace Only - Fuel Sub - ZEAS 2030 - Hot-Dry ¦ PG&E ¦ Hot-Dry | Res Central Furnace Only - Fuel Sub - ZEAS 2030 - Hot-Dry | 0.048829 | 0.47 | 0.83168 | RASS 2019 | 0 | 2012 | 1 | SWHC045
RES-HVAC-FS-20-ZEAS.4 | Res ¦ Res Furnace FS (AFUE and HIR at Code Level) - ZEAS 2030 - Hot-Dry ¦ PG&E ¦ Hot-Dry | Res ¦ Res Furnace FS (AFUE and HIR at Code Level) - ZEAS 2030 - Hot-Dry | PG&E ¦ Hot-Dry | PG&E | All | Electric & Gas | Res Furnace FS (AFUE and HIR at Code Level) | Average Existing and Code |  | 2030 | 1 | Conventional | HVAC | Res - Multi Family | Res | ROB and NEW | 0 | Residential Households | household | 30 | DEER:HVAC_Eff_AC | 0 | 0 | 0 | SWHC045-04 | 4046.8125 | 2024 | 129.75 | 2024 | 0 | 0 | SWHC045-04 | Res Central Furnace Only - Fuel Sub - ZEAS 2030 - Hot-Dry ¦ PG&E ¦ Hot-Dry | Res Central Furnace Only - Fuel Sub - ZEAS 2030 - Hot-Dry | 0.033189 | 0.47 | 0.94444 | RASS 2019 | 0 | 2012 | 1 | SWHC045
RES-HVAC-FS-20-ZEAS.5 | Res ¦ Res Furnace FS (AFUE and HIR at Code Level) - ZEAS 2030 - Cold ¦ PG&E ¦ Cold | Res ¦ Res Furnace FS (AFUE and HIR at Code Level) - ZEAS 2030 - Cold | PG&E ¦ Cold | PG&E | All | Electric & Gas | Res Furnace FS (AFUE and HIR at Code Level) | Average Existing and Code |  | 2030 | 1 | Conventional | HVAC | Res - Single Family | Res | ROB and NEW | 0 | Residential Households | household | 30 | DEER:HVAC_Eff_AC | 0 | 0 | 0 | SWHC045-04 | 14608.9931 | 2024 | 468.3975 | 2024 | 0 | 0 | SWHC045-04 | Res Central Furnace Only - Fuel Sub - ZEAS 2030 - Cold ¦ PG&E ¦ Cold | Res Central Furnace Only - Fuel Sub - ZEAS 2030 - Cold | 0.0077842 | 0.47 | 0.83168 | RASS 2019 | 0 | 2012 | 1 | SWHC045
RES-HVAC-FS-20-ZEAS.6 | Res ¦ Res Furnace FS (AFUE and HIR at Code Level) - ZEAS 2030 - Cold ¦ PG&E ¦ Cold | Res ¦ Res Furnace FS (AFUE and HIR at Code Level) - ZEAS 2030 - Cold | PG&E ¦ Cold | PG&E | All | Electric & Gas | Res Furnace FS (AFUE and HIR at Code Level) | Average Existing and Code |  | 2030 | 1 | Conventional | HVAC | Res - Multi Family | Res | ROB and NEW | 0 | Residential Households | household | 30 | DEER:HVAC_Eff_AC | 0 | 0 | 0 | SWHC045-04 | 4046.8125 | 2024 | 129.75 | 2024 | 0 | 0 | SWHC045-04 | Res Central Furnace Only - Fuel Sub - ZEAS 2030 - Cold ¦ PG&E ¦ Cold | Res Central Furnace Only - Fuel Sub - ZEAS 2030 - Cold | 0.017953 | 0.47 | 0.94444 | RASS 2019 | 0 | 2012 | 1 | SWHC045
RES-HVAC-FS-20-ZEAS.7 | Res ¦ Res Furnace FS (AFUE and HIR at Code Level) - ZEAS 2030 - Marine ¦ SCG ¦ Marine | Res ¦ Res Furnace FS (AFUE and HIR at Code Level) - ZEAS 2030 - Marine | SCG ¦ Marine | SCG | All | Electric & Gas | Res Furnace FS (AFUE and HIR at Code Level) | Average Existing and Code |  | 2030 | 1 | Conventional | HVAC | Res - Single Family | Res | ROB and NEW | 0 | Residential Households | household | 30 | DEER:HVAC_Eff_AC | 0 | 0 | 0 | SWHC045-04 | 16227.7181 | 2024 | 520.2975 | 2024 | 0 | 0 | SWHC045-04 | Res Central Furnace Only - Fuel Sub - ZEAS 2030 - Marine ¦ SCG ¦ Marine | Res Central Furnace Only - Fuel Sub - ZEAS 2030 - Marine | 0.40939 | 0.47 | 0.96212 | RASS 2019 | 0 | 2012 | 1 | SWHC045
RES-HVAC-FS-20-ZEAS.8 | Res ¦ Res Furnace FS (AFUE and HIR at Code Level) - ZEAS 2030 - Marine ¦ SCG ¦ Marine | Res ¦ Res Furnace FS (AFUE and HIR at Code Level) - ZEAS 2030 - Marine | SCG ¦ Marine | SCG | All | Electric & Gas | Res Furnace FS (AFUE and HIR at Code Level) | Average Existing and Code |  | 2030 | 1 | Conventional | HVAC | Res - Multi Family | Res | ROB and NEW | 0 | Residential Households | household | 30 | DEER:HVAC_Eff_AC | 0 | 0 | 0 | SWHC045-04 | 5179.92 | 2024 | 166.08 | 2024 | 0 | 0 | SWHC045-04 | Res Central Furnace Only - Fuel Sub - ZEAS 2030 - Marine ¦ SCG ¦ Marine | Res Central Furnace Only - Fuel Sub - ZEAS 2030 - Marine | 0.18899 | 0.47 | 0.96875 | RASS 2019 | 0 | 2012 | 1 | SWHC045
RES-HVAC-FS-20-ZEAS.9 | Res ¦ Res Furnace FS (AFUE and HIR at Code Level) - ZEAS 2030 - Hot-Dry ¦ SCG ¦ Hot-Dry | Res ¦ Res Furnace FS (AFUE and HIR at Code Level) - ZEAS 2030 - Hot-Dry | SCG ¦ Hot-Dry | SCG | All | Electric & Gas | Res Furnace FS (AFUE and HIR at Code Level) | Average Existing and Code |  | 2030 | 1 | Conventional | HVAC | Res - Single Family | Res | ROB and NEW | 0 | Residential Households | household | 30 | DEER:HVAC_Eff_AC | 0 | 0 | 0 | SWHC045-04 | 13637.7581 | 2024 | 437.2575 | 2024 | 0 | 0 | SWHC045-04 | Res Central Furnace Only - Fuel Sub - ZEAS 2030 - Hot-Dry ¦ SCG ¦ Hot-Dry | Res Central Furnace Only - Fuel Sub - ZEAS 2030 - Hot-Dry | 0.053422 | 0.47 | 0.96212 | RASS 2019 | 0 | 2012 | 1 | SWHC045
RES-HVAC-FS-20-ZEAS.10 | Res ¦ Res Furnace FS (AFUE and HIR at Code Level) - ZEAS 2030 - Hot-Dry ¦ SCG ¦ Hot-Dry | Res ¦ Res Furnace FS (AFUE and HIR at Code Level) - ZEAS 2030 - Hot-Dry | SCG ¦ Hot-Dry | SCG | All | Electric & Gas | Res Furnace FS (AFUE and HIR at Code Level) | Average Existing and Code |  | 2030 | 1 | Conventional | HVAC | Res - Multi Family | Res | ROB and NEW | 0 | Residential Households | household | 30 | DEER:HVAC_Eff_AC | 0 | 0 | 0 | SWHC045-04 | 4046.8125 | 2024 | 129.75 | 2024 | 0 | 0 | SWHC045-04 | Res Central Furnace Only - Fuel Sub - ZEAS 2030 - Hot-Dry ¦ SCG ¦ Hot-Dry | Res Central Furnace Only - Fuel Sub - ZEAS 2030 - Hot-Dry | 0.023966 | 0.47 | 0.96875 | RASS 2019 | 0 | 2012 | 1 | SWHC045
RES-HVAC-FS-20-ZEAS.11 | Res ¦ Res Furnace FS (AFUE and HIR at Code Level) - ZEAS 2030 - Cold ¦ SCG ¦ Cold | Res ¦ Res Furnace FS (AFUE and HIR at Code Level) - ZEAS 2030 - Cold | SCG ¦ Cold | SCG | All | Electric & Gas | Res Furnace FS (AFUE and HIR at Code Level) | Average Existing and Code |  | 2030 | 1 | Conventional | HVAC | Res - Single Family | Res | ROB and NEW | 0 | Residential Households | household | 30 | DEER:HVAC_Eff_AC | 0 | 0 | 0 | SWHC045-04 | 14608.9931 | 2024 | 468.3975 | 2024 | 0 | 0 | SWHC045-04 | Res Central Furnace Only - Fuel Sub - ZEAS 2030 - Cold ¦ SCG ¦ Cold | Res Central Furnace Only - Fuel Sub - ZEAS 2030 - Cold | 0.090455 | 0.47 | 0.96212 | RASS 2019 | 0 | 2012 | 1 | SWHC045
RES-HVAC-FS-20-ZEAS.12 | Res ¦ Res Furnace FS (AFUE and HIR at Code Level) - ZEAS 2030 - Cold ¦ SCG ¦ Cold | Res ¦ Res Furnace FS (AFUE and HIR at Code Level) - ZEAS 2030 - Cold | SCG ¦ Cold | SCG | All | Electric & Gas | Res Furnace FS (AFUE and HIR at Code Level) | Average Existing and Code |  | 2030 | 1 | Conventional | HVAC | Res - Multi Family | Res | ROB and NEW | 0 | Residential Households | household | 30 | DEER:HVAC_Eff_AC | 0 | 0 | 0 | SWHC045-04 | 4046.8125 | 2024 | 129.75 | 2024 | 0 | 0 | SWHC045-04 | Res Central Furnace Only - Fuel Sub - ZEAS 2030 - Cold ¦ SCG ¦ Cold | Res Central Furnace Only - Fuel Sub - ZEAS 2030 - Cold | 0.017953 | 0.47 | 0.96875 | RASS 2019 | 0 | 2012 | 1 | SWHC045
RES-HVAC-FS-20-ZEAS.13 | Res ¦ Res Furnace FS (AFUE and HIR at Code Level) - ZEAS 2030 - Marine ¦ SDG&E ¦ Marine | Res ¦ Res Furnace FS (AFUE and HIR at Code Level) - ZEAS 2030 - Marine | SDG&E ¦ Marine | SDG&E | All | Electric & Gas | Res Furnace FS (AFUE and HIR at Code Level) | Average Existing and Code |  | 2030 | 1 | Conventional | HVAC | Res - Single Family | Res | ROB and NEW | 0 | Residential Households | household | 30 | DEER:HVAC_Eff_AC | 0 | 0 | 0 | SWHC045-04 | 16227.7181 | 2024 | 520.2975 | 2024 | 0 | 0 | SWHC045-04 | Res Central Furnace Only - Fuel Sub - ZEAS 2030 - Marine ¦ SDG&E ¦ Marine | Res Central Furnace Only - Fuel Sub - ZEAS 2030 - Marine | 0.15258 | 0.47 | 0.96296 | RASS 2019 | 0 | 2012 | 1 | SWHC045
RES-HVAC-FS-20-ZEAS.14 | Res ¦ Res Furnace FS (AFUE and HIR at Code Level) - ZEAS 2030 - Marine ¦ SDG&E ¦ Marine | Res ¦ Res Furnace FS (AFUE and HIR at Code Level) - ZEAS 2030 - Marine | SDG&E ¦ Marine | SDG&E | All | Electric & Gas | Res Furnace FS (AFUE and HIR at Code Level) | Average Existing and Code |  | 2030 | 1 | Conventional | HVAC | Res - Multi Family | Res | ROB and NEW | 0 | Residential Households | household | 30 | DEER:HVAC_Eff_AC | 0 | 0 | 0 | SWHC045-04 | 5179.92 | 2024 | 166.08 | 2024 | 0 | 0 | SWHC045-04 | Res Central Furnace Only - Fuel Sub - ZEAS 2030 - Marine ¦ SDG&E ¦ Marine | Res Central Furnace Only - Fuel Sub - ZEAS 2030 - Marine | 0.29631 | 0.47 | 1 | RASS 2019 | 0 | 2012 | 1 | SWHC045
RES-HVAC-FS-20-ZEAS.15 | Res ¦ Res Furnace FS (AFUE and HIR at Code Level) - ZEAS 2030 - Hot-Dry ¦ SDG&E ¦ Hot-Dry | Res ¦ Res Furnace FS (AFUE and HIR at Code Level) - ZEAS 2030 - Hot-Dry | SDG&E ¦ Hot-Dry | SDG&E | All | Electric & Gas | Res Furnace FS (AFUE and HIR at Code Level) | Average Existing and Code |  | 2030 | 1 | Conventional | HVAC | Res - Single Family | Res | ROB and NEW | 0 | Residential Households | household | 30 | DEER:HVAC_Eff_AC | 0 | 0 | 0 | SWHC045-04 | 12990.2681 | 2024 | 416.4975 | 2024 | 0 | 0 | SWHC045-04 | Res Central Furnace Only - Fuel Sub - ZEAS 2030 - Hot-Dry ¦ SDG&E ¦ Hot-Dry | Res Central Furnace Only - Fuel Sub - ZEAS 2030 - Hot-Dry | 0.17372 | 0.47 | 0.96296 | RASS 2019 | 0 | 2012 | 1 | SWHC045
RES-HVAC-FS-20-ZEAS.16 | Res ¦ Res Furnace FS (AFUE and HIR at Code Level) - ZEAS 2030 - Hot-Dry ¦ SDG&E ¦ Hot-Dry | Res ¦ Res Furnace FS (AFUE and HIR at Code Level) - ZEAS 2030 - Hot-Dry | SDG&E ¦ Hot-Dry | SDG&E | All | Electric & Gas | Res Furnace FS (AFUE and HIR at Code Level) | Average Existing and Code |  | 2030 | 1 | Conventional | HVAC | Res - Multi Family | Res | ROB and NEW | 0 | Residential Households | household | 30 | DEER:HVAC_Eff_AC | 0 | 0 | 0 | SWHC045-04 | 4491.9619 | 2024 | 144.0225 | 2024 | 0 | 0 | SWHC045-04 | Res Central Furnace Only - Fuel Sub - ZEAS 2030 - Hot-Dry ¦ SDG&E ¦ Hot-Dry | Res Central Furnace Only - Fuel Sub - ZEAS 2030 - Hot-Dry | 0.053553 | 0.47 | 1 | RASS 2019 | 0 | 2012 | 1 | SWHC045
RES-HVAC-FS-21-ZEAS.1 | Res ¦ Res Efficient Furnace FS (AFUE = 95) - ZEAS 2030 - Marine ¦ PG&E ¦ Marine | Res ¦ Res Efficient Furnace FS (AFUE = 95) - ZEAS 2030 - Marine | PG&E ¦ Marine | PG&E | All | Electric & Gas | Res Efficient Furnace FS (AFUE = 95) | Efficient |  | 2030 | 1 | Conventional | HVAC | Res - Single Family | Res | ROB and NEW | 0 | Residential Households | household | 30 | DEER:HVAC_Eff_AC | -33.3094 | 0 | -5.596 | SWHC031-04 | 13404.6312 | 2022 | 419.0925 | 2022 | 1704 | 0 | SWHC031-04 | Res Central Furnace Only - Fuel Sub - ZEAS 2030 - Marine ¦ PG&E ¦ Marine | Res Central Furnace Only - Fuel Sub - ZEAS 2030 - Marine | 0.37466 | 0.47 | 0.16832 | RASS 2019 | 875.6261 | 2032 | 1 | SWHC031 (furnace)
RES-HVAC-FS-21-ZEAS.2 | Res ¦ Res Efficient Furnace FS (AFUE = 95) - ZEAS 2030 - Marine ¦ PG&E ¦ Marine | Res ¦ Res Efficient Furnace FS (AFUE = 95) - ZEAS 2030 - Marine | PG&E ¦ Marine | PG&E | All | Electric & Gas | Res Efficient Furnace FS (AFUE = 95) | Efficient |  | 2030 | 1 | Conventional | HVAC | Res - Multi Family | Res | ROB and NEW | 0 | Residential Households | household | 30 | DEER:HVAC_Eff_AC | -2.0625 | 0 | -1.3406 | SWHC031-04 | 4150.0406 | 2022 | 129.75 | 2022 | 1704 | 0 | SWHC031-04 | Res Central Furnace Only - Fuel Sub - ZEAS 2030 - Marine ¦ PG&E ¦ Marine | Res Central Furnace Only - Fuel Sub - ZEAS 2030 - Marine | 0.22588 | 0.47 | 0.055556 | RASS 2019 | 0 | 2012 | 1 | SWHC031 (furnace)
RES-HVAC-FS-21-ZEAS.3 | Res ¦ Res Efficient Furnace FS (AFUE = 95) - ZEAS 2030 - Hot-Dry ¦ PG&E ¦ Hot-Dry | Res ¦ Res Efficient Furnace FS (AFUE = 95) - ZEAS 2030 - Hot-Dry | PG&E ¦ Hot-Dry | PG&E | All | Electric & Gas | Res Efficient Furnace FS (AFUE = 95) | Efficient |  | 2030 | 1 | Conventional | HVAC | Res - Single Family | Res | ROB and NEW | 0 | Residential Households | household | 30 | DEER:HVAC_Eff_AC | -22.9247 | 0 | -6.4953 | SWHC031-04 | 10250.6003 | 2022 | 320.4825 | 2022 | 1704 | 0 | SWHC031-04 | Res Central Furnace Only - Fuel Sub - ZEAS 2030 - Hot-Dry ¦ PG&E ¦ Hot-Dry | Res Central Furnace Only - Fuel Sub - ZEAS 2030 - Hot-Dry | 0.048829 | 0.47 | 0.16832 | RASS 2019 | 875.6261 | 2032 | 1 | SWHC031 (furnace)
RES-HVAC-FS-21-ZEAS.4 | Res ¦ Res Efficient Furnace FS (AFUE = 95) - ZEAS 2030 - Hot-Dry ¦ PG&E ¦ Hot-Dry | Res ¦ Res Efficient Furnace FS (AFUE = 95) - ZEAS 2030 - Hot-Dry | PG&E ¦ Hot-Dry | PG&E | All | Electric & Gas | Res Efficient Furnace FS (AFUE = 95) | Efficient |  | 2030 | 1 | Conventional | HVAC | Res - Multi Family | Res | ROB and NEW | 0 | Residential Households | household | 30 | DEER:HVAC_Eff_AC | -2.0625 | 0 | -1.3406 | SWHC031-04 | 4150.0406 | 2022 | 129.75 | 2022 | 1704 | 0 | SWHC031-04 | Res Central Furnace Only - Fuel Sub - ZEAS 2030 - Hot-Dry ¦ PG&E ¦ Hot-Dry | Res Central Furnace Only - Fuel Sub - ZEAS 2030 - Hot-Dry | 0.033189 | 0.47 | 0.055556 | RASS 2019 | 0 | 2012 | 1 | SWHC031 (furnace)
RES-HVAC-FS-21-ZEAS.5 | Res ¦ Res Efficient Furnace FS (AFUE = 95) - ZEAS 2030 - Cold ¦ PG&E ¦ Cold | Res ¦ Res Efficient Furnace FS (AFUE = 95) - ZEAS 2030 - Cold | PG&E ¦ Cold | PG&E | All | Electric & Gas | Res Efficient Furnace FS (AFUE = 95) | Efficient |  | 2030 | 1 | Conventional | HVAC | Res - Single Family | Res | ROB and NEW | 0 | Residential Households | household | 30 | DEER:HVAC_Eff_AC | -26.0597 | 0 | -5.9565 | SWHC031-04 | 14981.6467 | 2022 | 468.3975 | 2022 | 1704 | 0 | SWHC031-04 | Res Central Furnace Only - Fuel Sub - ZEAS 2030 - Cold ¦ PG&E ¦ Cold | Res Central Furnace Only - Fuel Sub - ZEAS 2030 - Cold | 0.0077842 | 0.47 | 0.16832 | RASS 2019 | 875.6261 | 2032 | 1 | SWHC031 (furnace)
RES-HVAC-FS-21-ZEAS.6 | Res ¦ Res Efficient Furnace FS (AFUE = 95) - ZEAS 2030 - Cold ¦ PG&E ¦ Cold | Res ¦ Res Efficient Furnace FS (AFUE = 95) - ZEAS 2030 - Cold | PG&E ¦ Cold | PG&E | All | Electric & Gas | Res Efficient Furnace FS (AFUE = 95) | Efficient |  | 2030 | 1 | Conventional | HVAC | Res - Multi Family | Res | ROB and NEW | 0 | Residential Households | household | 30 | DEER:HVAC_Eff_AC | -4.125 | 0 | -1.9903 | SWHC031-04 | 4150.0406 | 2022 | 129.75 | 2022 | 1704 | 0 | SWHC031-04 | Res Central Furnace Only - Fuel Sub - ZEAS 2030 - Cold ¦ PG&E ¦ Cold | Res Central Furnace Only - Fuel Sub - ZEAS 2030 - Cold | 0.017953 | 0.47 | 0.055556 | RASS 2019 | 0 | 2012 | 1 | SWHC031 (furnace)
RES-HVAC-FS-21-ZEAS.7 | Res ¦ Res Efficient Furnace FS (AFUE = 95) - ZEAS 2030 - Marine ¦ SCG ¦ Marine | Res ¦ Res Efficient Furnace FS (AFUE = 95) - ZEAS 2030 - Marine | SCG ¦ Marine | SCG | All | Electric & Gas | Res Efficient Furnace FS (AFUE = 95) | Efficient |  | 2030 | 1 | Conventional | HVAC | Res - Single Family | Res | ROB and NEW | 0 | Residential Households | household | 30 | DEER:HVAC_Eff_AC | -33.0825 | 0 | -3.6804 | SWHC031-04 | 16641.6629 | 2022 | 520.2975 | 2022 | 1704 | 0 | SWHC031-04 | Res Central Furnace Only - Fuel Sub - ZEAS 2030 - Marine ¦ SCG ¦ Marine | Res Central Furnace Only - Fuel Sub - ZEAS 2030 - Marine | 0.40939 | 0.47 | 0.037879 | RASS 2019 | 875.6261 | 2032 | 1 | SWHC031 (furnace)
RES-HVAC-FS-21-ZEAS.8 | Res ¦ Res Efficient Furnace FS (AFUE = 95) - ZEAS 2030 - Marine ¦ SCG ¦ Marine | Res ¦ Res Efficient Furnace FS (AFUE = 95) - ZEAS 2030 - Marine | SCG ¦ Marine | SCG | All | Electric & Gas | Res Efficient Furnace FS (AFUE = 95) | Efficient |  | 2030 | 1 | Conventional | HVAC | Res - Multi Family | Res | ROB and NEW | 0 | Residential Households | household | 30 | DEER:HVAC_Eff_AC | -1.32 | 0 | -0.9372 | SWHC031-04 | 5312.052 | 2022 | 166.08 | 2022 | 1704 | 0 | SWHC031-04 | Res Central Furnace Only - Fuel Sub - ZEAS 2030 - Marine ¦ SCG ¦ Marine | Res Central Furnace Only - Fuel Sub - ZEAS 2030 - Marine | 0.18899 | 0.47 | 0.03125 | RASS 2019 | 0 | 2012 | 1 | SWHC031 (furnace)
RES-HVAC-FS-21-ZEAS.9 | Res ¦ Res Efficient Furnace FS (AFUE = 95) - ZEAS 2030 - Hot-Dry ¦ SCG ¦ Hot-Dry | Res ¦ Res Efficient Furnace FS (AFUE = 95) - ZEAS 2030 - Hot-Dry | SCG ¦ Hot-Dry | SCG | All | Electric & Gas | Res Efficient Furnace FS (AFUE = 95) | Efficient |  | 2030 | 1 | Conventional | HVAC | Res - Single Family | Res | ROB and NEW | 0 | Residential Households | household | 30 | DEER:HVAC_Eff_AC | -24.3272 | 0 | -3.3363 | SWHC031-04 | 13985.6369 | 2022 | 437.2575 | 2022 | 1704 | 0 | SWHC031-04 | Res Central Furnace Only - Fuel Sub - ZEAS 2030 - Hot-Dry ¦ SCG ¦ Hot-Dry | Res Central Furnace Only - Fuel Sub - ZEAS 2030 - Hot-Dry | 0.053422 | 0.47 | 0.037879 | RASS 2019 | 875.6261 | 2032 | 1 | SWHC031 (furnace)
RES-HVAC-FS-21-ZEAS.10 | Res ¦ Res Efficient Furnace FS (AFUE = 95) - ZEAS 2030 - Hot-Dry ¦ SCG ¦ Hot-Dry | Res ¦ Res Efficient Furnace FS (AFUE = 95) - ZEAS 2030 - Hot-Dry | SCG ¦ Hot-Dry | SCG | All | Electric & Gas | Res Efficient Furnace FS (AFUE = 95) | Efficient |  | 2030 | 1 | Conventional | HVAC | Res - Multi Family | Res | ROB and NEW | 0 | Residential Households | household | 30 | DEER:HVAC_Eff_AC | -2.0625 | 0 | -0.86625 | SWHC031-04 | 4150.0406 | 2022 | 129.75 | 2022 | 1704 | 0 | SWHC031-04 | Res Central Furnace Only - Fuel Sub - ZEAS 2030 - Hot-Dry ¦ SCG ¦ Hot-Dry | Res Central Furnace Only - Fuel Sub - ZEAS 2030 - Hot-Dry | 0.023966 | 0.47 | 0.03125 | RASS 2019 | 0 | 2012 | 1 | SWHC031 (furnace)
RES-HVAC-FS-21-ZEAS.11 | Res ¦ Res Efficient Furnace FS (AFUE = 95) - ZEAS 2030 - Cold ¦ SCG ¦ Cold | Res ¦ Res Efficient Furnace FS (AFUE = 95) - ZEAS 2030 - Cold | SCG ¦ Cold | SCG | All | Electric & Gas | Res Efficient Furnace FS (AFUE = 95) | Efficient |  | 2030 | 1 | Conventional | HVAC | Res - Single Family | Res | ROB and NEW | 0 | Residential Households | household | 30 | DEER:HVAC_Eff_AC | -26.0597 | 0 | -5.9565 | SWHC031-04 | 14981.6467 | 2022 | 468.3975 | 2022 | 1704 | 0 | SWHC031-04 | Res Central Furnace Only - Fuel Sub - ZEAS 2030 - Cold ¦ SCG ¦ Cold | Res Central Furnace Only - Fuel Sub - ZEAS 2030 - Cold | 0.090455 | 0.47 | 0.037879 | RASS 2019 | 875.6261 | 2032 | 1 | SWHC031 (furnace)
RES-HVAC-FS-21-ZEAS.12 | Res ¦ Res Efficient Furnace FS (AFUE = 95) - ZEAS 2030 - Cold ¦ SCG ¦ Cold | Res ¦ Res Efficient Furnace FS (AFUE = 95) - ZEAS 2030 - Cold | SCG ¦ Cold | SCG | All | Electric & Gas | Res Efficient Furnace FS (AFUE = 95) | Efficient |  | 2030 | 1 | Conventional | HVAC | Res - Multi Family | Res | ROB and NEW | 0 | Residential Households | household | 30 | DEER:HVAC_Eff_AC | -4.125 | 0 | -1.9903 | SWHC031-04 | 4150.0406 | 2022 | 129.75 | 2022 | 1704 | 0 | SWHC031-04 | Res Central Furnace Only - Fuel Sub - ZEAS 2030 - Cold ¦ SCG ¦ Cold | Res Central Furnace Only - Fuel Sub - ZEAS 2030 - Cold | 0.017953 | 0.47 | 0.03125 | RASS 2019 | 0 | 2012 | 1 | SWHC031 (furnace)
RES-HVAC-FS-21-ZEAS.13 | Res ¦ Res Efficient Furnace FS (AFUE = 95) - ZEAS 2030 - Marine ¦ SDG&E ¦ Marine | Res ¦ Res Efficient Furnace FS (AFUE = 95) - ZEAS 2030 - Marine | SDG&E ¦ Marine | SDG&E | All | Electric & Gas | Res Efficient Furnace FS (AFUE = 95) | Efficient |  | 2030 | 1 | Conventional | HVAC | Res - Single Family | Res | ROB and NEW | 0 | Residential Households | household | 30 | DEER:HVAC_Eff_AC | -33.0825 | 0 | -3.6804 | SWHC031-04 | 16641.6629 | 2022 | 520.2975 | 2022 | 1704 | 0 | SWHC031-04 | Res Central Furnace Only - Fuel Sub - ZEAS 2030 - Marine ¦ SDG&E ¦ Marine | Res Central Furnace Only - Fuel Sub - ZEAS 2030 - Marine | 0.15258 | 0.47 | 0.037037 | RASS 2019 | 875.6261 | 2032 | 1 | SWHC031 (furnace)
RES-HVAC-FS-21-ZEAS.14 | Res ¦ Res Efficient Furnace FS (AFUE = 95) - ZEAS 2030 - Marine ¦ SDG&E ¦ Marine | Res ¦ Res Efficient Furnace FS (AFUE = 95) - ZEAS 2030 - Marine | SDG&E ¦ Marine | SDG&E | All | Electric & Gas | Res Efficient Furnace FS (AFUE = 95) | Efficient |  | 2030 | 1 | Conventional | HVAC | Res - Multi Family | Res | ROB and NEW | 0 | Residential Households | household | 30 | DEER:HVAC_Eff_AC | -1.32 | 0 | -0.9372 | SWHC031-04 | 5312.052 | 2022 | 166.08 | 2022 | 1704 | 0 | SWHC031-04 | Res Central Furnace Only - Fuel Sub - ZEAS 2030 - Marine ¦ SDG&E ¦ Marine | Res Central Furnace Only - Fuel Sub - ZEAS 2030 - Marine | 0.29631 | 0.47 | 0 | RASS 2019 | 0 | 2012 | 1 | SWHC031 (furnace)
RES-HVAC-FS-21-ZEAS.15 | Res ¦ Res Efficient Furnace FS (AFUE = 95) - ZEAS 2030 - Hot-Dry ¦ SDG&E ¦ Hot-Dry | Res ¦ Res Efficient Furnace FS (AFUE = 95) - ZEAS 2030 - Hot-Dry | SDG&E ¦ Hot-Dry | SDG&E | All | Electric & Gas | Res Efficient Furnace FS (AFUE = 95) | Efficient |  | 2030 | 1 | Conventional | HVAC | Res - Single Family | Res | ROB and NEW | 0 | Residential Households | household | 30 | DEER:HVAC_Eff_AC | -33.1031 | 0 | -2.5158 | SWHC031-04 | 13321.6304 | 2022 | 416.4975 | 2022 | 1704 | 0 | SWHC031-04 | Res Central Furnace Only - Fuel Sub - ZEAS 2030 - Hot-Dry ¦ SDG&E ¦ Hot-Dry | Res Central Furnace Only - Fuel Sub - ZEAS 2030 - Hot-Dry | 0.17372 | 0.47 | 0.037037 | RASS 2019 | 875.6261 | 2032 | 1 | SWHC031 (furnace)
RES-HVAC-FS-21-ZEAS.16 | Res ¦ Res Efficient Furnace FS (AFUE = 95) - ZEAS 2030 - Hot-Dry ¦ SDG&E ¦ Hot-Dry | Res ¦ Res Efficient Furnace FS (AFUE = 95) - ZEAS 2030 - Hot-Dry | SDG&E ¦ Hot-Dry | SDG&E | All | Electric & Gas | Res Efficient Furnace FS (AFUE = 95) | Efficient |  | 2030 | 1 | Conventional | HVAC | Res - Multi Family | Res | ROB and NEW | 0 | Residential Households | household | 30 | DEER:HVAC_Eff_AC | -1.1447 | 0 | -0.76694 | SWHC031-04 | 4606.5451 | 2022 | 144.0225 | 2022 | 1704 | 0 | SWHC031-04 | Res Central Furnace Only - Fuel Sub - ZEAS 2030 - Hot-Dry ¦ SDG&E ¦ Hot-Dry | Res Central Furnace Only - Fuel Sub - ZEAS 2030 - Hot-Dry | 0.053553 | 0.47 | 0 | RASS 2019 | 0 | 2012 | 1 | SWHC031 (furnace)
RES-HVAC-FS-20B-ZEAS.1 | Res ¦ Res Furnace Heat Pump Heating Only (SEER2 14.3) - Fuel Sub Future Baseline - ZEAS 2030 - Marine ¦ PG&E ¦ Marine | Res ¦ Res Furnace Heat Pump Heating Only (SEER2 14.3) - Fuel Sub Future Baseline - ZEAS 2030 - Marine | PG&E ¦ Marine | PG&E | All | Electric & Gas | Res Furnace Heat Pump Heating Only (SEER2 14.3) - Fuel Sub Future Baseline | Efficient | 2030 |  | 1 | Conventional | HVAC | Res - Single Family | Res | ROB and NEW | 0 | Residential Households | household | 23 | DEER:HVAC_Eff_AC | 3349.1062 | 0.20894 | -257.8953 | SWHC049-06 | 17770.8645 | 2022 | 2396.0039 | 2022 | 0 | -858.7258 | SWHC049-06 | Res Central Furnace Only - Fuel Sub - ZEAS 2030 - Marine ¦ PG&E ¦ Marine | Res Central Furnace Only - Fuel Sub - ZEAS 2030 - Marine | 0.37466 | 0.47 | 0 | RASS 2019 | 0 | 2012 | 1 | SWHC049
RES-HVAC-FS-20B-ZEAS.2 | Res ¦ Res Furnace Heat Pump Heating Only (SEER2 14.3) - Fuel Sub Future Baseline - ZEAS 2030 - Marine ¦ PG&E ¦ Marine | Res ¦ Res Furnace Heat Pump Heating Only (SEER2 14.3) - Fuel Sub Future Baseline - ZEAS 2030 - Marine | PG&E ¦ Marine | PG&E | All | Electric & Gas | Res Furnace Heat Pump Heating Only (SEER2 14.3) - Fuel Sub Future Baseline | Efficient | 2030 |  | 1 | Conventional | HVAC | Res - Multi Family | Res | ROB and NEW | 0 | Residential Households | household | 23 | DEER:HVAC_Eff_AC | 1134.0625 | 0.067828 | -66.25 | SWHC049-06 | 5501.8156 | 2022 | 741.7969 | 2022 | 0 | -265.8594 | SWHC049-06 | Res Central Furnace Only - Fuel Sub - ZEAS 2030 - Marine ¦ PG&E ¦ Marine | Res Central Furnace Only - Fuel Sub - ZEAS 2030 - Marine | 0.22588 | 0.47 | 0 | RASS 2019 | 0 | 2012 | 1 | SWHC049
RES-HVAC-FS-20B-ZEAS.3 | Res ¦ Res Furnace Heat Pump Heating Only (SEER2 14.3) - Fuel Sub Future Baseline - ZEAS 2030 - Hot-Dry ¦ PG&E ¦ Hot-Dry | Res ¦ Res Furnace Heat Pump Heating Only (SEER2 14.3) - Fuel Sub Future Baseline - ZEAS 2030 - Hot-Dry | PG&E ¦ Hot-Dry | PG&E | All | Electric & Gas | Res Furnace Heat Pump Heating Only (SEER2 14.3) - Fuel Sub Future Baseline | Efficient | 2030 |  | 1 | Conventional | HVAC | Res - Single Family | Res | ROB and NEW | 0 | Residential Households | household | 23 | DEER:HVAC_Eff_AC | 4583.3938 | 0.22033 | -218.8266 | SWHC049-06 | 13589.4846 | 2022 | 1832.2383 | 2022 | 0 | -656.6727 | SWHC049-06 | Res Central Furnace Only - Fuel Sub - ZEAS 2030 - Hot-Dry ¦ PG&E ¦ Hot-Dry | Res Central Furnace Only - Fuel Sub - ZEAS 2030 - Hot-Dry | 0.048829 | 0.47 | 0 | RASS 2019 | 0 | 2012 | 1 | SWHC049
RES-HVAC-FS-20B-ZEAS.4 | Res ¦ Res Furnace Heat Pump Heating Only (SEER2 14.3) - Fuel Sub Future Baseline - ZEAS 2030 - Hot-Dry ¦ PG&E ¦ Hot-Dry | Res ¦ Res Furnace Heat Pump Heating Only (SEER2 14.3) - Fuel Sub Future Baseline - ZEAS 2030 - Hot-Dry | PG&E ¦ Hot-Dry | PG&E | All | Electric & Gas | Res Furnace Heat Pump Heating Only (SEER2 14.3) - Fuel Sub Future Baseline | Efficient | 2030 |  | 1 | Conventional | HVAC | Res - Multi Family | Res | ROB and NEW | 0 | Residential Households | household | 23 | DEER:HVAC_Eff_AC | 1549.6875 | 0.085922 | -59.6875 | SWHC049-06 | 5501.8156 | 2022 | 741.7969 | 2022 | 0 | -265.8594 | SWHC049-06 | Res Central Furnace Only - Fuel Sub - ZEAS 2030 - Hot-Dry ¦ PG&E ¦ Hot-Dry | Res Central Furnace Only - Fuel Sub - ZEAS 2030 - Hot-Dry | 0.033189 | 0.47 | 0 | RASS 2019 | 0 | 2012 | 1 | SWHC049
RES-HVAC-FS-20B-ZEAS.5 | Res ¦ Res Furnace Heat Pump Heating Only (SEER2 14.3) - Fuel Sub Future Baseline - ZEAS 2030 - Cold ¦ PG&E ¦ Cold | Res ¦ Res Furnace Heat Pump Heating Only (SEER2 14.3) - Fuel Sub Future Baseline - ZEAS 2030 - Cold | PG&E ¦ Cold | PG&E | All | Electric & Gas | Res Furnace Heat Pump Heating Only (SEER2 14.3) - Fuel Sub Future Baseline | Efficient | 2030 |  | 1 | Conventional | HVAC | Res - Single Family | Res | ROB and NEW | 0 | Residential Households | household | 23 | DEER:HVAC_Eff_AC | 9147.9656 | 0.33268 | -297.825 | SWHC049-06 | 19861.5544 | 2022 | 2677.8867 | 2022 | 0 | -959.7523 | SWHC049-06 | Res Central Furnace Only - Fuel Sub - ZEAS 2030 - Cold ¦ PG&E ¦ Cold | Res Central Furnace Only - Fuel Sub - ZEAS 2030 - Cold | 0.0077842 | 0.47 | 0 | RASS 2019 | 0 | 2012 | 1 | SWHC049
RES-HVAC-FS-20B-ZEAS.6 | Res ¦ Res Furnace Heat Pump Heating Only (SEER2 14.3) - Fuel Sub Future Baseline - ZEAS 2030 - Cold ¦ PG&E ¦ Cold | Res ¦ Res Furnace Heat Pump Heating Only (SEER2 14.3) - Fuel Sub Future Baseline - ZEAS 2030 - Cold | PG&E ¦ Cold | PG&E | All | Electric & Gas | Res Furnace Heat Pump Heating Only (SEER2 14.3) - Fuel Sub Future Baseline | Efficient | 2030 |  | 1 | Conventional | HVAC | Res - Multi Family | Res | ROB and NEW | 0 | Residential Households | household | 23 | DEER:HVAC_Eff_AC | 2568.75 | 0.11672 | -94.5312 | SWHC049-06 | 5501.8156 | 2022 | 741.7969 | 2022 | 0 | -265.8594 | SWHC049-06 | Res Central Furnace Only - Fuel Sub - ZEAS 2030 - Cold ¦ PG&E ¦ Cold | Res Central Furnace Only - Fuel Sub - ZEAS 2030 - Cold | 0.017953 | 0.47 | 0 | RASS 2019 | 0 | 2012 | 1 | SWHC049
RES-HVAC-FS-20B-ZEAS.7 | Res ¦ Res Furnace Heat Pump Heating Only (SEER2 14.3) - Fuel Sub Future Baseline - ZEAS 2030 - Marine ¦ SCG ¦ Marine | Res ¦ Res Furnace Heat Pump Heating Only (SEER2 14.3) - Fuel Sub Future Baseline - ZEAS 2030 - Marine | SCG ¦ Marine | SCG | All | Electric & Gas | Res Furnace Heat Pump Heating Only (SEER2 14.3) - Fuel Sub Future Baseline | Efficient | 2030 |  | 1 | Conventional | HVAC | Res - Single Family | Res | ROB and NEW | 0 | Residential Households | household | 23 | DEER:HVAC_Eff_AC | 2582.6906 | 0.15131 | -179.8234 | SWHC049-06 | 22062.2807 | 2022 | 2974.6055 | 2022 | 0 | -1066.0961 | SWHC049-06 | Res Central Furnace Only - Fuel Sub - ZEAS 2030 - Marine ¦ SCG ¦ Marine | Res Central Furnace Only - Fuel Sub - ZEAS 2030 - Marine | 0.40939 | 0.47 | 0 | RASS 2019 | 0 | 2012 | 1 | SWHC049
RES-HVAC-FS-20B-ZEAS.8 | Res ¦ Res Furnace Heat Pump Heating Only (SEER2 14.3) - Fuel Sub Future Baseline - ZEAS 2030 - Marine ¦ SCG ¦ Marine | Res ¦ Res Furnace Heat Pump Heating Only (SEER2 14.3) - Fuel Sub Future Baseline - ZEAS 2030 - Marine | SCG ¦ Marine | SCG | All | Electric & Gas | Res Furnace Heat Pump Heating Only (SEER2 14.3) - Fuel Sub Future Baseline | Efficient | 2030 |  | 1 | Conventional | HVAC | Res - Multi Family | Res | ROB and NEW | 0 | Residential Households | household | 23 | DEER:HVAC_Eff_AC | 969.44 | 0.05124 | -65.2 | SWHC049-06 | 7042.324 | 2022 | 949.5 | 2022 | 0 | -340.3 | SWHC049-06 | Res Central Furnace Only - Fuel Sub - ZEAS 2030 - Marine ¦ SCG ¦ Marine | Res Central Furnace Only - Fuel Sub - ZEAS 2030 - Marine | 0.18899 | 0.47 | 0 | RASS 2019 | 0 | 2012 | 1 | SWHC049
RES-HVAC-FS-20B-ZEAS.9 | Res ¦ Res Furnace Heat Pump Heating Only (SEER2 14.3) - Fuel Sub Future Baseline - ZEAS 2030 - Hot-Dry ¦ SCG ¦ Hot-Dry | Res ¦ Res Furnace Heat Pump Heating Only (SEER2 14.3) - Fuel Sub Future Baseline - ZEAS 2030 - Hot-Dry | SCG ¦ Hot-Dry | SCG | All | Electric & Gas | Res Furnace Heat Pump Heating Only (SEER2 14.3) - Fuel Sub Future Baseline | Efficient | 2030 |  | 1 | Conventional | HVAC | Res - Single Family | Res | ROB and NEW | 0 | Residential Households | household | 23 | DEER:HVAC_Eff_AC | 3371.8956 | 0.29287 | -156.9156 | SWHC049-06 | 18541.1187 | 2022 | 2499.8555 | 2022 | 0 | -895.9461 | SWHC049-06 | Res Central Furnace Only - Fuel Sub - ZEAS 2030 - Hot-Dry ¦ SCG ¦ Hot-Dry | Res Central Furnace Only - Fuel Sub - ZEAS 2030 - Hot-Dry | 0.053422 | 0.47 | 0 | RASS 2019 | 0 | 2012 | 1 | SWHC049
RES-HVAC-FS-20B-ZEAS.10 | Res ¦ Res Furnace Heat Pump Heating Only (SEER2 14.3) - Fuel Sub Future Baseline - ZEAS 2030 - Hot-Dry ¦ SCG ¦ Hot-Dry | Res ¦ Res Furnace Heat Pump Heating Only (SEER2 14.3) - Fuel Sub Future Baseline - ZEAS 2030 - Hot-Dry | SCG ¦ Hot-Dry | SCG | All | Electric & Gas | Res Furnace Heat Pump Heating Only (SEER2 14.3) - Fuel Sub Future Baseline | Efficient | 2030 |  | 1 | Conventional | HVAC | Res - Multi Family | Res | ROB and NEW | 0 | Residential Households | household | 23 | DEER:HVAC_Eff_AC | 1170.3125 | 0.074063 | -46.875 | SWHC049-06 | 5501.8156 | 2022 | 741.7969 | 2022 | 0 | -265.8594 | SWHC049-06 | Res Central Furnace Only - Fuel Sub - ZEAS 2030 - Hot-Dry ¦ SCG ¦ Hot-Dry | Res Central Furnace Only - Fuel Sub - ZEAS 2030 - Hot-Dry | 0.023966 | 0.47 | 0 | RASS 2019 | 0 | 2012 | 1 | SWHC049
RES-HVAC-FS-20B-ZEAS.11 | Res ¦ Res Furnace Heat Pump Heating Only (SEER2 14.3) - Fuel Sub Future Baseline - ZEAS 2030 - Cold ¦ SCG ¦ Cold | Res ¦ Res Furnace Heat Pump Heating Only (SEER2 14.3) - Fuel Sub Future Baseline - ZEAS 2030 - Cold | SCG ¦ Cold | SCG | All | Electric & Gas | Res Furnace Heat Pump Heating Only (SEER2 14.3) - Fuel Sub Future Baseline | Efficient | 2030 |  | 1 | Conventional | HVAC | Res - Single Family | Res | ROB and NEW | 0 | Residential Households | household | 23 | DEER:HVAC_Eff_AC | 9147.9656 | 0.33268 | -297.825 | SWHC049-06 | 19861.5544 | 2022 | 2677.8867 | 2022 | 0 | -959.7523 | SWHC049-06 | Res Central Furnace Only - Fuel Sub - ZEAS 2030 - Cold ¦ SCG ¦ Cold | Res Central Furnace Only - Fuel Sub - ZEAS 2030 - Cold | 0.090455 | 0.47 | 0 | RASS 2019 | 0 | 2012 | 1 | SWHC049
RES-HVAC-FS-20B-ZEAS.12 | Res ¦ Res Furnace Heat Pump Heating Only (SEER2 14.3) - Fuel Sub Future Baseline - ZEAS 2030 - Cold ¦ SCG ¦ Cold | Res ¦ Res Furnace Heat Pump Heating Only (SEER2 14.3) - Fuel Sub Future Baseline - ZEAS 2030 - Cold | SCG ¦ Cold | SCG | All | Electric & Gas | Res Furnace Heat Pump Heating Only (SEER2 14.3) - Fuel Sub Future Baseline | Efficient | 2030 |  | 1 | Conventional | HVAC | Res - Multi Family | Res | ROB and NEW | 0 | Residential Households | household | 23 | DEER:HVAC_Eff_AC | 2568.75 | 0.11672 | -94.5312 | SWHC049-06 | 5501.8156 | 2022 | 741.7969 | 2022 | 0 | -265.8594 | SWHC049-06 | Res Central Furnace Only - Fuel Sub - ZEAS 2030 - Cold ¦ SCG ¦ Cold | Res Central Furnace Only - Fuel Sub - ZEAS 2030 - Cold | 0.017953 | 0.47 | 0 | RASS 2019 | 0 | 2012 | 1 | SWHC049
RES-HVAC-FS-20B-ZEAS.13 | Res ¦ Res Furnace Heat Pump Heating Only (SEER2 14.3) - Fuel Sub Future Baseline - ZEAS 2030 - Marine ¦ SDG&E ¦ Marine | Res ¦ Res Furnace Heat Pump Heating Only (SEER2 14.3) - Fuel Sub Future Baseline - ZEAS 2030 - Marine | SDG&E ¦ Marine | SDG&E | All | Electric & Gas | Res Furnace Heat Pump Heating Only (SEER2 14.3) - Fuel Sub Future Baseline | Efficient | 2030 |  | 1 | Conventional | HVAC | Res - Single Family | Res | ROB and NEW | 0 | Residential Households | household | 23 | DEER:HVAC_Eff_AC | 2582.6906 | 0.15131 | -179.8234 | SWHC049-06 | 22062.2807 | 2022 | 2974.6055 | 2022 | 0 | -1066.0961 | SWHC049-06 | Res Central Furnace Only - Fuel Sub - ZEAS 2030 - Marine ¦ SDG&E ¦ Marine | Res Central Furnace Only - Fuel Sub - ZEAS 2030 - Marine | 0.15258 | 0.47 | 0 | RASS 2019 | 0 | 2012 | 1 | SWHC049
RES-HVAC-FS-20B-ZEAS.14 | Res ¦ Res Furnace Heat Pump Heating Only (SEER2 14.3) - Fuel Sub Future Baseline - ZEAS 2030 - Marine ¦ SDG&E ¦ Marine | Res ¦ Res Furnace Heat Pump Heating Only (SEER2 14.3) - Fuel Sub Future Baseline - ZEAS 2030 - Marine | SDG&E ¦ Marine | SDG&E | All | Electric & Gas | Res Furnace Heat Pump Heating Only (SEER2 14.3) - Fuel Sub Future Baseline | Efficient | 2030 |  | 1 | Conventional | HVAC | Res - Multi Family | Res | ROB and NEW | 0 | Residential Households | household | 23 | DEER:HVAC_Eff_AC | 969.44 | 0.05124 | -65.2 | SWHC049-06 | 7042.324 | 2022 | 949.5 | 2022 | 0 | -340.3 | SWHC049-06 | Res Central Furnace Only - Fuel Sub - ZEAS 2030 - Marine ¦ SDG&E ¦ Marine | Res Central Furnace Only - Fuel Sub - ZEAS 2030 - Marine | 0.29631 | 0.47 | 0 | RASS 2019 | 0 | 2012 | 1 | SWHC049
RES-HVAC-FS-20B-ZEAS.15 | Res ¦ Res Furnace Heat Pump Heating Only (SEER2 14.3) - Fuel Sub Future Baseline - ZEAS 2030 - Hot-Dry ¦ SDG&E ¦ Hot-Dry | Res ¦ Res Furnace Heat Pump Heating Only (SEER2 14.3) - Fuel Sub Future Baseline - ZEAS 2030 - Hot-Dry | SDG&E ¦ Hot-Dry | SDG&E | All | Electric & Gas | Res Furnace Heat Pump Heating Only (SEER2 14.3) - Fuel Sub Future Baseline | Efficient | 2030 |  | 1 | Conventional | HVAC | Res - Single Family | Res | ROB and NEW | 0 | Residential Households | household | 23 | DEER:HVAC_Eff_AC | 2299.5637 | 0.23879 | -178.0547 | SWHC049-06 | 17660.8282 | 2022 | 2381.168 | 2022 | 0 | -853.4086 | SWHC049-06 | Res Central Furnace Only - Fuel Sub - ZEAS 2030 - Hot-Dry ¦ SDG&E ¦ Hot-Dry | Res Central Furnace Only - Fuel Sub - ZEAS 2030 - Hot-Dry | 0.17372 | 0.47 | 0 | RASS 2019 | 0 | 2012 | 1 | SWHC049
RES-HVAC-FS-20B-ZEAS.16 | Res ¦ Res Furnace Heat Pump Heating Only (SEER2 14.3) - Fuel Sub Future Baseline - ZEAS 2030 - Hot-Dry ¦ SDG&E ¦ Hot-Dry | Res ¦ Res Furnace Heat Pump Heating Only (SEER2 14.3) - Fuel Sub Future Baseline - ZEAS 2030 - Hot-Dry | SDG&E ¦ Hot-Dry | SDG&E | All | Electric & Gas | Res Furnace Heat Pump Heating Only (SEER2 14.3) - Fuel Sub Future Baseline | Efficient | 2030 |  | 1 | Conventional | HVAC | Res - Multi Family | Res | ROB and NEW | 0 | Residential Households | household | 23 | DEER:HVAC_Eff_AC | 792.1758 | 0.065143 | -60.1828 | SWHC049-06 | 6107.0153 | 2022 | 823.3945 | 2022 | 0 | -295.1039 | SWHC049-06 | Res Central Furnace Only - Fuel Sub - ZEAS 2030 - Hot-Dry ¦ SDG&E ¦ Hot-Dry | Res Central Furnace Only - Fuel Sub - ZEAS 2030 - Hot-Dry | 0.053553 | 0.47 | 0 | RASS 2019 | 0 | 2012 | 1 | SWHC049
RES-HVAC-FS-22-ZEAS.1 | Res ¦ Res Furnace Heat Pump Heating Only (SEER2 15.2) - Fuel Sub - ZEAS 2030 - Marine ¦ PG&E ¦ Marine | Res ¦ Res Furnace Heat Pump Heating Only (SEER2 15.2) - Fuel Sub - ZEAS 2030 - Marine | PG&E ¦ Marine | PG&E | All | Electric & Gas | Res Furnace Heat Pump Heating Only (SEER2 15.2) - Fuel Sub | Efficient |  |  | 1 | Conventional | HVAC | Res - Single Family | Res | ROB Only | 1 | Residential Households | household | 23 | DEER:HVAC_Eff_AC | 2907 | 0 | -257.8953 | SWHC045-04 | 20274.0034 | 2024 | 2396.0039 | 2024 | 1704 | -858.7258 | SWHC045-04 | Res Central Furnace Only - Fuel Sub - ZEAS 2030 - Marine ¦ PG&E ¦ Marine | Res Central Furnace Only - Fuel Sub - ZEAS 2030 - Marine | 0.37466 | 0.47 | 0 | RASS 2019 | 1200 | 2032 | 1 | SWHC045
RES-HVAC-FS-22-ZEAS.2 | Res ¦ Res Furnace Heat Pump Heating Only (SEER2 15.2) - Fuel Sub - ZEAS 2030 - Marine ¦ PG&E ¦ Marine | Res ¦ Res Furnace Heat Pump Heating Only (SEER2 15.2) - Fuel Sub - ZEAS 2030 - Marine | PG&E ¦ Marine | PG&E | All | Electric & Gas | Res Furnace Heat Pump Heating Only (SEER2 15.2) - Fuel Sub | Efficient |  |  | 1 | Conventional | HVAC | Res - Multi Family | Res | ROB Only | 1 | Residential Households | household | 23 | DEER:HVAC_Eff_AC | 812.5 | 0 | -66.25 | SWHC045-04 | 6276.7812 | 2024 | 741.7969 | 2024 | 1704 | -265.8594 | SWHC045-04 | Res Central Furnace Only - Fuel Sub - ZEAS 2030 - Marine ¦ PG&E ¦ Marine | Res Central Furnace Only - Fuel Sub - ZEAS 2030 - Marine | 0.22588 | 0.47 | 0 | RASS 2019 | 0 | 2012 | 1 | SWHC045
RES-HVAC-FS-22-ZEAS.3 | Res ¦ Res Furnace Heat Pump Heating Only (SEER2 15.2) - Fuel Sub - ZEAS 2030 - Hot-Dry ¦ PG&E ¦ Hot-Dry | Res ¦ Res Furnace Heat Pump Heating Only (SEER2 15.2) - Fuel Sub - ZEAS 2030 - Hot-Dry | PG&E ¦ Hot-Dry | PG&E | All | Electric & Gas | Res Furnace Heat Pump Heating Only (SEER2 15.2) - Fuel Sub | Efficient |  |  | 1 | Conventional | HVAC | Res - Single Family | Res | ROB Only | 1 | Residential Households | household | 23 | DEER:HVAC_Eff_AC | 3550.625 | 0 | -218.8266 | SWHC045-04 | 15503.6497 | 2024 | 1832.2383 | 2024 | 1704 | -656.6727 | SWHC045-04 | Res Central Furnace Only - Fuel Sub - ZEAS 2030 - Hot-Dry ¦ PG&E ¦ Hot-Dry | Res Central Furnace Only - Fuel Sub - ZEAS 2030 - Hot-Dry | 0.048829 | 0.47 | 0 | RASS 2019 | 1200 | 2032 | 1 | SWHC045
RES-HVAC-FS-22-ZEAS.4 | Res ¦ Res Furnace Heat Pump Heating Only (SEER2 15.2) - Fuel Sub - ZEAS 2030 - Hot-Dry ¦ PG&E ¦ Hot-Dry | Res ¦ Res Furnace Heat Pump Heating Only (SEER2 15.2) - Fuel Sub - ZEAS 2030 - Hot-Dry | PG&E ¦ Hot-Dry | PG&E | All | Electric & Gas | Res Furnace Heat Pump Heating Only (SEER2 15.2) - Fuel Sub | Efficient |  |  | 1 | Conventional | HVAC | Res - Multi Family | Res | ROB Only | 1 | Residential Households | household | 23 | DEER:HVAC_Eff_AC | 904.6875 | 0 | -59.6875 | SWHC045-04 | 6276.7812 | 2024 | 741.7969 | 2024 | 1704 | -265.8594 | SWHC045-04 | Res Central Furnace Only - Fuel Sub - ZEAS 2030 - Hot-Dry ¦ PG&E ¦ Hot-Dry | Res Central Furnace Only - Fuel Sub - ZEAS 2030 - Hot-Dry | 0.033189 | 0.47 | 0 | RASS 2019 | 0 | 2012 | 1 | SWHC045
RES-HVAC-FS-22-ZEAS.5 | Res ¦ Res Furnace Heat Pump Heating Only (SEER2 15.2) - Fuel Sub - ZEAS 2030 - Cold ¦ PG&E ¦ Cold | Res ¦ Res Furnace Heat Pump Heating Only (SEER2 15.2) - Fuel Sub - ZEAS 2030 - Cold | PG&E ¦ Cold | PG&E | All | Electric & Gas | Res Furnace Heat Pump Heating Only (SEER2 15.2) - Fuel Sub | Efficient |  |  | 1 | Conventional | HVAC | Res - Single Family | Res | ROB Only | 1 | Residential Households | household | 23 | DEER:HVAC_Eff_AC | 6937.9688 | 0 | -297.825 | SWHC045-04 | 22659.1803 | 2024 | 2677.8867 | 2024 | 1704 | -959.7523 | SWHC045-04 | Res Central Furnace Only - Fuel Sub - ZEAS 2030 - Cold ¦ PG&E ¦ Cold | Res Central Furnace Only - Fuel Sub - ZEAS 2030 - Cold | 0.0077842 | 0.47 | 0 | RASS 2019 | 1200 | 2032 | 1 | SWHC045
RES-HVAC-FS-22-ZEAS.6 | Res ¦ Res Furnace Heat Pump Heating Only (SEER2 15.2) - Fuel Sub - ZEAS 2030 - Cold ¦ PG&E ¦ Cold | Res ¦ Res Furnace Heat Pump Heating Only (SEER2 15.2) - Fuel Sub - ZEAS 2030 - Cold | PG&E ¦ Cold | PG&E | All | Electric & Gas | Res Furnace Heat Pump Heating Only (SEER2 15.2) - Fuel Sub | Efficient |  |  | 1 | Conventional | HVAC | Res - Multi Family | Res | ROB Only | 1 | Residential Households | household | 23 | DEER:HVAC_Eff_AC | 1490.625 | 0 | -94.5312 | SWHC045-04 | 6276.7812 | 2024 | 741.7969 | 2024 | 1704 | -265.8594 | SWHC045-04 | Res Central Furnace Only - Fuel Sub - ZEAS 2030 - Cold ¦ PG&E ¦ Cold | Res Central Furnace Only - Fuel Sub - ZEAS 2030 - Cold | 0.017953 | 0.47 | 0 | RASS 2019 | 0 | 2012 | 1 | SWHC045
RES-HVAC-FS-22-ZEAS.7 | Res ¦ Res Furnace Heat Pump Heating Only (SEER2 15.2) - Fuel Sub - ZEAS 2030 - Marine ¦ SCG ¦ Marine | Res ¦ Res Furnace Heat Pump Heating Only (SEER2 15.2) - Fuel Sub - ZEAS 2030 - Marine | SCG ¦ Marine | SCG | All | Electric & Gas | Res Furnace Heat Pump Heating Only (SEER2 15.2) - Fuel Sub | Efficient |  |  | 1 | Conventional | HVAC | Res - Single Family | Res | ROB Only | 1 | Residential Households | household | 23 | DEER:HVAC_Eff_AC | 2424.7969 | 0 | -179.8234 | SWHC045-04 | 25169.8928 | 2024 | 2974.6055 | 2024 | 1704 | -1066.0961 | SWHC045-04 | Res Central Furnace Only - Fuel Sub - ZEAS 2030 - Marine ¦ SCG ¦ Marine | Res Central Furnace Only - Fuel Sub - ZEAS 2030 - Marine | 0.40939 | 0.47 | 0 | RASS 2019 | 1200 | 2032 | 1 | SWHC045
RES-HVAC-FS-22-ZEAS.8 | Res ¦ Res Furnace Heat Pump Heating Only (SEER2 15.2) - Fuel Sub - ZEAS 2030 - Marine ¦ SCG ¦ Marine | Res ¦ Res Furnace Heat Pump Heating Only (SEER2 15.2) - Fuel Sub - ZEAS 2030 - Marine | SCG ¦ Marine | SCG | All | Electric & Gas | Res Furnace Heat Pump Heating Only (SEER2 15.2) - Fuel Sub | Efficient |  |  | 1 | Conventional | HVAC | Res - Multi Family | Res | ROB Only | 1 | Residential Households | household | 23 | DEER:HVAC_Eff_AC | 890 | 0 | -65.2 | SWHC045-04 | 8034.28 | 2024 | 949.5 | 2024 | 1704 | -340.3 | SWHC045-04 | Res Central Furnace Only - Fuel Sub - ZEAS 2030 - Marine ¦ SCG ¦ Marine | Res Central Furnace Only - Fuel Sub - ZEAS 2030 - Marine | 0.18899 | 0.47 | 0 | RASS 2019 | 0 | 2012 | 1 | SWHC045
RES-HVAC-FS-22-ZEAS.9 | Res ¦ Res Furnace Heat Pump Heating Only (SEER2 15.2) - Fuel Sub - ZEAS 2030 - Hot-Dry ¦ SCG ¦ Hot-Dry | Res ¦ Res Furnace Heat Pump Heating Only (SEER2 15.2) - Fuel Sub - ZEAS 2030 - Hot-Dry | SCG ¦ Hot-Dry | SCG | All | Electric & Gas | Res Furnace Heat Pump Heating Only (SEER2 15.2) - Fuel Sub | Efficient |  |  | 1 | Conventional | HVAC | Res - Single Family | Res | ROB Only | 1 | Residential Households | household | 23 | DEER:HVAC_Eff_AC | 3038.2656 | 0 | -156.9156 | SWHC045-04 | 21152.7528 | 2024 | 2499.8555 | 2024 | 1704 | -895.9461 | SWHC045-04 | Res Central Furnace Only - Fuel Sub - ZEAS 2030 - Hot-Dry ¦ SCG ¦ Hot-Dry | Res Central Furnace Only - Fuel Sub - ZEAS 2030 - Hot-Dry | 0.053422 | 0.47 | 0 | RASS 2019 | 1200 | 2032 | 1 | SWHC045
RES-HVAC-FS-22-ZEAS.10 | Res ¦ Res Furnace Heat Pump Heating Only (SEER2 15.2) - Fuel Sub - ZEAS 2030 - Hot-Dry ¦ SCG ¦ Hot-Dry | Res ¦ Res Furnace Heat Pump Heating Only (SEER2 15.2) - Fuel Sub - ZEAS 2030 - Hot-Dry | SCG ¦ Hot-Dry | SCG | All | Electric & Gas | Res Furnace Heat Pump Heating Only (SEER2 15.2) - Fuel Sub | Efficient |  |  | 1 | Conventional | HVAC | Res - Multi Family | Res | ROB Only | 1 | Residential Households | household | 23 | DEER:HVAC_Eff_AC | 1039.0625 | 0 | -46.875 | SWHC045-04 | 6276.7812 | 2024 | 741.7969 | 2024 | 1704 | -265.8594 | SWHC045-04 | Res Central Furnace Only - Fuel Sub - ZEAS 2030 - Hot-Dry ¦ SCG ¦ Hot-Dry | Res Central Furnace Only - Fuel Sub - ZEAS 2030 - Hot-Dry | 0.023966 | 0.47 | 0 | RASS 2019 | 0 | 2012 | 1 | SWHC045
RES-HVAC-FS-22-ZEAS.11 | Res ¦ Res Furnace Heat Pump Heating Only (SEER2 15.2) - Fuel Sub - ZEAS 2030 - Cold ¦ SCG ¦ Cold | Res ¦ Res Furnace Heat Pump Heating Only (SEER2 15.2) - Fuel Sub - ZEAS 2030 - Cold | SCG ¦ Cold | SCG | All | Electric & Gas | Res Furnace Heat Pump Heating Only (SEER2 15.2) - Fuel Sub | Efficient |  |  | 1 | Conventional | HVAC | Res - Single Family | Res | ROB Only | 1 | Residential Households | household | 23 | DEER:HVAC_Eff_AC | 6937.9688 | 0 | -297.825 | SWHC045-04 | 22659.1803 | 2024 | 2677.8867 | 2024 | 1704 | -959.7523 | SWHC045-04 | Res Central Furnace Only - Fuel Sub - ZEAS 2030 - Cold ¦ SCG ¦ Cold | Res Central Furnace Only - Fuel Sub - ZEAS 2030 - Cold | 0.090455 | 0.47 | 0 | RASS 2019 | 1200 | 2032 | 1 | SWHC045
RES-HVAC-FS-22-ZEAS.12 | Res ¦ Res Furnace Heat Pump Heating Only (SEER2 15.2) - Fuel Sub - ZEAS 2030 - Cold ¦ SCG ¦ Cold | Res ¦ Res Furnace Heat Pump Heating Only (SEER2 15.2) - Fuel Sub - ZEAS 2030 - Cold | SCG ¦ Cold | SCG | All | Electric & Gas | Res Furnace Heat Pump Heating Only (SEER2 15.2) - Fuel Sub | Efficient |  |  | 1 | Conventional | HVAC | Res - Multi Family | Res | ROB Only | 1 | Residential Households | household | 23 | DEER:HVAC_Eff_AC | 1490.625 | 0 | -94.5312 | SWHC045-04 | 6276.7812 | 2024 | 741.7969 | 2024 | 1704 | -265.8594 | SWHC045-04 | Res Central Furnace Only - Fuel Sub - ZEAS 2030 - Cold ¦ SCG ¦ Cold | Res Central Furnace Only - Fuel Sub - ZEAS 2030 - Cold | 0.017953 | 0.47 | 0 | RASS 2019 | 0 | 2012 | 1 | SWHC045
RES-HVAC-FS-22-ZEAS.13 | Res ¦ Res Furnace Heat Pump Heating Only (SEER2 15.2) - Fuel Sub - ZEAS 2030 - Marine ¦ SDG&E ¦ Marine | Res ¦ Res Furnace Heat Pump Heating Only (SEER2 15.2) - Fuel Sub - ZEAS 2030 - Marine | SDG&E ¦ Marine | SDG&E | All | Electric & Gas | Res Furnace Heat Pump Heating Only (SEER2 15.2) - Fuel Sub | Efficient |  |  | 1 | Conventional | HVAC | Res - Single Family | Res | ROB Only | 1 | Residential Households | household | 23 | DEER:HVAC_Eff_AC | 2424.7969 | 0 | -179.8234 | SWHC045-04 | 25169.8928 | 2024 | 2974.6055 | 2024 | 1704 | -1066.0961 | SWHC045-04 | Res Central Furnace Only - Fuel Sub - ZEAS 2030 - Marine ¦ SDG&E ¦ Marine | Res Central Furnace Only - Fuel Sub - ZEAS 2030 - Marine | 0.15258 | 0.47 | 0 | RASS 2019 | 1200 | 2032 | 1 | SWHC045
RES-HVAC-FS-22-ZEAS.14 | Res ¦ Res Furnace Heat Pump Heating Only (SEER2 15.2) - Fuel Sub - ZEAS 2030 - Marine ¦ SDG&E ¦ Marine | Res ¦ Res Furnace Heat Pump Heating Only (SEER2 15.2) - Fuel Sub - ZEAS 2030 - Marine | SDG&E ¦ Marine | SDG&E | All | Electric & Gas | Res Furnace Heat Pump Heating Only (SEER2 15.2) - Fuel Sub | Efficient |  |  | 1 | Conventional | HVAC | Res - Multi Family | Res | ROB Only | 1 | Residential Households | household | 23 | DEER:HVAC_Eff_AC | 890 | 0 | -65.2 | SWHC045-04 | 8034.28 | 2024 | 949.5 | 2024 | 1704 | -340.3 | SWHC045-04 | Res Central Furnace Only - Fuel Sub - ZEAS 2030 - Marine ¦ SDG&E ¦ Marine | Res Central Furnace Only - Fuel Sub - ZEAS 2030 - Marine | 0.29631 | 0.47 | 0 | RASS 2019 | 0 | 2012 | 1 | SWHC045
RES-HVAC-FS-22-ZEAS.15 | Res ¦ Res Furnace Heat Pump Heating Only (SEER2 15.2) - Fuel Sub - ZEAS 2030 - Hot-Dry ¦ SDG&E ¦ Hot-Dry | Res ¦ Res Furnace Heat Pump Heating Only (SEER2 15.2) - Fuel Sub - ZEAS 2030 - Hot-Dry | SDG&E ¦ Hot-Dry | SDG&E | All | Electric & Gas | Res Furnace Heat Pump Heating Only (SEER2 15.2) - Fuel Sub | Efficient |  |  | 1 | Conventional | HVAC | Res - Single Family | Res | ROB Only | 1 | Residential Households | household | 23 | DEER:HVAC_Eff_AC | 2146.6875 | 0 | -178.0547 | SWHC045-04 | 20148.4678 | 2024 | 2381.168 | 2024 | 1704 | -853.4086 | SWHC045-04 | Res Central Furnace Only - Fuel Sub - ZEAS 2030 - Hot-Dry ¦ SDG&E ¦ Hot-Dry | Res Central Furnace Only - Fuel Sub - ZEAS 2030 - Hot-Dry | 0.17372 | 0.47 | 0 | RASS 2019 | 1200 | 2032 | 1 | SWHC045
RES-HVAC-FS-22-ZEAS.16 | Res ¦ Res Furnace Heat Pump Heating Only (SEER2 15.2) - Fuel Sub - ZEAS 2030 - Hot-Dry ¦ SDG&E ¦ Hot-Dry | Res ¦ Res Furnace Heat Pump Heating Only (SEER2 15.2) - Fuel Sub - ZEAS 2030 - Hot-Dry | SDG&E ¦ Hot-Dry | SDG&E | All | Electric & Gas | Res Furnace Heat Pump Heating Only (SEER2 15.2) - Fuel Sub | Efficient |  |  | 1 | Conventional | HVAC | Res - Multi Family | Res | ROB Only | 1 | Residential Households | household | 23 | DEER:HVAC_Eff_AC | 707.625 | 0 | -60.1828 | SWHC045-04 | 6967.2272 | 2024 | 823.3945 | 2024 | 1704 | -295.1039 | SWHC045-04 | Res Central Furnace Only - Fuel Sub - ZEAS 2030 - Hot-Dry ¦ SDG&E ¦ Hot-Dry | Res Central Furnace Only - Fuel Sub - ZEAS 2030 - Hot-Dry | 0.053553 | 0.47 | 0 | RASS 2019 | 0 | 2012 | 1 | SWHC045
RES-HVAC-FS-23-ZEAS.1 | Res ¦ Res Furnace Heat Pump Heating Only (SEER2 16.0) - Fuel Sub - ZEAS 2030 - Marine ¦ PG&E ¦ Marine | Res ¦ Res Furnace Heat Pump Heating Only (SEER2 16.0) - Fuel Sub - ZEAS 2030 - Marine | PG&E ¦ Marine | PG&E | All | Electric & Gas | Res Furnace Heat Pump Heating Only (SEER2 16.0) - Fuel Sub | Efficient |  |  | 1 | Conventional | HVAC | Res - Single Family | Res | ROB Only | 1 | Residential Households | household | 23 | DEER:HVAC_Eff_AC | 2795.9688 | 0 | -257.8953 | SWHC045-04 | 21515.0805 | 2024 | 2396.0039 | 2024 | 1704 | -858.7258 | SWHC045-04 | Res Central Furnace Only - Fuel Sub - ZEAS 2030 - Marine ¦ PG&E ¦ Marine | Res Central Furnace Only - Fuel Sub - ZEAS 2030 - Marine | 0.37466 | 0.47 | 0 | RASS 2019 | 1200 | 2032 | 1 | SWHC045
RES-HVAC-FS-23-ZEAS.2 | Res ¦ Res Furnace Heat Pump Heating Only (SEER2 16.0) - Fuel Sub - ZEAS 2030 - Marine ¦ PG&E ¦ Marine | Res ¦ Res Furnace Heat Pump Heating Only (SEER2 16.0) - Fuel Sub - ZEAS 2030 - Marine | PG&E ¦ Marine | PG&E | All | Electric & Gas | Res Furnace Heat Pump Heating Only (SEER2 16.0) - Fuel Sub | Efficient |  |  | 1 | Conventional | HVAC | Res - Multi Family | Res | ROB Only | 1 | Residential Households | household | 23 | DEER:HVAC_Eff_AC | 792.1875 | 0 | -66.25 | SWHC045-04 | 6661.0156 | 2024 | 741.7969 | 2024 | 1704 | -265.8594 | SWHC045-04 | Res Central Furnace Only - Fuel Sub - ZEAS 2030 - Marine ¦ PG&E ¦ Marine | Res Central Furnace Only - Fuel Sub - ZEAS 2030 - Marine | 0.22588 | 0.47 | 0 | RASS 2019 | 0 | 2012 | 1 | SWHC045
RES-HVAC-FS-23-ZEAS.3 | Res ¦ Res Furnace Heat Pump Heating Only (SEER2 16.0) - Fuel Sub - ZEAS 2030 - Hot-Dry ¦ PG&E ¦ Hot-Dry | Res ¦ Res Furnace Heat Pump Heating Only (SEER2 16.0) - Fuel Sub - ZEAS 2030 - Hot-Dry | PG&E ¦ Hot-Dry | PG&E | All | Electric & Gas | Res Furnace Heat Pump Heating Only (SEER2 16.0) - Fuel Sub | Efficient |  |  | 1 | Conventional | HVAC | Res - Single Family | Res | ROB Only | 1 | Residential Households | household | 23 | DEER:HVAC_Eff_AC | 3434.8438 | 0 | -218.8266 | SWHC045-04 | 16452.7086 | 2024 | 1832.2383 | 2024 | 1704 | -656.6727 | SWHC045-04 | Res Central Furnace Only - Fuel Sub - ZEAS 2030 - Hot-Dry ¦ PG&E ¦ Hot-Dry | Res Central Furnace Only - Fuel Sub - ZEAS 2030 - Hot-Dry | 0.048829 | 0.47 | 0 | RASS 2019 | 1200 | 2032 | 1 | SWHC045
RES-HVAC-FS-23-ZEAS.4 | Res ¦ Res Furnace Heat Pump Heating Only (SEER2 16.0) - Fuel Sub - ZEAS 2030 - Hot-Dry ¦ PG&E ¦ Hot-Dry | Res ¦ Res Furnace Heat Pump Heating Only (SEER2 16.0) - Fuel Sub - ZEAS 2030 - Hot-Dry | PG&E ¦ Hot-Dry | PG&E | All | Electric & Gas | Res Furnace Heat Pump Heating Only (SEER2 16.0) - Fuel Sub | Efficient |  |  | 1 | Conventional | HVAC | Res - Multi Family | Res | ROB Only | 1 | Residential Households | household | 23 | DEER:HVAC_Eff_AC | 885.9375 | 0 | -59.6875 | SWHC045-04 | 6661.0156 | 2024 | 741.7969 | 2024 | 1704 | -265.8594 | SWHC045-04 | Res Central Furnace Only - Fuel Sub - ZEAS 2030 - Hot-Dry ¦ PG&E ¦ Hot-Dry | Res Central Furnace Only - Fuel Sub - ZEAS 2030 - Hot-Dry | 0.033189 | 0.47 | 0 | RASS 2019 | 0 | 2012 | 1 | SWHC045
RES-HVAC-FS-23-ZEAS.5 | Res ¦ Res Furnace Heat Pump Heating Only (SEER2 16.0) - Fuel Sub - ZEAS 2030 - Cold ¦ PG&E ¦ Cold | Res ¦ Res Furnace Heat Pump Heating Only (SEER2 16.0) - Fuel Sub - ZEAS 2030 - Cold | PG&E ¦ Cold | PG&E | All | Electric & Gas | Res Furnace Heat Pump Heating Only (SEER2 16.0) - Fuel Sub | Efficient |  |  | 1 | Conventional | HVAC | Res - Single Family | Res | ROB Only | 1 | Residential Households | household | 23 | DEER:HVAC_Eff_AC | 6768.75 | 0 | -297.825 | SWHC045-04 | 24046.2664 | 2024 | 2677.8867 | 2024 | 1704 | -959.7523 | SWHC045-04 | Res Central Furnace Only - Fuel Sub - ZEAS 2030 - Cold ¦ PG&E ¦ Cold | Res Central Furnace Only - Fuel Sub - ZEAS 2030 - Cold | 0.0077842 | 0.47 | 0 | RASS 2019 | 1200 | 2032 | 1 | SWHC045
RES-HVAC-FS-23-ZEAS.6 | Res ¦ Res Furnace Heat Pump Heating Only (SEER2 16.0) - Fuel Sub - ZEAS 2030 - Cold ¦ PG&E ¦ Cold | Res ¦ Res Furnace Heat Pump Heating Only (SEER2 16.0) - Fuel Sub - ZEAS 2030 - Cold | PG&E ¦ Cold | PG&E | All | Electric & Gas | Res Furnace Heat Pump Heating Only (SEER2 16.0) - Fuel Sub | Efficient |  |  | 1 | Conventional | HVAC | Res - Multi Family | Res | ROB Only | 1 | Residential Households | household | 23 | DEER:HVAC_Eff_AC | 1470.3125 | 0 | -94.5312 | SWHC045-04 | 6661.0156 | 2024 | 741.7969 | 2024 | 1704 | -265.8594 | SWHC045-04 | Res Central Furnace Only - Fuel Sub - ZEAS 2030 - Cold ¦ PG&E ¦ Cold | Res Central Furnace Only - Fuel Sub - ZEAS 2030 - Cold | 0.017953 | 0.47 | 0 | RASS 2019 | 0 | 2012 | 1 | SWHC045
RES-HVAC-FS-23-ZEAS.7 | Res ¦ Res Furnace Heat Pump Heating Only (SEER2 16.0) - Fuel Sub - ZEAS 2030 - Marine ¦ SCG ¦ Marine | Res ¦ Res Furnace Heat Pump Heating Only (SEER2 16.0) - Fuel Sub - ZEAS 2030 - Marine | SCG ¦ Marine | SCG | All | Electric & Gas | Res Furnace Heat Pump Heating Only (SEER2 16.0) - Fuel Sub | Efficient |  |  | 1 | Conventional | HVAC | Res - Single Family | Res | ROB Only | 1 | Residential Households | household | 23 | DEER:HVAC_Eff_AC | 2337.0781 | 0 | -179.8234 | SWHC045-04 | 26710.6727 | 2024 | 2974.6055 | 2024 | 1704 | -1066.0961 | SWHC045-04 | Res Central Furnace Only - Fuel Sub - ZEAS 2030 - Marine ¦ SCG ¦ Marine | Res Central Furnace Only - Fuel Sub - ZEAS 2030 - Marine | 0.40939 | 0.47 | 0 | RASS 2019 | 1200 | 2032 | 1 | SWHC045
RES-HVAC-FS-23-ZEAS.8 | Res ¦ Res Furnace Heat Pump Heating Only (SEER2 16.0) - Fuel Sub - ZEAS 2030 - Marine ¦ SCG ¦ Marine | Res ¦ Res Furnace Heat Pump Heating Only (SEER2 16.0) - Fuel Sub - ZEAS 2030 - Marine | SCG ¦ Marine | SCG | All | Electric & Gas | Res Furnace Heat Pump Heating Only (SEER2 16.0) - Fuel Sub | Efficient |  |  | 1 | Conventional | HVAC | Res - Multi Family | Res | ROB Only | 1 | Residential Households | household | 23 | DEER:HVAC_Eff_AC | 876 | 0 | -65.2 | SWHC045-04 | 8526.1 | 2024 | 949.5 | 2024 | 1704 | -340.3 | SWHC045-04 | Res Central Furnace Only - Fuel Sub - ZEAS 2030 - Marine ¦ SCG ¦ Marine | Res Central Furnace Only - Fuel Sub - ZEAS 2030 - Marine | 0.18899 | 0.47 | 0 | RASS 2019 | 0 | 2012 | 1 | SWHC045
RES-HVAC-FS-23-ZEAS.9 | Res ¦ Res Furnace Heat Pump Heating Only (SEER2 16.0) - Fuel Sub - ZEAS 2030 - Hot-Dry ¦ SCG ¦ Hot-Dry | Res ¦ Res Furnace Heat Pump Heating Only (SEER2 16.0) - Fuel Sub - ZEAS 2030 - Hot-Dry | SCG ¦ Hot-Dry | SCG | All | Electric & Gas | Res Furnace Heat Pump Heating Only (SEER2 16.0) - Fuel Sub | Efficient |  |  | 1 | Conventional | HVAC | Res - Single Family | Res | ROB Only | 1 | Residential Households | household | 23 | DEER:HVAC_Eff_AC | 2964.5469 | 0 | -156.9156 | SWHC045-04 | 22447.6227 | 2024 | 2499.8555 | 2024 | 1704 | -895.9461 | SWHC045-04 | Res Central Furnace Only - Fuel Sub - ZEAS 2030 - Hot-Dry ¦ SCG ¦ Hot-Dry | Res Central Furnace Only - Fuel Sub - ZEAS 2030 - Hot-Dry | 0.053422 | 0.47 | 0 | RASS 2019 | 1200 | 2032 | 1 | SWHC045
RES-HVAC-FS-23-ZEAS.10 | Res ¦ Res Furnace Heat Pump Heating Only (SEER2 16.0) - Fuel Sub - ZEAS 2030 - Hot-Dry ¦ SCG ¦ Hot-Dry | Res ¦ Res Furnace Heat Pump Heating Only (SEER2 16.0) - Fuel Sub - ZEAS 2030 - Hot-Dry | SCG ¦ Hot-Dry | SCG | All | Electric & Gas | Res Furnace Heat Pump Heating Only (SEER2 16.0) - Fuel Sub | Efficient |  |  | 1 | Conventional | HVAC | Res - Multi Family | Res | ROB Only | 1 | Residential Households | household | 23 | DEER:HVAC_Eff_AC | 1028.125 | 0 | -46.875 | SWHC045-04 | 6661.0156 | 2024 | 741.7969 | 2024 | 1704 | -265.8594 | SWHC045-04 | Res Central Furnace Only - Fuel Sub - ZEAS 2030 - Hot-Dry ¦ SCG ¦ Hot-Dry | Res Central Furnace Only - Fuel Sub - ZEAS 2030 - Hot-Dry | 0.023966 | 0.47 | 0 | RASS 2019 | 0 | 2012 | 1 | SWHC045
RES-HVAC-FS-23-ZEAS.11 | Res ¦ Res Furnace Heat Pump Heating Only (SEER2 16.0) - Fuel Sub - ZEAS 2030 - Cold ¦ SCG ¦ Cold | Res ¦ Res Furnace Heat Pump Heating Only (SEER2 16.0) - Fuel Sub - ZEAS 2030 - Cold | SCG ¦ Cold | SCG | All | Electric & Gas | Res Furnace Heat Pump Heating Only (SEER2 16.0) - Fuel Sub | Efficient |  |  | 1 | Conventional | HVAC | Res - Single Family | Res | ROB Only | 1 | Residential Households | household | 23 | DEER:HVAC_Eff_AC | 6768.75 | 0 | -297.825 | SWHC045-04 | 24046.2664 | 2024 | 2677.8867 | 2024 | 1704 | -959.7523 | SWHC045-04 | Res Central Furnace Only - Fuel Sub - ZEAS 2030 - Cold ¦ SCG ¦ Cold | Res Central Furnace Only - Fuel Sub - ZEAS 2030 - Cold | 0.090455 | 0.47 | 0 | RASS 2019 | 1200 | 2032 | 1 | SWHC045
RES-HVAC-FS-23-ZEAS.12 | Res ¦ Res Furnace Heat Pump Heating Only (SEER2 16.0) - Fuel Sub - ZEAS 2030 - Cold ¦ SCG ¦ Cold | Res ¦ Res Furnace Heat Pump Heating Only (SEER2 16.0) - Fuel Sub - ZEAS 2030 - Cold | SCG ¦ Cold | SCG | All | Electric & Gas | Res Furnace Heat Pump Heating Only (SEER2 16.0) - Fuel Sub | Efficient |  |  | 1 | Conventional | HVAC | Res - Multi Family | Res | ROB Only | 1 | Residential Households | household | 23 | DEER:HVAC_Eff_AC | 1470.3125 | 0 | -94.5312 | SWHC045-04 | 6661.0156 | 2024 | 741.7969 | 2024 | 1704 | -265.8594 | SWHC045-04 | Res Central Furnace Only - Fuel Sub - ZEAS 2030 - Cold ¦ SCG ¦ Cold | Res Central Furnace Only - Fuel Sub - ZEAS 2030 - Cold | 0.017953 | 0.47 | 0 | RASS 2019 | 0 | 2012 | 1 | SWHC045
RES-HVAC-FS-23-ZEAS.13 | Res ¦ Res Furnace Heat Pump Heating Only (SEER2 16.0) - Fuel Sub - ZEAS 2030 - Marine ¦ SDG&E ¦ Marine | Res ¦ Res Furnace Heat Pump Heating Only (SEER2 16.0) - Fuel Sub - ZEAS 2030 - Marine | SDG&E ¦ Marine | SDG&E | All | Electric & Gas | Res Furnace Heat Pump Heating Only (SEER2 16.0) - Fuel Sub | Efficient |  |  | 1 | Conventional | HVAC | Res - Single Family | Res | ROB Only | 1 | Residential Households | household | 23 | DEER:HVAC_Eff_AC | 2337.0781 | 0 | -179.8234 | SWHC045-04 | 26710.6727 | 2024 | 2974.6055 | 2024 | 1704 | -1066.0961 | SWHC045-04 | Res Central Furnace Only - Fuel Sub - ZEAS 2030 - Marine ¦ SDG&E ¦ Marine | Res Central Furnace Only - Fuel Sub - ZEAS 2030 - Marine | 0.15258 | 0.47 | 0 | RASS 2019 | 1200 | 2032 | 1 | SWHC045
RES-HVAC-FS-23-ZEAS.14 | Res ¦ Res Furnace Heat Pump Heating Only (SEER2 16.0) - Fuel Sub - ZEAS 2030 - Marine ¦ SDG&E ¦ Marine | Res ¦ Res Furnace Heat Pump Heating Only (SEER2 16.0) - Fuel Sub - ZEAS 2030 - Marine | SDG&E ¦ Marine | SDG&E | All | Electric & Gas | Res Furnace Heat Pump Heating Only (SEER2 16.0) - Fuel Sub | Efficient |  |  | 1 | Conventional | HVAC | Res - Multi Family | Res | ROB Only | 1 | Residential Households | household | 23 | DEER:HVAC_Eff_AC | 876 | 0 | -65.2 | SWHC045-04 | 8526.1 | 2024 | 949.5 | 2024 | 1704 | -340.3 | SWHC045-04 | Res Central Furnace Only - Fuel Sub - ZEAS 2030 - Marine ¦ SDG&E ¦ Marine | Res Central Furnace Only - Fuel Sub - ZEAS 2030 - Marine | 0.29631 | 0.47 | 0 | RASS 2019 | 0 | 2012 | 1 | SWHC045
RES-HVAC-FS-23-ZEAS.15 | Res ¦ Res Furnace Heat Pump Heating Only (SEER2 16.0) - Fuel Sub - ZEAS 2030 - Hot-Dry ¦ SDG&E ¦ Hot-Dry | Res ¦ Res Furnace Heat Pump Heating Only (SEER2 16.0) - Fuel Sub - ZEAS 2030 - Hot-Dry | SDG&E ¦ Hot-Dry | SDG&E | All | Electric & Gas | Res Furnace Heat Pump Heating Only (SEER2 16.0) - Fuel Sub | Efficient |  |  | 1 | Conventional | HVAC | Res - Single Family | Res | ROB Only | 1 | Residential Households | household | 23 | DEER:HVAC_Eff_AC | 2081.4844 | 0 | -178.0547 | SWHC045-04 | 21381.8602 | 2024 | 2381.168 | 2024 | 1704 | -853.4086 | SWHC045-04 | Res Central Furnace Only - Fuel Sub - ZEAS 2030 - Hot-Dry ¦ SDG&E ¦ Hot-Dry | Res Central Furnace Only - Fuel Sub - ZEAS 2030 - Hot-Dry | 0.17372 | 0.47 | 0 | RASS 2019 | 1200 | 2032 | 1 | SWHC045
RES-HVAC-FS-23-ZEAS.16 | Res ¦ Res Furnace Heat Pump Heating Only (SEER2 16.0) - Fuel Sub - ZEAS 2030 - Hot-Dry ¦ SDG&E ¦ Hot-Dry | Res ¦ Res Furnace Heat Pump Heating Only (SEER2 16.0) - Fuel Sub - ZEAS 2030 - Hot-Dry | SDG&E ¦ Hot-Dry | SDG&E | All | Electric & Gas | Res Furnace Heat Pump Heating Only (SEER2 16.0) - Fuel Sub | Efficient |  |  | 1 | Conventional | HVAC | Res - Multi Family | Res | ROB Only | 1 | Residential Households | household | 23 | DEER:HVAC_Eff_AC | 692.0156 | 0 | -60.1828 | SWHC045-04 | 7393.7273 | 2024 | 823.3945 | 2024 | 1704 | -295.1039 | SWHC045-04 | Res Central Furnace Only - Fuel Sub - ZEAS 2030 - Hot-Dry ¦ SDG&E ¦ Hot-Dry | Res Central Furnace Only - Fuel Sub - ZEAS 2030 - Hot-Dry | 0.053553 | 0.47 | 0 | RASS 2019 | 0 | 2012 | 1 | SWHC045
RES-HVAC-FS-24-ZEAS.1 | Res ¦ Res Furnace Heat Pump Heating Only (SEER2 16.9) - Fuel Sub - ZEAS 2030 - Marine ¦ PG&E ¦ Marine | Res ¦ Res Furnace Heat Pump Heating Only (SEER2 16.9) - Fuel Sub - ZEAS 2030 - Marine | PG&E ¦ Marine | PG&E | All | Electric & Gas | Res Furnace Heat Pump Heating Only (SEER2 16.9) - Fuel Sub | Efficient |  |  | 1 | Conventional | HVAC | Res - Single Family | Res | ROB Only | 1 | Residential Households | household | 23 | DEER:HVAC_Eff_AC | 2770.7344 | 0 | -257.8953 | SWHC045-04 | 22756.107 | 2024 | 2396.0039 | 2024 | 1704 | -858.7258 | SWHC045-04 | Res Central Furnace Only - Fuel Sub - ZEAS 2030 - Marine ¦ PG&E ¦ Marine | Res Central Furnace Only - Fuel Sub - ZEAS 2030 - Marine | 0.37466 | 0.47 | 0 | RASS 2019 | 1200 | 2032 | 1 | SWHC045
RES-HVAC-FS-24-ZEAS.2 | Res ¦ Res Furnace Heat Pump Heating Only (SEER2 16.9) - Fuel Sub - ZEAS 2030 - Marine ¦ PG&E ¦ Marine | Res ¦ Res Furnace Heat Pump Heating Only (SEER2 16.9) - Fuel Sub - ZEAS 2030 - Marine | PG&E ¦ Marine | PG&E | All | Electric & Gas | Res Furnace Heat Pump Heating Only (SEER2 16.9) - Fuel Sub | Efficient |  |  | 1 | Conventional | HVAC | Res - Multi Family | Res | ROB Only | 1 | Residential Households | household | 23 | DEER:HVAC_Eff_AC | 781.25 | 0 | -66.25 | SWHC045-04 | 7045.2344 | 2024 | 741.7969 | 2024 | 1704 | -265.8594 | SWHC045-04 | Res Central Furnace Only - Fuel Sub - ZEAS 2030 - Marine ¦ PG&E ¦ Marine | Res Central Furnace Only - Fuel Sub - ZEAS 2030 - Marine | 0.22588 | 0.47 | 0 | RASS 2019 | 0 | 2012 | 1 | SWHC045
RES-HVAC-FS-24-ZEAS.3 | Res ¦ Res Furnace Heat Pump Heating Only (SEER2 16.9) - Fuel Sub - ZEAS 2030 - Hot-Dry ¦ PG&E ¦ Hot-Dry | Res ¦ Res Furnace Heat Pump Heating Only (SEER2 16.9) - Fuel Sub - ZEAS 2030 - Hot-Dry | PG&E ¦ Hot-Dry | PG&E | All | Electric & Gas | Res Furnace Heat Pump Heating Only (SEER2 16.9) - Fuel Sub | Efficient |  |  | 1 | Conventional | HVAC | Res - Single Family | Res | ROB Only | 1 | Residential Households | household | 23 | DEER:HVAC_Eff_AC | 3396.25 | 0 | -218.8266 | SWHC045-04 | 17401.7289 | 2024 | 1832.2383 | 2024 | 1704 | -656.6727 | SWHC045-04 | Res Central Furnace Only - Fuel Sub - ZEAS 2030 - Hot-Dry ¦ PG&E ¦ Hot-Dry | Res Central Furnace Only - Fuel Sub - ZEAS 2030 - Hot-Dry | 0.048829 | 0.47 | 0 | RASS 2019 | 1200 | 2032 | 1 | SWHC045
RES-HVAC-FS-24-ZEAS.4 | Res ¦ Res Furnace Heat Pump Heating Only (SEER2 16.9) - Fuel Sub - ZEAS 2030 - Hot-Dry ¦ PG&E ¦ Hot-Dry | Res ¦ Res Furnace Heat Pump Heating Only (SEER2 16.9) - Fuel Sub - ZEAS 2030 - Hot-Dry | PG&E ¦ Hot-Dry | PG&E | All | Electric & Gas | Res Furnace Heat Pump Heating Only (SEER2 16.9) - Fuel Sub | Efficient |  |  | 1 | Conventional | HVAC | Res - Multi Family | Res | ROB Only | 1 | Residential Households | household | 23 | DEER:HVAC_Eff_AC | 885.9375 | 0 | -59.6875 | SWHC045-04 | 7045.2344 | 2024 | 741.7969 | 2024 | 1704 | -265.8594 | SWHC045-04 | Res Central Furnace Only - Fuel Sub - ZEAS 2030 - Hot-Dry ¦ PG&E ¦ Hot-Dry | Res Central Furnace Only - Fuel Sub - ZEAS 2030 - Hot-Dry | 0.033189 | 0.47 | 0 | RASS 2019 | 0 | 2012 | 1 | SWHC045
RES-HVAC-FS-24-ZEAS.5 | Res ¦ Res Furnace Heat Pump Heating Only (SEER2 16.9) - Fuel Sub - ZEAS 2030 - Cold ¦ PG&E ¦ Cold | Res ¦ Res Furnace Heat Pump Heating Only (SEER2 16.9) - Fuel Sub - ZEAS 2030 - Cold | PG&E ¦ Cold | PG&E | All | Electric & Gas | Res Furnace Heat Pump Heating Only (SEER2 16.9) - Fuel Sub | Efficient |  |  | 1 | Conventional | HVAC | Res - Single Family | Res | ROB Only | 1 | Residential Households | household | 23 | DEER:HVAC_Eff_AC | 6712.3438 | 0 | -297.825 | SWHC045-04 | 25433.2961 | 2024 | 2677.8867 | 2024 | 1704 | -959.7523 | SWHC045-04 | Res Central Furnace Only - Fuel Sub - ZEAS 2030 - Cold ¦ PG&E ¦ Cold | Res Central Furnace Only - Fuel Sub - ZEAS 2030 - Cold | 0.0077842 | 0.47 | 0 | RASS 2019 | 1200 | 2032 | 1 | SWHC045
RES-HVAC-FS-24-ZEAS.6 | Res ¦ Res Furnace Heat Pump Heating Only (SEER2 16.9) - Fuel Sub - ZEAS 2030 - Cold ¦ PG&E ¦ Cold | Res ¦ Res Furnace Heat Pump Heating Only (SEER2 16.9) - Fuel Sub - ZEAS 2030 - Cold | PG&E ¦ Cold | PG&E | All | Electric & Gas | Res Furnace Heat Pump Heating Only (SEER2 16.9) - Fuel Sub | Efficient |  |  | 1 | Conventional | HVAC | Res - Multi Family | Res | ROB Only | 1 | Residential Households | household | 23 | DEER:HVAC_Eff_AC | 1459.375 | 0 | -94.5312 | SWHC045-04 | 7045.2344 | 2024 | 741.7969 | 2024 | 1704 | -265.8594 | SWHC045-04 | Res Central Furnace Only - Fuel Sub - ZEAS 2030 - Cold ¦ PG&E ¦ Cold | Res Central Furnace Only - Fuel Sub - ZEAS 2030 - Cold | 0.017953 | 0.47 | 0 | RASS 2019 | 0 | 2012 | 1 | SWHC045
RES-HVAC-FS-24-ZEAS.7 | Res ¦ Res Furnace Heat Pump Heating Only (SEER2 16.9) - Fuel Sub - ZEAS 2030 - Marine ¦ SCG ¦ Marine | Res ¦ Res Furnace Heat Pump Heating Only (SEER2 16.9) - Fuel Sub - ZEAS 2030 - Marine | SCG ¦ Marine | SCG | All | Electric & Gas | Res Furnace Heat Pump Heating Only (SEER2 16.9) - Fuel Sub | Efficient |  |  | 1 | Conventional | HVAC | Res - Single Family | Res | ROB Only | 1 | Residential Households | household | 23 | DEER:HVAC_Eff_AC | 2337.0781 | 0 | -179.8234 | SWHC045-04 | 28251.3898 | 2024 | 2974.6055 | 2024 | 1704 | -1066.0961 | SWHC045-04 | Res Central Furnace Only - Fuel Sub - ZEAS 2030 - Marine ¦ SCG ¦ Marine | Res Central Furnace Only - Fuel Sub - ZEAS 2030 - Marine | 0.40939 | 0.47 | 0 | RASS 2019 | 1200 | 2032 | 1 | SWHC045
RES-HVAC-FS-24-ZEAS.8 | Res ¦ Res Furnace Heat Pump Heating Only (SEER2 16.9) - Fuel Sub - ZEAS 2030 - Marine ¦ SCG ¦ Marine | Res ¦ Res Furnace Heat Pump Heating Only (SEER2 16.9) - Fuel Sub - ZEAS 2030 - Marine | SCG ¦ Marine | SCG | All | Electric & Gas | Res Furnace Heat Pump Heating Only (SEER2 16.9) - Fuel Sub | Efficient |  |  | 1 | Conventional | HVAC | Res - Multi Family | Res | ROB Only | 1 | Residential Households | household | 23 | DEER:HVAC_Eff_AC | 876 | 0 | -65.2 | SWHC045-04 | 9017.9 | 2024 | 949.5 | 2024 | 1704 | -340.3 | SWHC045-04 | Res Central Furnace Only - Fuel Sub - ZEAS 2030 - Marine ¦ SCG ¦ Marine | Res Central Furnace Only - Fuel Sub - ZEAS 2030 - Marine | 0.18899 | 0.47 | 0 | RASS 2019 | 0 | 2012 | 1 | SWHC045
RES-HVAC-FS-24-ZEAS.9 | Res ¦ Res Furnace Heat Pump Heating Only (SEER2 16.9) - Fuel Sub - ZEAS 2030 - Hot-Dry ¦ SCG ¦ Hot-Dry | Res ¦ Res Furnace Heat Pump Heating Only (SEER2 16.9) - Fuel Sub - ZEAS 2030 - Hot-Dry | SCG ¦ Hot-Dry | SCG | All | Electric & Gas | Res Furnace Heat Pump Heating Only (SEER2 16.9) - Fuel Sub | Efficient |  |  | 1 | Conventional | HVAC | Res - Single Family | Res | ROB Only | 1 | Residential Households | household | 23 | DEER:HVAC_Eff_AC | 2938.2188 | 0 | -156.9156 | SWHC045-04 | 23742.4398 | 2024 | 2499.8555 | 2024 | 1704 | -895.9461 | SWHC045-04 | Res Central Furnace Only - Fuel Sub - ZEAS 2030 - Hot-Dry ¦ SCG ¦ Hot-Dry | Res Central Furnace Only - Fuel Sub - ZEAS 2030 - Hot-Dry | 0.053422 | 0.47 | 0 | RASS 2019 | 1200 | 2032 | 1 | SWHC045
RES-HVAC-FS-24-ZEAS.10 | Res ¦ Res Furnace Heat Pump Heating Only (SEER2 16.9) - Fuel Sub - ZEAS 2030 - Hot-Dry ¦ SCG ¦ Hot-Dry | Res ¦ Res Furnace Heat Pump Heating Only (SEER2 16.9) - Fuel Sub - ZEAS 2030 - Hot-Dry | SCG ¦ Hot-Dry | SCG | All | Electric & Gas | Res Furnace Heat Pump Heating Only (SEER2 16.9) - Fuel Sub | Efficient |  |  | 1 | Conventional | HVAC | Res - Multi Family | Res | ROB Only | 1 | Residential Households | household | 23 | DEER:HVAC_Eff_AC | 1028.125 | 0 | -46.875 | SWHC045-04 | 7045.2344 | 2024 | 741.7969 | 2024 | 1704 | -265.8594 | SWHC045-04 | Res Central Furnace Only - Fuel Sub - ZEAS 2030 - Hot-Dry ¦ SCG ¦ Hot-Dry | Res Central Furnace Only - Fuel Sub - ZEAS 2030 - Hot-Dry | 0.023966 | 0.47 | 0 | RASS 2019 | 0 | 2012 | 1 | SWHC045
RES-HVAC-FS-24-ZEAS.11 | Res ¦ Res Furnace Heat Pump Heating Only (SEER2 16.9) - Fuel Sub - ZEAS 2030 - Cold ¦ SCG ¦ Cold | Res ¦ Res Furnace Heat Pump Heating Only (SEER2 16.9) - Fuel Sub - ZEAS 2030 - Cold | SCG ¦ Cold | SCG | All | Electric & Gas | Res Furnace Heat Pump Heating Only (SEER2 16.9) - Fuel Sub | Efficient |  |  | 1 | Conventional | HVAC | Res - Single Family | Res | ROB Only | 1 | Residential Households | household | 23 | DEER:HVAC_Eff_AC | 6712.3438 | 0 | -297.825 | SWHC045-04 | 25433.2961 | 2024 | 2677.8867 | 2024 | 1704 | -959.7523 | SWHC045-04 | Res Central Furnace Only - Fuel Sub - ZEAS 2030 - Cold ¦ SCG ¦ Cold | Res Central Furnace Only - Fuel Sub - ZEAS 2030 - Cold | 0.090455 | 0.47 | 0 | RASS 2019 | 1200 | 2032 | 1 | SWHC045
RES-HVAC-FS-24-ZEAS.12 | Res ¦ Res Furnace Heat Pump Heating Only (SEER2 16.9) - Fuel Sub - ZEAS 2030 - Cold ¦ SCG ¦ Cold | Res ¦ Res Furnace Heat Pump Heating Only (SEER2 16.9) - Fuel Sub - ZEAS 2030 - Cold | SCG ¦ Cold | SCG | All | Electric & Gas | Res Furnace Heat Pump Heating Only (SEER2 16.9) - Fuel Sub | Efficient |  |  | 1 | Conventional | HVAC | Res - Multi Family | Res | ROB Only | 1 | Residential Households | household | 23 | DEER:HVAC_Eff_AC | 1459.375 | 0 | -94.5312 | SWHC045-04 | 7045.2344 | 2024 | 741.7969 | 2024 | 1704 | -265.8594 | SWHC045-04 | Res Central Furnace Only - Fuel Sub - ZEAS 2030 - Cold ¦ SCG ¦ Cold | Res Central Furnace Only - Fuel Sub - ZEAS 2030 - Cold | 0.017953 | 0.47 | 0 | RASS 2019 | 0 | 2012 | 1 | SWHC045
RES-HVAC-FS-24-ZEAS.13 | Res ¦ Res Furnace Heat Pump Heating Only (SEER2 16.9) - Fuel Sub - ZEAS 2030 - Marine ¦ SDG&E ¦ Marine | Res ¦ Res Furnace Heat Pump Heating Only (SEER2 16.9) - Fuel Sub - ZEAS 2030 - Marine | SDG&E ¦ Marine | SDG&E | All | Electric & Gas | Res Furnace Heat Pump Heating Only (SEER2 16.9) - Fuel Sub | Efficient |  |  | 1 | Conventional | HVAC | Res - Single Family | Res | ROB Only | 1 | Residential Households | household | 23 | DEER:HVAC_Eff_AC | 2337.0781 | 0 | -179.8234 | SWHC045-04 | 28251.3898 | 2024 | 2974.6055 | 2024 | 1704 | -1066.0961 | SWHC045-04 | Res Central Furnace Only - Fuel Sub - ZEAS 2030 - Marine ¦ SDG&E ¦ Marine | Res Central Furnace Only - Fuel Sub - ZEAS 2030 - Marine | 0.15258 | 0.47 | 0 | RASS 2019 | 1200 | 2032 | 1 | SWHC045
RES-HVAC-FS-24-ZEAS.14 | Res ¦ Res Furnace Heat Pump Heating Only (SEER2 16.9) - Fuel Sub - ZEAS 2030 - Marine ¦ SDG&E ¦ Marine | Res ¦ Res Furnace Heat Pump Heating Only (SEER2 16.9) - Fuel Sub - ZEAS 2030 - Marine | SDG&E ¦ Marine | SDG&E | All | Electric & Gas | Res Furnace Heat Pump Heating Only (SEER2 16.9) - Fuel Sub | Efficient |  |  | 1 | Conventional | HVAC | Res - Multi Family | Res | ROB Only | 1 | Residential Households | household | 23 | DEER:HVAC_Eff_AC | 876 | 0 | -65.2 | SWHC045-04 | 9017.9 | 2024 | 949.5 | 2024 | 1704 | -340.3 | SWHC045-04 | Res Central Furnace Only - Fuel Sub - ZEAS 2030 - Marine ¦ SDG&E ¦ Marine | Res Central Furnace Only - Fuel Sub - ZEAS 2030 - Marine | 0.29631 | 0.47 | 0 | RASS 2019 | 0 | 2012 | 1 | SWHC045
RES-HVAC-FS-24-ZEAS.15 | Res ¦ Res Furnace Heat Pump Heating Only (SEER2 16.9) - Fuel Sub - ZEAS 2030 - Hot-Dry ¦ SDG&E ¦ Hot-Dry | Res ¦ Res Furnace Heat Pump Heating Only (SEER2 16.9) - Fuel Sub - ZEAS 2030 - Hot-Dry | SDG&E ¦ Hot-Dry | SDG&E | All | Electric & Gas | Res Furnace Heat Pump Heating Only (SEER2 16.9) - Fuel Sub | Efficient |  |  | 1 | Conventional | HVAC | Res - Single Family | Res | ROB Only | 1 | Residential Households | household | 23 | DEER:HVAC_Eff_AC | 2051.3906 | 0 | -178.0547 | SWHC045-04 | 22615.2023 | 2024 | 2381.168 | 2024 | 1704 | -853.4086 | SWHC045-04 | Res Central Furnace Only - Fuel Sub - ZEAS 2030 - Hot-Dry ¦ SDG&E ¦ Hot-Dry | Res Central Furnace Only - Fuel Sub - ZEAS 2030 - Hot-Dry | 0.17372 | 0.47 | 0 | RASS 2019 | 1200 | 2032 | 1 | SWHC045
RES-HVAC-FS-24-ZEAS.16 | Res ¦ Res Furnace Heat Pump Heating Only (SEER2 16.9) - Fuel Sub - ZEAS 2030 - Hot-Dry ¦ SDG&E ¦ Hot-Dry | Res ¦ Res Furnace Heat Pump Heating Only (SEER2 16.9) - Fuel Sub - ZEAS 2030 - Hot-Dry | SDG&E ¦ Hot-Dry | SDG&E | All | Electric & Gas | Res Furnace Heat Pump Heating Only (SEER2 16.9) - Fuel Sub | Efficient |  |  | 1 | Conventional | HVAC | Res - Multi Family | Res | ROB Only | 1 | Residential Households | household | 23 | DEER:HVAC_Eff_AC | 678.1406 | 0 | -60.1828 | SWHC045-04 | 7820.2102 | 2024 | 823.3945 | 2024 | 1704 | -295.1039 | SWHC045-04 | Res Central Furnace Only - Fuel Sub - ZEAS 2030 - Hot-Dry ¦ SDG&E ¦ Hot-Dry | Res Central Furnace Only - Fuel Sub - ZEAS 2030 - Hot-Dry | 0.053553 | 0.47 | 0 | RASS 2019 | 0 | 2012 | 1 | SWHC045
RES-HVAC-FS-25-ZEAS.1 | Res ¦ Res Furnace Heat Pump Heating Only (SEER2 17.8) - Fuel Sub - ZEAS 2030 - Marine ¦ PG&E ¦ Marine | Res ¦ Res Furnace Heat Pump Heating Only (SEER2 17.8) - Fuel Sub - ZEAS 2030 - Marine | PG&E ¦ Marine | PG&E | All | Electric & Gas | Res Furnace Heat Pump Heating Only (SEER2 17.8) - Fuel Sub | Efficient |  |  | 1 | Conventional | HVAC | Res - Single Family | Res | ROB Only | 1 | Residential Households | household | 23 | DEER:HVAC_Eff_AC | 2745.5 | 0 | -257.8953 | SWHC045-04 | 23997.1841 | 2024 | 2396.0039 | 2024 | 1704 | -858.7258 | SWHC045-04 | Res Central Furnace Only - Fuel Sub - ZEAS 2030 - Marine ¦ PG&E ¦ Marine | Res Central Furnace Only - Fuel Sub - ZEAS 2030 - Marine | 0.37466 | 0.47 | 0 | RASS 2019 | 1200 | 2032 | 1 | SWHC045
RES-HVAC-FS-25-ZEAS.2 | Res ¦ Res Furnace Heat Pump Heating Only (SEER2 17.8) - Fuel Sub - ZEAS 2030 - Marine ¦ PG&E ¦ Marine | Res ¦ Res Furnace Heat Pump Heating Only (SEER2 17.8) - Fuel Sub - ZEAS 2030 - Marine | PG&E ¦ Marine | PG&E | All | Electric & Gas | Res Furnace Heat Pump Heating Only (SEER2 17.8) - Fuel Sub | Efficient |  |  | 1 | Conventional | HVAC | Res - Multi Family | Res | ROB Only | 1 | Residential Households | household | 23 | DEER:HVAC_Eff_AC | 771.875 | 0 | -66.25 | SWHC045-04 | 7429.4687 | 2024 | 741.7969 | 2024 | 1704 | -265.8594 | SWHC045-04 | Res Central Furnace Only - Fuel Sub - ZEAS 2030 - Marine ¦ PG&E ¦ Marine | Res Central Furnace Only - Fuel Sub - ZEAS 2030 - Marine | 0.22588 | 0.47 | 0 | RASS 2019 | 0 | 2012 | 1 | SWHC045
RES-HVAC-FS-25-ZEAS.3 | Res ¦ Res Furnace Heat Pump Heating Only (SEER2 17.8) - Fuel Sub - ZEAS 2030 - Hot-Dry ¦ PG&E ¦ Hot-Dry | Res ¦ Res Furnace Heat Pump Heating Only (SEER2 17.8) - Fuel Sub - ZEAS 2030 - Hot-Dry | PG&E ¦ Hot-Dry | PG&E | All | Electric & Gas | Res Furnace Heat Pump Heating Only (SEER2 17.8) - Fuel Sub | Efficient |  |  | 1 | Conventional | HVAC | Res - Single Family | Res | ROB Only | 1 | Residential Households | household | 23 | DEER:HVAC_Eff_AC | 3338.3594 | 0 | -218.8266 | SWHC045-04 | 18350.7878 | 2024 | 1832.2383 | 2024 | 1704 | -656.6727 | SWHC045-04 | Res Central Furnace Only - Fuel Sub - ZEAS 2030 - Hot-Dry ¦ PG&E ¦ Hot-Dry | Res Central Furnace Only - Fuel Sub - ZEAS 2030 - Hot-Dry | 0.048829 | 0.47 | 0 | RASS 2019 | 1200 | 2032 | 1 | SWHC045
RES-HVAC-FS-25-ZEAS.4 | Res ¦ Res Furnace Heat Pump Heating Only (SEER2 17.8) - Fuel Sub - ZEAS 2030 - Hot-Dry ¦ PG&E ¦ Hot-Dry | Res ¦ Res Furnace Heat Pump Heating Only (SEER2 17.8) - Fuel Sub - ZEAS 2030 - Hot-Dry | PG&E ¦ Hot-Dry | PG&E | All | Electric & Gas | Res Furnace Heat Pump Heating Only (SEER2 17.8) - Fuel Sub | Efficient |  |  | 1 | Conventional | HVAC | Res - Multi Family | Res | ROB Only | 1 | Residential Households | household | 23 | DEER:HVAC_Eff_AC | 868.75 | 0 | -59.6875 | SWHC045-04 | 7429.4687 | 2024 | 741.7969 | 2024 | 1704 | -265.8594 | SWHC045-04 | Res Central Furnace Only - Fuel Sub - ZEAS 2030 - Hot-Dry ¦ PG&E ¦ Hot-Dry | Res Central Furnace Only - Fuel Sub - ZEAS 2030 - Hot-Dry | 0.033189 | 0.47 | 0 | RASS 2019 | 0 | 2012 | 1 | SWHC045
RES-HVAC-FS-25-ZEAS.5 | Res ¦ Res Furnace Heat Pump Heating Only (SEER2 17.8) - Fuel Sub - ZEAS 2030 - Cold ¦ PG&E ¦ Cold | Res ¦ Res Furnace Heat Pump Heating Only (SEER2 17.8) - Fuel Sub - ZEAS 2030 - Cold | PG&E ¦ Cold | PG&E | All | Electric & Gas | Res Furnace Heat Pump Heating Only (SEER2 17.8) - Fuel Sub | Efficient |  |  | 1 | Conventional | HVAC | Res - Single Family | Res | ROB Only | 1 | Residential Households | household | 23 | DEER:HVAC_Eff_AC | 6599.5312 | 0 | -297.825 | SWHC045-04 | 26820.3822 | 2024 | 2677.8867 | 2024 | 1704 | -959.7523 | SWHC045-04 | Res Central Furnace Only - Fuel Sub - ZEAS 2030 - Cold ¦ PG&E ¦ Cold | Res Central Furnace Only - Fuel Sub - ZEAS 2030 - Cold | 0.0077842 | 0.47 | 0 | RASS 2019 | 1200 | 2032 | 1 | SWHC045
RES-HVAC-FS-25-ZEAS.6 | Res ¦ Res Furnace Heat Pump Heating Only (SEER2 17.8) - Fuel Sub - ZEAS 2030 - Cold ¦ PG&E ¦ Cold | Res ¦ Res Furnace Heat Pump Heating Only (SEER2 17.8) - Fuel Sub - ZEAS 2030 - Cold | PG&E ¦ Cold | PG&E | All | Electric & Gas | Res Furnace Heat Pump Heating Only (SEER2 17.8) - Fuel Sub | Efficient |  |  | 1 | Conventional | HVAC | Res - Multi Family | Res | ROB Only | 1 | Residential Households | household | 23 | DEER:HVAC_Eff_AC | 1429.6875 | 0 | -94.5312 | SWHC045-04 | 7429.4687 | 2024 | 741.7969 | 2024 | 1704 | -265.8594 | SWHC045-04 | Res Central Furnace Only - Fuel Sub - ZEAS 2030 - Cold ¦ PG&E ¦ Cold | Res Central Furnace Only - Fuel Sub - ZEAS 2030 - Cold | 0.017953 | 0.47 | 0 | RASS 2019 | 0 | 2012 | 1 | SWHC045
RES-HVAC-FS-25-ZEAS.7 | Res ¦ Res Furnace Heat Pump Heating Only (SEER2 17.8) - Fuel Sub - ZEAS 2030 - Marine ¦ SCG ¦ Marine | Res ¦ Res Furnace Heat Pump Heating Only (SEER2 17.8) - Fuel Sub - ZEAS 2030 - Marine | SCG ¦ Marine | SCG | All | Electric & Gas | Res Furnace Heat Pump Heating Only (SEER2 17.8) - Fuel Sub | Efficient |  |  | 1 | Conventional | HVAC | Res - Single Family | Res | ROB Only | 1 | Residential Households | household | 23 | DEER:HVAC_Eff_AC | 2274.4219 | 0 | -179.8234 | SWHC045-04 | 29792.1697 | 2024 | 2974.6055 | 2024 | 1704 | -1066.0961 | SWHC045-04 | Res Central Furnace Only - Fuel Sub - ZEAS 2030 - Marine ¦ SCG ¦ Marine | Res Central Furnace Only - Fuel Sub - ZEAS 2030 - Marine | 0.40939 | 0.47 | 0 | RASS 2019 | 1200 | 2032 | 1 | SWHC045
RES-HVAC-FS-25-ZEAS.8 | Res ¦ Res Furnace Heat Pump Heating Only (SEER2 17.8) - Fuel Sub - ZEAS 2030 - Marine ¦ SCG ¦ Marine | Res ¦ Res Furnace Heat Pump Heating Only (SEER2 17.8) - Fuel Sub - ZEAS 2030 - Marine | SCG ¦ Marine | SCG | All | Electric & Gas | Res Furnace Heat Pump Heating Only (SEER2 17.8) - Fuel Sub | Efficient |  |  | 1 | Conventional | HVAC | Res - Multi Family | Res | ROB Only | 1 | Residential Households | household | 23 | DEER:HVAC_Eff_AC | 862 | 0 | -65.2 | SWHC045-04 | 9509.72 | 2024 | 949.5 | 2024 | 1704 | -340.3 | SWHC045-04 | Res Central Furnace Only - Fuel Sub - ZEAS 2030 - Marine ¦ SCG ¦ Marine | Res Central Furnace Only - Fuel Sub - ZEAS 2030 - Marine | 0.18899 | 0.47 | 0 | RASS 2019 | 0 | 2012 | 1 | SWHC045
RES-HVAC-FS-25-ZEAS.9 | Res ¦ Res Furnace Heat Pump Heating Only (SEER2 17.8) - Fuel Sub - ZEAS 2030 - Hot-Dry ¦ SCG ¦ Hot-Dry | Res ¦ Res Furnace Heat Pump Heating Only (SEER2 17.8) - Fuel Sub - ZEAS 2030 - Hot-Dry | SCG ¦ Hot-Dry | SCG | All | Electric & Gas | Res Furnace Heat Pump Heating Only (SEER2 17.8) - Fuel Sub | Efficient |  |  | 1 | Conventional | HVAC | Res - Single Family | Res | ROB Only | 1 | Residential Households | household | 23 | DEER:HVAC_Eff_AC | 2890.8281 | 0 | -156.9156 | SWHC045-04 | 25037.3097 | 2024 | 2499.8555 | 2024 | 1704 | -895.9461 | SWHC045-04 | Res Central Furnace Only - Fuel Sub - ZEAS 2030 - Hot-Dry ¦ SCG ¦ Hot-Dry | Res Central Furnace Only - Fuel Sub - ZEAS 2030 - Hot-Dry | 0.053422 | 0.47 | 0 | RASS 2019 | 1200 | 2032 | 1 | SWHC045
RES-HVAC-FS-25-ZEAS.10 | Res ¦ Res Furnace Heat Pump Heating Only (SEER2 17.8) - Fuel Sub - ZEAS 2030 - Hot-Dry ¦ SCG ¦ Hot-Dry | Res ¦ Res Furnace Heat Pump Heating Only (SEER2 17.8) - Fuel Sub - ZEAS 2030 - Hot-Dry | SCG ¦ Hot-Dry | SCG | All | Electric & Gas | Res Furnace Heat Pump Heating Only (SEER2 17.8) - Fuel Sub | Efficient |  |  | 1 | Conventional | HVAC | Res - Multi Family | Res | ROB Only | 1 | Residential Households | household | 23 | DEER:HVAC_Eff_AC | 998.4375 | 0 | -46.875 | SWHC045-04 | 7429.4687 | 2024 | 741.7969 | 2024 | 1704 | -265.8594 | SWHC045-04 | Res Central Furnace Only - Fuel Sub - ZEAS 2030 - Hot-Dry ¦ SCG ¦ Hot-Dry | Res Central Furnace Only - Fuel Sub - ZEAS 2030 - Hot-Dry | 0.023966 | 0.47 | 0 | RASS 2019 | 0 | 2012 | 1 | SWHC045
RES-HVAC-FS-25-ZEAS.11 | Res ¦ Res Furnace Heat Pump Heating Only (SEER2 17.8) - Fuel Sub - ZEAS 2030 - Cold ¦ SCG ¦ Cold | Res ¦ Res Furnace Heat Pump Heating Only (SEER2 17.8) - Fuel Sub - ZEAS 2030 - Cold | SCG ¦ Cold | SCG | All | Electric & Gas | Res Furnace Heat Pump Heating Only (SEER2 17.8) - Fuel Sub | Efficient |  |  | 1 | Conventional | HVAC | Res - Single Family | Res | ROB Only | 1 | Residential Households | household | 23 | DEER:HVAC_Eff_AC | 6599.5312 | 0 | -297.825 | SWHC045-04 | 26820.3822 | 2024 | 2677.8867 | 2024 | 1704 | -959.7523 | SWHC045-04 | Res Central Furnace Only - Fuel Sub - ZEAS 2030 - Cold ¦ SCG ¦ Cold | Res Central Furnace Only - Fuel Sub - ZEAS 2030 - Cold | 0.090455 | 0.47 | 0 | RASS 2019 | 1200 | 2032 | 1 | SWHC045
RES-HVAC-FS-25-ZEAS.12 | Res ¦ Res Furnace Heat Pump Heating Only (SEER2 17.8) - Fuel Sub - ZEAS 2030 - Cold ¦ SCG ¦ Cold | Res ¦ Res Furnace Heat Pump Heating Only (SEER2 17.8) - Fuel Sub - ZEAS 2030 - Cold | SCG ¦ Cold | SCG | All | Electric & Gas | Res Furnace Heat Pump Heating Only (SEER2 17.8) - Fuel Sub | Efficient |  |  | 1 | Conventional | HVAC | Res - Multi Family | Res | ROB Only | 1 | Residential Households | household | 23 | DEER:HVAC_Eff_AC | 1429.6875 | 0 | -94.5312 | SWHC045-04 | 7429.4687 | 2024 | 741.7969 | 2024 | 1704 | -265.8594 | SWHC045-04 | Res Central Furnace Only - Fuel Sub - ZEAS 2030 - Cold ¦ SCG ¦ Cold | Res Central Furnace Only - Fuel Sub - ZEAS 2030 - Cold | 0.017953 | 0.47 | 0 | RASS 2019 | 0 | 2012 | 1 | SWHC045
RES-HVAC-FS-25-ZEAS.13 | Res ¦ Res Furnace Heat Pump Heating Only (SEER2 17.8) - Fuel Sub - ZEAS 2030 - Marine ¦ SDG&E ¦ Marine | Res ¦ Res Furnace Heat Pump Heating Only (SEER2 17.8) - Fuel Sub - ZEAS 2030 - Marine | SDG&E ¦ Marine | SDG&E | All | Electric & Gas | Res Furnace Heat Pump Heating Only (SEER2 17.8) - Fuel Sub | Efficient |  |  | 1 | Conventional | HVAC | Res - Single Family | Res | ROB Only | 1 | Residential Households | household | 23 | DEER:HVAC_Eff_AC | 2274.4219 | 0 | -179.8234 | SWHC045-04 | 29792.1697 | 2024 | 2974.6055 | 2024 | 1704 | -1066.0961 | SWHC045-04 | Res Central Furnace Only - Fuel Sub - ZEAS 2030 - Marine ¦ SDG&E ¦ Marine | Res Central Furnace Only - Fuel Sub - ZEAS 2030 - Marine | 0.15258 | 0.47 | 0 | RASS 2019 | 1200 | 2032 | 1 | SWHC045
RES-HVAC-FS-25-ZEAS.14 | Res ¦ Res Furnace Heat Pump Heating Only (SEER2 17.8) - Fuel Sub - ZEAS 2030 - Marine ¦ SDG&E ¦ Marine | Res ¦ Res Furnace Heat Pump Heating Only (SEER2 17.8) - Fuel Sub - ZEAS 2030 - Marine | SDG&E ¦ Marine | SDG&E | All | Electric & Gas | Res Furnace Heat Pump Heating Only (SEER2 17.8) - Fuel Sub | Efficient |  |  | 1 | Conventional | HVAC | Res - Multi Family | Res | ROB Only | 1 | Residential Households | household | 23 | DEER:HVAC_Eff_AC | 862 | 0 | -65.2 | SWHC045-04 | 9509.72 | 2024 | 949.5 | 2024 | 1704 | -340.3 | SWHC045-04 | Res Central Furnace Only - Fuel Sub - ZEAS 2030 - Marine ¦ SDG&E ¦ Marine | Res Central Furnace Only - Fuel Sub - ZEAS 2030 - Marine | 0.29631 | 0.47 | 0 | RASS 2019 | 0 | 2012 | 1 | SWHC045
RES-HVAC-FS-25-ZEAS.15 | Res ¦ Res Furnace Heat Pump Heating Only (SEER2 17.8) - Fuel Sub - ZEAS 2030 - Hot-Dry ¦ SDG&E ¦ Hot-Dry | Res ¦ Res Furnace Heat Pump Heating Only (SEER2 17.8) - Fuel Sub - ZEAS 2030 - Hot-Dry | SDG&E ¦ Hot-Dry | SDG&E | All | Electric & Gas | Res Furnace Heat Pump Heating Only (SEER2 17.8) - Fuel Sub | Efficient |  |  | 1 | Conventional | HVAC | Res - Single Family | Res | ROB Only | 1 | Residential Households | household | 23 | DEER:HVAC_Eff_AC | 2021.2969 | 0 | -178.0547 | SWHC045-04 | 23848.5947 | 2024 | 2381.168 | 2024 | 1704 | -853.4086 | SWHC045-04 | Res Central Furnace Only - Fuel Sub - ZEAS 2030 - Hot-Dry ¦ SDG&E ¦ Hot-Dry | Res Central Furnace Only - Fuel Sub - ZEAS 2030 - Hot-Dry | 0.17372 | 0.47 | 0 | RASS 2019 | 1200 | 2032 | 1 | SWHC045
RES-HVAC-FS-25-ZEAS.16 | Res ¦ Res Furnace Heat Pump Heating Only (SEER2 17.8) - Fuel Sub - ZEAS 2030 - Hot-Dry ¦ SDG&E ¦ Hot-Dry | Res ¦ Res Furnace Heat Pump Heating Only (SEER2 17.8) - Fuel Sub - ZEAS 2030 - Hot-Dry | SDG&E ¦ Hot-Dry | SDG&E | All | Electric & Gas | Res Furnace Heat Pump Heating Only (SEER2 17.8) - Fuel Sub | Efficient |  |  | 1 | Conventional | HVAC | Res - Multi Family | Res | ROB Only | 1 | Residential Households | household | 23 | DEER:HVAC_Eff_AC | 664.2656 | 0 | -60.1828 | SWHC045-04 | 8246.7103 | 2024 | 823.3945 | 2024 | 1704 | -295.1039 | SWHC045-04 | Res Central Furnace Only - Fuel Sub - ZEAS 2030 - Hot-Dry ¦ SDG&E ¦ Hot-Dry | Res Central Furnace Only - Fuel Sub - ZEAS 2030 - Hot-Dry | 0.053553 | 0.47 | 0 | RASS 2019 | 0 | 2012 | 1 | SWHC045
RES-HVAC-FS-26-ZEAS.1 | Res ¦ Res Furnace Heat Pump Heating Only (SEER2 18.7) - Fuel Sub - ZEAS 2030 - Marine ¦ PG&E ¦ Marine | Res ¦ Res Furnace Heat Pump Heating Only (SEER2 18.7) - Fuel Sub - ZEAS 2030 - Marine | PG&E ¦ Marine | PG&E | All | Electric & Gas | Res Furnace Heat Pump Heating Only (SEER2 18.7) - Fuel Sub | Efficient |  |  | 1 | Conventional | HVAC | Res - Single Family | Res | ROB Only | 1 | Residential Households | household | 23 | DEER:HVAC_Eff_AC | 2609.2344 | 0 | -257.8953 | SWHC045-04 | 25238.2611 | 2024 | 2396.0039 | 2024 | 1704 | -858.7258 | SWHC045-04 | Res Central Furnace Only - Fuel Sub - ZEAS 2030 - Marine ¦ PG&E ¦ Marine | Res Central Furnace Only - Fuel Sub - ZEAS 2030 - Marine | 0.37466 | 0.47 | 0 | RASS 2019 | 1200 | 2032 | 1 | SWHC045
RES-HVAC-FS-26-ZEAS.2 | Res ¦ Res Furnace Heat Pump Heating Only (SEER2 18.7) - Fuel Sub - ZEAS 2030 - Marine ¦ PG&E ¦ Marine | Res ¦ Res Furnace Heat Pump Heating Only (SEER2 18.7) - Fuel Sub - ZEAS 2030 - Marine | PG&E ¦ Marine | PG&E | All | Electric & Gas | Res Furnace Heat Pump Heating Only (SEER2 18.7) - Fuel Sub | Efficient |  |  | 1 | Conventional | HVAC | Res - Multi Family | Res | ROB Only | 1 | Residential Households | household | 23 | DEER:HVAC_Eff_AC | 740.625 | 0 | -66.25 | SWHC045-04 | 7813.7031 | 2024 | 741.7969 | 2024 | 1704 | -265.8594 | SWHC045-04 | Res Central Furnace Only - Fuel Sub - ZEAS 2030 - Marine ¦ PG&E ¦ Marine | Res Central Furnace Only - Fuel Sub - ZEAS 2030 - Marine | 0.22588 | 0.47 | 0 | RASS 2019 | 0 | 2012 | 1 | SWHC045
RES-HVAC-FS-26-ZEAS.3 | Res ¦ Res Furnace Heat Pump Heating Only (SEER2 18.7) - Fuel Sub - ZEAS 2030 - Hot-Dry ¦ PG&E ¦ Hot-Dry | Res ¦ Res Furnace Heat Pump Heating Only (SEER2 18.7) - Fuel Sub - ZEAS 2030 - Hot-Dry | PG&E ¦ Hot-Dry | PG&E | All | Electric & Gas | Res Furnace Heat Pump Heating Only (SEER2 18.7) - Fuel Sub | Efficient |  |  | 1 | Conventional | HVAC | Res - Single Family | Res | ROB Only | 1 | Residential Households | household | 23 | DEER:HVAC_Eff_AC | 3203.2812 | 0 | -218.8266 | SWHC045-04 | 19299.8467 | 2024 | 1832.2383 | 2024 | 1704 | -656.6727 | SWHC045-04 | Res Central Furnace Only - Fuel Sub - ZEAS 2030 - Hot-Dry ¦ PG&E ¦ Hot-Dry | Res Central Furnace Only - Fuel Sub - ZEAS 2030 - Hot-Dry | 0.048829 | 0.47 | 0 | RASS 2019 | 1200 | 2032 | 1 | SWHC045
RES-HVAC-FS-26-ZEAS.4 | Res ¦ Res Furnace Heat Pump Heating Only (SEER2 18.7) - Fuel Sub - ZEAS 2030 - Hot-Dry ¦ PG&E ¦ Hot-Dry | Res ¦ Res Furnace Heat Pump Heating Only (SEER2 18.7) - Fuel Sub - ZEAS 2030 - Hot-Dry | PG&E ¦ Hot-Dry | PG&E | All | Electric & Gas | Res Furnace Heat Pump Heating Only (SEER2 18.7) - Fuel Sub | Efficient |  |  | 1 | Conventional | HVAC | Res - Multi Family | Res | ROB Only | 1 | Residential Households | household | 23 | DEER:HVAC_Eff_AC | 831.25 | 0 | -59.6875 | SWHC045-04 | 7813.7031 | 2024 | 741.7969 | 2024 | 1704 | -265.8594 | SWHC045-04 | Res Central Furnace Only - Fuel Sub - ZEAS 2030 - Hot-Dry ¦ PG&E ¦ Hot-Dry | Res Central Furnace Only - Fuel Sub - ZEAS 2030 - Hot-Dry | 0.033189 | 0.47 | 0 | RASS 2019 | 0 | 2012 | 1 | SWHC045
RES-HVAC-FS-26-ZEAS.5 | Res ¦ Res Furnace Heat Pump Heating Only (SEER2 18.7) - Fuel Sub - ZEAS 2030 - Cold ¦ PG&E ¦ Cold | Res ¦ Res Furnace Heat Pump Heating Only (SEER2 18.7) - Fuel Sub - ZEAS 2030 - Cold | PG&E ¦ Cold | PG&E | All | Electric & Gas | Res Furnace Heat Pump Heating Only (SEER2 18.7) - Fuel Sub | Efficient |  |  | 1 | Conventional | HVAC | Res - Single Family | Res | ROB Only | 1 | Residential Households | household | 23 | DEER:HVAC_Eff_AC | 6373.9062 | 0 | -297.825 | SWHC045-04 | 28207.4683 | 2024 | 2677.8867 | 2024 | 1704 | -959.7523 | SWHC045-04 | Res Central Furnace Only - Fuel Sub - ZEAS 2030 - Cold ¦ PG&E ¦ Cold | Res Central Furnace Only - Fuel Sub - ZEAS 2030 - Cold | 0.0077842 | 0.47 | 0 | RASS 2019 | 1200 | 2032 | 1 | SWHC045
RES-HVAC-FS-26-ZEAS.6 | Res ¦ Res Furnace Heat Pump Heating Only (SEER2 18.7) - Fuel Sub - ZEAS 2030 - Cold ¦ PG&E ¦ Cold | Res ¦ Res Furnace Heat Pump Heating Only (SEER2 18.7) - Fuel Sub - ZEAS 2030 - Cold | PG&E ¦ Cold | PG&E | All | Electric & Gas | Res Furnace Heat Pump Heating Only (SEER2 18.7) - Fuel Sub | Efficient |  |  | 1 | Conventional | HVAC | Res - Multi Family | Res | ROB Only | 1 | Residential Households | household | 23 | DEER:HVAC_Eff_AC | 1378.125 | 0 | -94.5312 | SWHC045-04 | 7813.7031 | 2024 | 741.7969 | 2024 | 1704 | -265.8594 | SWHC045-04 | Res Central Furnace Only - Fuel Sub - ZEAS 2030 - Cold ¦ PG&E ¦ Cold | Res Central Furnace Only - Fuel Sub - ZEAS 2030 - Cold | 0.017953 | 0.47 | 0 | RASS 2019 | 0 | 2012 | 1 | SWHC045
RES-HVAC-FS-26-ZEAS.7 | Res ¦ Res Furnace Heat Pump Heating Only (SEER2 18.7) - Fuel Sub - ZEAS 2030 - Marine ¦ SCG ¦ Marine | Res ¦ Res Furnace Heat Pump Heating Only (SEER2 18.7) - Fuel Sub - ZEAS 2030 - Marine | SCG ¦ Marine | SCG | All | Electric & Gas | Res Furnace Heat Pump Heating Only (SEER2 18.7) - Fuel Sub | Efficient |  |  | 1 | Conventional | HVAC | Res - Single Family | Res | ROB Only | 1 | Residential Households | household | 23 | DEER:HVAC_Eff_AC | 2186.7031 | 0 | -179.8234 | SWHC045-04 | 31332.9495 | 2024 | 2974.6055 | 2024 | 1704 | -1066.0961 | SWHC045-04 | Res Central Furnace Only - Fuel Sub - ZEAS 2030 - Marine ¦ SCG ¦ Marine | Res Central Furnace Only - Fuel Sub - ZEAS 2030 - Marine | 0.40939 | 0.47 | 0 | RASS 2019 | 1200 | 2032 | 1 | SWHC045
RES-HVAC-FS-26-ZEAS.8 | Res ¦ Res Furnace Heat Pump Heating Only (SEER2 18.7) - Fuel Sub - ZEAS 2030 - Marine ¦ SCG ¦ Marine | Res ¦ Res Furnace Heat Pump Heating Only (SEER2 18.7) - Fuel Sub - ZEAS 2030 - Marine | SCG ¦ Marine | SCG | All | Electric & Gas | Res Furnace Heat Pump Heating Only (SEER2 18.7) - Fuel Sub | Efficient |  |  | 1 | Conventional | HVAC | Res - Multi Family | Res | ROB Only | 1 | Residential Households | household | 23 | DEER:HVAC_Eff_AC | 818 | 0 | -65.2 | SWHC045-04 | 10001.54 | 2024 | 949.5 | 2024 | 1704 | -340.3 | SWHC045-04 | Res Central Furnace Only - Fuel Sub - ZEAS 2030 - Marine ¦ SCG ¦ Marine | Res Central Furnace Only - Fuel Sub - ZEAS 2030 - Marine | 0.18899 | 0.47 | 0 | RASS 2019 | 0 | 2012 | 1 | SWHC045
RES-HVAC-FS-26-ZEAS.9 | Res ¦ Res Furnace Heat Pump Heating Only (SEER2 18.7) - Fuel Sub - ZEAS 2030 - Hot-Dry ¦ SCG ¦ Hot-Dry | Res ¦ Res Furnace Heat Pump Heating Only (SEER2 18.7) - Fuel Sub - ZEAS 2030 - Hot-Dry | SCG ¦ Hot-Dry | SCG | All | Electric & Gas | Res Furnace Heat Pump Heating Only (SEER2 18.7) - Fuel Sub | Efficient |  |  | 1 | Conventional | HVAC | Res - Single Family | Res | ROB Only | 1 | Residential Households | household | 23 | DEER:HVAC_Eff_AC | 2764.4531 | 0 | -156.9156 | SWHC045-04 | 26332.1795 | 2024 | 2499.8555 | 2024 | 1704 | -895.9461 | SWHC045-04 | Res Central Furnace Only - Fuel Sub - ZEAS 2030 - Hot-Dry ¦ SCG ¦ Hot-Dry | Res Central Furnace Only - Fuel Sub - ZEAS 2030 - Hot-Dry | 0.053422 | 0.47 | 0 | RASS 2019 | 1200 | 2032 | 1 | SWHC045
RES-HVAC-FS-26-ZEAS.10 | Res ¦ Res Furnace Heat Pump Heating Only (SEER2 18.7) - Fuel Sub - ZEAS 2030 - Hot-Dry ¦ SCG ¦ Hot-Dry | Res ¦ Res Furnace Heat Pump Heating Only (SEER2 18.7) - Fuel Sub - ZEAS 2030 - Hot-Dry | SCG ¦ Hot-Dry | SCG | All | Electric & Gas | Res Furnace Heat Pump Heating Only (SEER2 18.7) - Fuel Sub | Efficient |  |  | 1 | Conventional | HVAC | Res - Multi Family | Res | ROB Only | 1 | Residential Households | household | 23 | DEER:HVAC_Eff_AC | 967.1875 | 0 | -46.875 | SWHC045-04 | 7813.7031 | 2024 | 741.7969 | 2024 | 1704 | -265.8594 | SWHC045-04 | Res Central Furnace Only - Fuel Sub - ZEAS 2030 - Hot-Dry ¦ SCG ¦ Hot-Dry | Res Central Furnace Only - Fuel Sub - ZEAS 2030 - Hot-Dry | 0.023966 | 0.47 | 0 | RASS 2019 | 0 | 2012 | 1 | SWHC045
RES-HVAC-FS-26-ZEAS.11 | Res ¦ Res Furnace Heat Pump Heating Only (SEER2 18.7) - Fuel Sub - ZEAS 2030 - Cold ¦ SCG ¦ Cold | Res ¦ Res Furnace Heat Pump Heating Only (SEER2 18.7) - Fuel Sub - ZEAS 2030 - Cold | SCG ¦ Cold | SCG | All | Electric & Gas | Res Furnace Heat Pump Heating Only (SEER2 18.7) - Fuel Sub | Efficient |  |  | 1 | Conventional | HVAC | Res - Single Family | Res | ROB Only | 1 | Residential Households | household | 23 | DEER:HVAC_Eff_AC | 6373.9062 | 0 | -297.825 | SWHC045-04 | 28207.4683 | 2024 | 2677.8867 | 2024 | 1704 | -959.7523 | SWHC045-04 | Res Central Furnace Only - Fuel Sub - ZEAS 2030 - Cold ¦ SCG ¦ Cold | Res Central Furnace Only - Fuel Sub - ZEAS 2030 - Cold | 0.090455 | 0.47 | 0 | RASS 2019 | 1200 | 2032 | 1 | SWHC045
RES-HVAC-FS-26-ZEAS.12 | Res ¦ Res Furnace Heat Pump Heating Only (SEER2 18.7) - Fuel Sub - ZEAS 2030 - Cold ¦ SCG ¦ Cold | Res ¦ Res Furnace Heat Pump Heating Only (SEER2 18.7) - Fuel Sub - ZEAS 2030 - Cold | SCG ¦ Cold | SCG | All | Electric & Gas | Res Furnace Heat Pump Heating Only (SEER2 18.7) - Fuel Sub | Efficient |  |  | 1 | Conventional | HVAC | Res - Multi Family | Res | ROB Only | 1 | Residential Households | household | 23 | DEER:HVAC_Eff_AC | 1378.125 | 0 | -94.5312 | SWHC045-04 | 7813.7031 | 2024 | 741.7969 | 2024 | 1704 | -265.8594 | SWHC045-04 | Res Central Furnace Only - Fuel Sub - ZEAS 2030 - Cold ¦ SCG ¦ Cold | Res Central Furnace Only - Fuel Sub - ZEAS 2030 - Cold | 0.017953 | 0.47 | 0 | RASS 2019 | 0 | 2012 | 1 | SWHC045
RES-HVAC-FS-26-ZEAS.13 | Res ¦ Res Furnace Heat Pump Heating Only (SEER2 18.7) - Fuel Sub - ZEAS 2030 - Marine ¦ SDG&E ¦ Marine | Res ¦ Res Furnace Heat Pump Heating Only (SEER2 18.7) - Fuel Sub - ZEAS 2030 - Marine | SDG&E ¦ Marine | SDG&E | All | Electric & Gas | Res Furnace Heat Pump Heating Only (SEER2 18.7) - Fuel Sub | Efficient |  |  | 1 | Conventional | HVAC | Res - Single Family | Res | ROB Only | 1 | Residential Households | household | 23 | DEER:HVAC_Eff_AC | 2186.7031 | 0 | -179.8234 | SWHC045-04 | 31332.9495 | 2024 | 2974.6055 | 2024 | 1704 | -1066.0961 | SWHC045-04 | Res Central Furnace Only - Fuel Sub - ZEAS 2030 - Marine ¦ SDG&E ¦ Marine | Res Central Furnace Only - Fuel Sub - ZEAS 2030 - Marine | 0.15258 | 0.47 | 0 | RASS 2019 | 1200 | 2032 | 1 | SWHC045
RES-HVAC-FS-26-ZEAS.14 | Res ¦ Res Furnace Heat Pump Heating Only (SEER2 18.7) - Fuel Sub - ZEAS 2030 - Marine ¦ SDG&E ¦ Marine | Res ¦ Res Furnace Heat Pump Heating Only (SEER2 18.7) - Fuel Sub - ZEAS 2030 - Marine | SDG&E ¦ Marine | SDG&E | All | Electric & Gas | Res Furnace Heat Pump Heating Only (SEER2 18.7) - Fuel Sub | Efficient |  |  | 1 | Conventional | HVAC | Res - Multi Family | Res | ROB Only | 1 | Residential Households | household | 23 | DEER:HVAC_Eff_AC | 818 | 0 | -65.2 | SWHC045-04 | 10001.54 | 2024 | 949.5 | 2024 | 1704 | -340.3 | SWHC045-04 | Res Central Furnace Only - Fuel Sub - ZEAS 2030 - Marine ¦ SDG&E ¦ Marine | Res Central Furnace Only - Fuel Sub - ZEAS 2030 - Marine | 0.29631 | 0.47 | 0 | RASS 2019 | 0 | 2012 | 1 | SWHC045
RES-HVAC-FS-26-ZEAS.15 | Res ¦ Res Furnace Heat Pump Heating Only (SEER2 18.7) - Fuel Sub - ZEAS 2030 - Hot-Dry ¦ SDG&E ¦ Hot-Dry | Res ¦ Res Furnace Heat Pump Heating Only (SEER2 18.7) - Fuel Sub - ZEAS 2030 - Hot-Dry | SDG&E ¦ Hot-Dry | SDG&E | All | Electric & Gas | Res Furnace Heat Pump Heating Only (SEER2 18.7) - Fuel Sub | Efficient |  |  | 1 | Conventional | HVAC | Res - Single Family | Res | ROB Only | 1 | Residential Households | household | 23 | DEER:HVAC_Eff_AC | 1926 | 0 | -178.0547 | SWHC045-04 | 25081.987 | 2024 | 2381.168 | 2024 | 1704 | -853.4086 | SWHC045-04 | Res Central Furnace Only - Fuel Sub - ZEAS 2030 - Hot-Dry ¦ SDG&E ¦ Hot-Dry | Res Central Furnace Only - Fuel Sub - ZEAS 2030 - Hot-Dry | 0.17372 | 0.47 | 0 | RASS 2019 | 1200 | 2032 | 1 | SWHC045
RES-HVAC-FS-26-ZEAS.16 | Res ¦ Res Furnace Heat Pump Heating Only (SEER2 18.7) - Fuel Sub - ZEAS 2030 - Hot-Dry ¦ SDG&E ¦ Hot-Dry | Res ¦ Res Furnace Heat Pump Heating Only (SEER2 18.7) - Fuel Sub - ZEAS 2030 - Hot-Dry | SDG&E ¦ Hot-Dry | SDG&E | All | Electric & Gas | Res Furnace Heat Pump Heating Only (SEER2 18.7) - Fuel Sub | Efficient |  |  | 1 | Conventional | HVAC | Res - Multi Family | Res | ROB Only | 1 | Residential Households | household | 23 | DEER:HVAC_Eff_AC | 648.6562 | 0 | -60.1828 | SWHC045-04 | 8673.2105 | 2024 | 823.3945 | 2024 | 1704 | -295.1039 | SWHC045-04 | Res Central Furnace Only - Fuel Sub - ZEAS 2030 - Hot-Dry ¦ SDG&E ¦ Hot-Dry | Res Central Furnace Only - Fuel Sub - ZEAS 2030 - Hot-Dry | 0.053553 | 0.47 | 0 | RASS 2019 | 0 | 2012 | 1 | SWHC045
RES-HVAC-FS-27-ZEAS.1 | Res ¦ Res Furnace Heat Pump Heating Only (SEER2 19.6) - Fuel Sub - ZEAS 2030 - Marine ¦ PG&E ¦ Marine | Res ¦ Res Furnace Heat Pump Heating Only (SEER2 19.6) - Fuel Sub - ZEAS 2030 - Marine | PG&E ¦ Marine | PG&E | All | Electric & Gas | Res Furnace Heat Pump Heating Only (SEER2 19.6) - Fuel Sub | Efficient |  |  | 1 | Conventional | HVAC | Res - Single Family | Res | ROB Only | 1 | Residential Households | household | 23 | DEER:HVAC_Eff_AC | 2478.0156 | 0 | -257.8953 | SWHC045-04 | 26479.3381 | 2024 | 2396.0039 | 2024 | 1704 | -858.7258 | SWHC045-04 | Res Central Furnace Only - Fuel Sub - ZEAS 2030 - Marine ¦ PG&E ¦ Marine | Res Central Furnace Only - Fuel Sub - ZEAS 2030 - Marine | 0.37466 | 0.47 | 0 | RASS 2019 | 1200 | 2032 | 1 | SWHC045
RES-HVAC-FS-27-ZEAS.2 | Res ¦ Res Furnace Heat Pump Heating Only (SEER2 19.6) - Fuel Sub - ZEAS 2030 - Marine ¦ PG&E ¦ Marine | Res ¦ Res Furnace Heat Pump Heating Only (SEER2 19.6) - Fuel Sub - ZEAS 2030 - Marine | PG&E ¦ Marine | PG&E | All | Electric & Gas | Res Furnace Heat Pump Heating Only (SEER2 19.6) - Fuel Sub | Efficient |  |  | 1 | Conventional | HVAC | Res - Multi Family | Res | ROB Only | 1 | Residential Households | household | 23 | DEER:HVAC_Eff_AC | 710.9375 | 0 | -66.25 | SWHC045-04 | 8197.9375 | 2024 | 741.7969 | 2024 | 1704 | -265.8594 | SWHC045-04 | Res Central Furnace Only - Fuel Sub - ZEAS 2030 - Marine ¦ PG&E ¦ Marine | Res Central Furnace Only - Fuel Sub - ZEAS 2030 - Marine | 0.22588 | 0.47 | 0 | RASS 2019 | 0 | 2012 | 1 | SWHC045
RES-HVAC-FS-27-ZEAS.3 | Res ¦ Res Furnace Heat Pump Heating Only (SEER2 19.6) - Fuel Sub - ZEAS 2030 - Hot-Dry ¦ PG&E ¦ Hot-Dry | Res ¦ Res Furnace Heat Pump Heating Only (SEER2 19.6) - Fuel Sub - ZEAS 2030 - Hot-Dry | PG&E ¦ Hot-Dry | PG&E | All | Electric & Gas | Res Furnace Heat Pump Heating Only (SEER2 19.6) - Fuel Sub | Efficient |  |  | 1 | Conventional | HVAC | Res - Single Family | Res | ROB Only | 1 | Residential Households | household | 23 | DEER:HVAC_Eff_AC | 3052.7656 | 0 | -218.8266 | SWHC045-04 | 20248.9056 | 2024 | 1832.2383 | 2024 | 1704 | -656.6727 | SWHC045-04 | Res Central Furnace Only - Fuel Sub - ZEAS 2030 - Hot-Dry ¦ PG&E ¦ Hot-Dry | Res Central Furnace Only - Fuel Sub - ZEAS 2030 - Hot-Dry | 0.048829 | 0.47 | 0 | RASS 2019 | 1200 | 2032 | 1 | SWHC045
RES-HVAC-FS-27-ZEAS.4 | Res ¦ Res Furnace Heat Pump Heating Only (SEER2 19.6) - Fuel Sub - ZEAS 2030 - Hot-Dry ¦ PG&E ¦ Hot-Dry | Res ¦ Res Furnace Heat Pump Heating Only (SEER2 19.6) - Fuel Sub - ZEAS 2030 - Hot-Dry | PG&E ¦ Hot-Dry | PG&E | All | Electric & Gas | Res Furnace Heat Pump Heating Only (SEER2 19.6) - Fuel Sub | Efficient |  |  | 1 | Conventional | HVAC | Res - Multi Family | Res | ROB Only | 1 | Residential Households | household | 23 | DEER:HVAC_Eff_AC | 803.125 | 0 | -59.6875 | SWHC045-04 | 8197.9375 | 2024 | 741.7969 | 2024 | 1704 | -265.8594 | SWHC045-04 | Res Central Furnace Only - Fuel Sub - ZEAS 2030 - Hot-Dry ¦ PG&E ¦ Hot-Dry | Res Central Furnace Only - Fuel Sub - ZEAS 2030 - Hot-Dry | 0.033189 | 0.47 | 0 | RASS 2019 | 0 | 2012 | 1 | SWHC045
RES-HVAC-FS-27-ZEAS.5 | Res ¦ Res Furnace Heat Pump Heating Only (SEER2 19.6) - Fuel Sub - ZEAS 2030 - Cold ¦ PG&E ¦ Cold | Res ¦ Res Furnace Heat Pump Heating Only (SEER2 19.6) - Fuel Sub - ZEAS 2030 - Cold | PG&E ¦ Cold | PG&E | All | Electric & Gas | Res Furnace Heat Pump Heating Only (SEER2 19.6) - Fuel Sub | Efficient |  |  | 1 | Conventional | HVAC | Res - Single Family | Res | ROB Only | 1 | Residential Households | household | 23 | DEER:HVAC_Eff_AC | 6091.875 | 0 | -297.825 | SWHC045-04 | 29594.5544 | 2024 | 2677.8867 | 2024 | 1704 | -959.7523 | SWHC045-04 | Res Central Furnace Only - Fuel Sub - ZEAS 2030 - Cold ¦ PG&E ¦ Cold | Res Central Furnace Only - Fuel Sub - ZEAS 2030 - Cold | 0.0077842 | 0.47 | 0 | RASS 2019 | 1200 | 2032 | 1 | SWHC045
RES-HVAC-FS-27-ZEAS.6 | Res ¦ Res Furnace Heat Pump Heating Only (SEER2 19.6) - Fuel Sub - ZEAS 2030 - Cold ¦ PG&E ¦ Cold | Res ¦ Res Furnace Heat Pump Heating Only (SEER2 19.6) - Fuel Sub - ZEAS 2030 - Cold | PG&E ¦ Cold | PG&E | All | Electric & Gas | Res Furnace Heat Pump Heating Only (SEER2 19.6) - Fuel Sub | Efficient |  |  | 1 | Conventional | HVAC | Res - Multi Family | Res | ROB Only | 1 | Residential Households | household | 23 | DEER:HVAC_Eff_AC | 1328.125 | 0 | -94.5312 | SWHC045-04 | 8197.9375 | 2024 | 741.7969 | 2024 | 1704 | -265.8594 | SWHC045-04 | Res Central Furnace Only - Fuel Sub - ZEAS 2030 - Cold ¦ PG&E ¦ Cold | Res Central Furnace Only - Fuel Sub - ZEAS 2030 - Cold | 0.017953 | 0.47 | 0 | RASS 2019 | 0 | 2012 | 1 | SWHC045
RES-HVAC-FS-27-ZEAS.7 | Res ¦ Res Furnace Heat Pump Heating Only (SEER2 19.6) - Fuel Sub - ZEAS 2030 - Marine ¦ SCG ¦ Marine | Res ¦ Res Furnace Heat Pump Heating Only (SEER2 19.6) - Fuel Sub - ZEAS 2030 - Marine | SCG ¦ Marine | SCG | All | Electric & Gas | Res Furnace Heat Pump Heating Only (SEER2 19.6) - Fuel Sub | Efficient |  |  | 1 | Conventional | HVAC | Res - Single Family | Res | ROB Only | 1 | Residential Households | household | 23 | DEER:HVAC_Eff_AC | 2067.6562 | 0 | -179.8234 | SWHC045-04 | 32873.7294 | 2024 | 2974.6055 | 2024 | 1704 | -1066.0961 | SWHC045-04 | Res Central Furnace Only - Fuel Sub - ZEAS 2030 - Marine ¦ SCG ¦ Marine | Res Central Furnace Only - Fuel Sub - ZEAS 2030 - Marine | 0.40939 | 0.47 | 0 | RASS 2019 | 1200 | 2032 | 1 | SWHC045
RES-HVAC-FS-27-ZEAS.8 | Res ¦ Res Furnace Heat Pump Heating Only (SEER2 19.6) - Fuel Sub - ZEAS 2030 - Marine ¦ SCG ¦ Marine | Res ¦ Res Furnace Heat Pump Heating Only (SEER2 19.6) - Fuel Sub - ZEAS 2030 - Marine | SCG ¦ Marine | SCG | All | Electric & Gas | Res Furnace Heat Pump Heating Only (SEER2 19.6) - Fuel Sub | Efficient |  |  | 1 | Conventional | HVAC | Res - Multi Family | Res | ROB Only | 1 | Residential Households | household | 23 | DEER:HVAC_Eff_AC | 788 | 0 | -65.2 | SWHC045-04 | 10493.36 | 2024 | 949.5 | 2024 | 1704 | -340.3 | SWHC045-04 | Res Central Furnace Only - Fuel Sub - ZEAS 2030 - Marine ¦ SCG ¦ Marine | Res Central Furnace Only - Fuel Sub - ZEAS 2030 - Marine | 0.18899 | 0.47 | 0 | RASS 2019 | 0 | 2012 | 1 | SWHC045
RES-HVAC-FS-27-ZEAS.9 | Res ¦ Res Furnace Heat Pump Heating Only (SEER2 19.6) - Fuel Sub - ZEAS 2030 - Hot-Dry ¦ SCG ¦ Hot-Dry | Res ¦ Res Furnace Heat Pump Heating Only (SEER2 19.6) - Fuel Sub - ZEAS 2030 - Hot-Dry | SCG ¦ Hot-Dry | SCG | All | Electric & Gas | Res Furnace Heat Pump Heating Only (SEER2 19.6) - Fuel Sub | Efficient |  |  | 1 | Conventional | HVAC | Res - Single Family | Res | ROB Only | 1 | Residential Households | household | 23 | DEER:HVAC_Eff_AC | 2643.3438 | 0 | -156.9156 | SWHC045-04 | 27627.0494 | 2024 | 2499.8555 | 2024 | 1704 | -895.9461 | SWHC045-04 | Res Central Furnace Only - Fuel Sub - ZEAS 2030 - Hot-Dry ¦ SCG ¦ Hot-Dry | Res Central Furnace Only - Fuel Sub - ZEAS 2030 - Hot-Dry | 0.053422 | 0.47 | 0 | RASS 2019 | 1200 | 2032 | 1 | SWHC045
RES-HVAC-FS-27-ZEAS.10 | Res ¦ Res Furnace Heat Pump Heating Only (SEER2 19.6) - Fuel Sub - ZEAS 2030 - Hot-Dry ¦ SCG ¦ Hot-Dry | Res ¦ Res Furnace Heat Pump Heating Only (SEER2 19.6) - Fuel Sub - ZEAS 2030 - Hot-Dry | SCG ¦ Hot-Dry | SCG | All | Electric & Gas | Res Furnace Heat Pump Heating Only (SEER2 19.6) - Fuel Sub | Efficient |  |  | 1 | Conventional | HVAC | Res - Multi Family | Res | ROB Only | 1 | Residential Households | household | 23 | DEER:HVAC_Eff_AC | 926.5625 | 0 | -46.875 | SWHC045-04 | 8197.9375 | 2024 | 741.7969 | 2024 | 1704 | -265.8594 | SWHC045-04 | Res Central Furnace Only - Fuel Sub - ZEAS 2030 - Hot-Dry ¦ SCG ¦ Hot-Dry | Res Central Furnace Only - Fuel Sub - ZEAS 2030 - Hot-Dry | 0.023966 | 0.47 | 0 | RASS 2019 | 0 | 2012 | 1 | SWHC045
RES-HVAC-FS-27-ZEAS.11 | Res ¦ Res Furnace Heat Pump Heating Only (SEER2 19.6) - Fuel Sub - ZEAS 2030 - Cold ¦ SCG ¦ Cold | Res ¦ Res Furnace Heat Pump Heating Only (SEER2 19.6) - Fuel Sub - ZEAS 2030 - Cold | SCG ¦ Cold | SCG | All | Electric & Gas | Res Furnace Heat Pump Heating Only (SEER2 19.6) - Fuel Sub | Efficient |  |  | 1 | Conventional | HVAC | Res - Single Family | Res | ROB Only | 1 | Residential Households | household | 23 | DEER:HVAC_Eff_AC | 6091.875 | 0 | -297.825 | SWHC045-04 | 29594.5544 | 2024 | 2677.8867 | 2024 | 1704 | -959.7523 | SWHC045-04 | Res Central Furnace Only - Fuel Sub - ZEAS 2030 - Cold ¦ SCG ¦ Cold | Res Central Furnace Only - Fuel Sub - ZEAS 2030 - Cold | 0.090455 | 0.47 | 0 | RASS 2019 | 1200 | 2032 | 1 | SWHC045
RES-HVAC-FS-27-ZEAS.12 | Res ¦ Res Furnace Heat Pump Heating Only (SEER2 19.6) - Fuel Sub - ZEAS 2030 - Cold ¦ SCG ¦ Cold | Res ¦ Res Furnace Heat Pump Heating Only (SEER2 19.6) - Fuel Sub - ZEAS 2030 - Cold | SCG ¦ Cold | SCG | All | Electric & Gas | Res Furnace Heat Pump Heating Only (SEER2 19.6) - Fuel Sub | Efficient |  |  | 1 | Conventional | HVAC | Res - Multi Family | Res | ROB Only | 1 | Residential Households | household | 23 | DEER:HVAC_Eff_AC | 1328.125 | 0 | -94.5312 | SWHC045-04 | 8197.9375 | 2024 | 741.7969 | 2024 | 1704 | -265.8594 | SWHC045-04 | Res Central Furnace Only - Fuel Sub - ZEAS 2030 - Cold ¦ SCG ¦ Cold | Res Central Furnace Only - Fuel Sub - ZEAS 2030 - Cold | 0.017953 | 0.47 | 0 | RASS 2019 | 0 | 2012 | 1 | SWHC045
RES-HVAC-FS-27-ZEAS.13 | Res ¦ Res Furnace Heat Pump Heating Only (SEER2 19.6) - Fuel Sub - ZEAS 2030 - Marine ¦ SDG&E ¦ Marine | Res ¦ Res Furnace Heat Pump Heating Only (SEER2 19.6) - Fuel Sub - ZEAS 2030 - Marine | SDG&E ¦ Marine | SDG&E | All | Electric & Gas | Res Furnace Heat Pump Heating Only (SEER2 19.6) - Fuel Sub | Efficient |  |  | 1 | Conventional | HVAC | Res - Single Family | Res | ROB Only | 1 | Residential Households | household | 23 | DEER:HVAC_Eff_AC | 2067.6562 | 0 | -179.8234 | SWHC045-04 | 32873.7294 | 2024 | 2974.6055 | 2024 | 1704 | -1066.0961 | SWHC045-04 | Res Central Furnace Only - Fuel Sub - ZEAS 2030 - Marine ¦ SDG&E ¦ Marine | Res Central Furnace Only - Fuel Sub - ZEAS 2030 - Marine | 0.15258 | 0.47 | 0 | RASS 2019 | 1200 | 2032 | 1 | SWHC045
RES-HVAC-FS-27-ZEAS.14 | Res ¦ Res Furnace Heat Pump Heating Only (SEER2 19.6) - Fuel Sub - ZEAS 2030 - Marine ¦ SDG&E ¦ Marine | Res ¦ Res Furnace Heat Pump Heating Only (SEER2 19.6) - Fuel Sub - ZEAS 2030 - Marine | SDG&E ¦ Marine | SDG&E | All | Electric & Gas | Res Furnace Heat Pump Heating Only (SEER2 19.6) - Fuel Sub | Efficient |  |  | 1 | Conventional | HVAC | Res - Multi Family | Res | ROB Only | 1 | Residential Households | household | 23 | DEER:HVAC_Eff_AC | 788 | 0 | -65.2 | SWHC045-04 | 10493.36 | 2024 | 949.5 | 2024 | 1704 | -340.3 | SWHC045-04 | Res Central Furnace Only - Fuel Sub - ZEAS 2030 - Marine ¦ SDG&E ¦ Marine | Res Central Furnace Only - Fuel Sub - ZEAS 2030 - Marine | 0.29631 | 0.47 | 0 | RASS 2019 | 0 | 2012 | 1 | SWHC045
RES-HVAC-FS-27-ZEAS.15 | Res ¦ Res Furnace Heat Pump Heating Only (SEER2 19.6) - Fuel Sub - ZEAS 2030 - Hot-Dry ¦ SDG&E ¦ Hot-Dry | Res ¦ Res Furnace Heat Pump Heating Only (SEER2 19.6) - Fuel Sub - ZEAS 2030 - Hot-Dry | SDG&E ¦ Hot-Dry | SDG&E | All | Electric & Gas | Res Furnace Heat Pump Heating Only (SEER2 19.6) - Fuel Sub | Efficient |  |  | 1 | Conventional | HVAC | Res - Single Family | Res | ROB Only | 1 | Residential Households | household | 23 | DEER:HVAC_Eff_AC | 1805.625 | 0 | -178.0547 | SWHC045-04 | 26315.3794 | 2024 | 2381.168 | 2024 | 1704 | -853.4086 | SWHC045-04 | Res Central Furnace Only - Fuel Sub - ZEAS 2030 - Hot-Dry ¦ SDG&E ¦ Hot-Dry | Res Central Furnace Only - Fuel Sub - ZEAS 2030 - Hot-Dry | 0.17372 | 0.47 | 0 | RASS 2019 | 1200 | 2032 | 1 | SWHC045
RES-HVAC-FS-27-ZEAS.16 | Res ¦ Res Furnace Heat Pump Heating Only (SEER2 19.6) - Fuel Sub - ZEAS 2030 - Hot-Dry ¦ SDG&E ¦ Hot-Dry | Res ¦ Res Furnace Heat Pump Heating Only (SEER2 19.6) - Fuel Sub - ZEAS 2030 - Hot-Dry | SDG&E ¦ Hot-Dry | SDG&E | All | Electric & Gas | Res Furnace Heat Pump Heating Only (SEER2 19.6) - Fuel Sub | Efficient |  |  | 1 | Conventional | HVAC | Res - Multi Family | Res | ROB Only | 1 | Residential Households | household | 23 | DEER:HVAC_Eff_AC | 619.1719 | 0 | -60.1828 | SWHC045-04 | 9099.7106 | 2024 | 823.3945 | 2024 | 1704 | -295.1039 | SWHC045-04 | Res Central Furnace Only - Fuel Sub - ZEAS 2030 - Hot-Dry ¦ SDG&E ¦ Hot-Dry | Res Central Furnace Only - Fuel Sub - ZEAS 2030 - Hot-Dry | 0.053553 | 0.47 | 0 | RASS 2019 | 0 | 2012 | 1 | SWHC045
RES-HVAC-FS-PU-20-ZEAS.1 | Res ¦ Res Furnace FS (AFUE and HIR at Code Level) - Panel Upgrade - ZEAS 2030 - Marine ¦ PG&E ¦ Marine | Res ¦ Res Furnace FS (AFUE and HIR at Code Level) - Panel Upgrade - ZEAS 2030 - Marine | PG&E ¦ Marine | PG&E | All | Electric & Gas | Res Furnace FS (AFUE and HIR at Code Level) | Average Existing and Code |  | 2030 | 1 | Conventional | HVAC | Res - Single Family | Res | ROB and NEW | 0 | Residential Households | household | 30 | DEER:HVAC_Eff_AC | 0 | 0 | 0 | SWHC045-04 | 13071.2044 | 2024 | 419.0925 | 2024 | 0 | 0 | SWHC045-04 | Res Central Furnace Only - Fuel Sub - Panel Upgrade - ZEAS 2030 - Marine ¦ PG&E ¦ Marine | Res Central Furnace Only - Fuel Sub - Panel Upgrade - ZEAS 2030 - Marine | 0.37466 | 0.53 | 0.83168 | RASS 2019 | 0 | 2012 | 1 | SWHC045
RES-HVAC-FS-PU-20-ZEAS.2 | Res ¦ Res Furnace FS (AFUE and HIR at Code Level) - Panel Upgrade - ZEAS 2030 - Marine ¦ PG&E ¦ Marine | Res ¦ Res Furnace FS (AFUE and HIR at Code Level) - Panel Upgrade - ZEAS 2030 - Marine | PG&E ¦ Marine | PG&E | All | Electric & Gas | Res Furnace FS (AFUE and HIR at Code Level) | Average Existing and Code |  | 2030 | 1 | Conventional | HVAC | Res - Multi Family | Res | ROB and NEW | 0 | Residential Households | household | 30 | DEER:HVAC_Eff_AC | 0 | 0 | 0 | SWHC045-04 | 4046.8125 | 2024 | 129.75 | 2024 | 0 | 0 | SWHC045-04 | Res Central Furnace Only - Fuel Sub - Panel Upgrade - ZEAS 2030 - Marine ¦ PG&E ¦ Marine | Res Central Furnace Only - Fuel Sub - Panel Upgrade - ZEAS 2030 - Marine | 0.22588 | 0.53 | 0.94444 | RASS 2019 | 0 | 2012 | 1 | SWHC045
RES-HVAC-FS-PU-20-ZEAS.3 | Res ¦ Res Furnace FS (AFUE and HIR at Code Level) - Panel Upgrade - ZEAS 2030 - Hot-Dry ¦ PG&E ¦ Hot-Dry | Res ¦ Res Furnace FS (AFUE and HIR at Code Level) - Panel Upgrade - ZEAS 2030 - Hot-Dry | PG&E ¦ Hot-Dry | PG&E | All | Electric & Gas | Res Furnace FS (AFUE and HIR at Code Level) | Average Existing and Code |  | 2030 | 1 | Conventional | HVAC | Res - Single Family | Res | ROB and NEW | 0 | Residential Households | household | 30 | DEER:HVAC_Eff_AC | 0 | 0 | 0 | SWHC045-04 | 9995.6269 | 2024 | 320.4825 | 2024 | 0 | 0 | SWHC045-04 | Res Central Furnace Only - Fuel Sub - Panel Upgrade - ZEAS 2030 - Hot-Dry ¦ PG&E ¦ Hot-Dry | Res Central Furnace Only - Fuel Sub - Panel Upgrade - ZEAS 2030 - Hot-Dry | 0.048829 | 0.53 | 0.83168 | RASS 2019 | 0 | 2012 | 1 | SWHC045
RES-HVAC-FS-PU-20-ZEAS.4 | Res ¦ Res Furnace FS (AFUE and HIR at Code Level) - Panel Upgrade - ZEAS 2030 - Hot-Dry ¦ PG&E ¦ Hot-Dry | Res ¦ Res Furnace FS (AFUE and HIR at Code Level) - Panel Upgrade - ZEAS 2030 - Hot-Dry | PG&E ¦ Hot-Dry | PG&E | All | Electric & Gas | Res Furnace FS (AFUE and HIR at Code Level) | Average Existing and Code |  | 2030 | 1 | Conventional | HVAC | Res - Multi Family | Res | ROB and NEW | 0 | Residential Households | household | 30 | DEER:HVAC_Eff_AC | 0 | 0 | 0 | SWHC045-04 | 4046.8125 | 2024 | 129.75 | 2024 | 0 | 0 | SWHC045-04 | Res Central Furnace Only - Fuel Sub - Panel Upgrade - ZEAS 2030 - Hot-Dry ¦ PG&E ¦ Hot-Dry | Res Central Furnace Only - Fuel Sub - Panel Upgrade - ZEAS 2030 - Hot-Dry | 0.033189 | 0.53 | 0.94444 | RASS 2019 | 0 | 2012 | 1 | SWHC045
RES-HVAC-FS-PU-20-ZEAS.5 | Res ¦ Res Furnace FS (AFUE and HIR at Code Level) - Panel Upgrade - ZEAS 2030 - Cold ¦ PG&E ¦ Cold | Res ¦ Res Furnace FS (AFUE and HIR at Code Level) - Panel Upgrade - ZEAS 2030 - Cold | PG&E ¦ Cold | PG&E | All | Electric & Gas | Res Furnace FS (AFUE and HIR at Code Level) | Average Existing and Code |  | 2030 | 1 | Conventional | HVAC | Res - Single Family | Res | ROB and NEW | 0 | Residential Households | household | 30 | DEER:HVAC_Eff_AC | 0 | 0 | 0 | SWHC045-04 | 14608.9931 | 2024 | 468.3975 | 2024 | 0 | 0 | SWHC045-04 | Res Central Furnace Only - Fuel Sub - Panel Upgrade - ZEAS 2030 - Cold ¦ PG&E ¦ Cold | Res Central Furnace Only - Fuel Sub - Panel Upgrade - ZEAS 2030 - Cold | 0.0077842 | 0.53 | 0.83168 | RASS 2019 | 0 | 2012 | 1 | SWHC045
RES-HVAC-FS-PU-20-ZEAS.6 | Res ¦ Res Furnace FS (AFUE and HIR at Code Level) - Panel Upgrade - ZEAS 2030 - Cold ¦ PG&E ¦ Cold | Res ¦ Res Furnace FS (AFUE and HIR at Code Level) - Panel Upgrade - ZEAS 2030 - Cold | PG&E ¦ Cold | PG&E | All | Electric & Gas | Res Furnace FS (AFUE and HIR at Code Level) | Average Existing and Code |  | 2030 | 1 | Conventional | HVAC | Res - Multi Family | Res | ROB and NEW | 0 | Residential Households | household | 30 | DEER:HVAC_Eff_AC | 0 | 0 | 0 | SWHC045-04 | 4046.8125 | 2024 | 129.75 | 2024 | 0 | 0 | SWHC045-04 | Res Central Furnace Only - Fuel Sub - Panel Upgrade - ZEAS 2030 - Cold ¦ PG&E ¦ Cold | Res Central Furnace Only - Fuel Sub - Panel Upgrade - ZEAS 2030 - Cold | 0.017953 | 0.53 | 0.94444 | RASS 2019 | 0 | 2012 | 1 | SWHC045
RES-HVAC-FS-PU-20-ZEAS.7 | Res ¦ Res Furnace FS (AFUE and HIR at Code Level) - Panel Upgrade - ZEAS 2030 - Marine ¦ SCG ¦ Marine | Res ¦ Res Furnace FS (AFUE and HIR at Code Level) - Panel Upgrade - ZEAS 2030 - Marine | SCG ¦ Marine | SCG | All | Electric & Gas | Res Furnace FS (AFUE and HIR at Code Level) | Average Existing and Code |  | 2030 | 1 | Conventional | HVAC | Res - Single Family | Res | ROB and NEW | 0 | Residential Households | household | 30 | DEER:HVAC_Eff_AC | 0 | 0 | 0 | SWHC045-04 | 16227.7181 | 2024 | 520.2975 | 2024 | 0 | 0 | SWHC045-04 | Res Central Furnace Only - Fuel Sub - Panel Upgrade - ZEAS 2030 - Marine ¦ SCG ¦ Marine | Res Central Furnace Only - Fuel Sub - Panel Upgrade - ZEAS 2030 - Marine | 0.40939 | 0.53 | 0.96212 | RASS 2019 | 0 | 2012 | 1 | SWHC045
RES-HVAC-FS-PU-20-ZEAS.8 | Res ¦ Res Furnace FS (AFUE and HIR at Code Level) - Panel Upgrade - ZEAS 2030 - Marine ¦ SCG ¦ Marine | Res ¦ Res Furnace FS (AFUE and HIR at Code Level) - Panel Upgrade - ZEAS 2030 - Marine | SCG ¦ Marine | SCG | All | Electric & Gas | Res Furnace FS (AFUE and HIR at Code Level) | Average Existing and Code |  | 2030 | 1 | Conventional | HVAC | Res - Multi Family | Res | ROB and NEW | 0 | Residential Households | household | 30 | DEER:HVAC_Eff_AC | 0 | 0 | 0 | SWHC045-04 | 5179.92 | 2024 | 166.08 | 2024 | 0 | 0 | SWHC045-04 | Res Central Furnace Only - Fuel Sub - Panel Upgrade - ZEAS 2030 - Marine ¦ SCG ¦ Marine | Res Central Furnace Only - Fuel Sub - Panel Upgrade - ZEAS 2030 - Marine | 0.18899 | 0.53 | 0.96875 | RASS 2019 | 0 | 2012 | 1 | SWHC045
RES-HVAC-FS-PU-20-ZEAS.9 | Res ¦ Res Furnace FS (AFUE and HIR at Code Level) - Panel Upgrade - ZEAS 2030 - Hot-Dry ¦ SCG ¦ Hot-Dry | Res ¦ Res Furnace FS (AFUE and HIR at Code Level) - Panel Upgrade - ZEAS 2030 - Hot-Dry | SCG ¦ Hot-Dry | SCG | All | Electric & Gas | Res Furnace FS (AFUE and HIR at Code Level) | Average Existing and Code |  | 2030 | 1 | Conventional | HVAC | Res - Single Family | Res | ROB and NEW | 0 | Residential Households | household | 30 | DEER:HVAC_Eff_AC | 0 | 0 | 0 | SWHC045-04 | 13637.7581 | 2024 | 437.2575 | 2024 | 0 | 0 | SWHC045-04 | Res Central Furnace Only - Fuel Sub - Panel Upgrade - ZEAS 2030 - Hot-Dry ¦ SCG ¦ Hot-Dry | Res Central Furnace Only - Fuel Sub - Panel Upgrade - ZEAS 2030 - Hot-Dry | 0.053422 | 0.53 | 0.96212 | RASS 2019 | 0 | 2012 | 1 | SWHC045
RES-HVAC-FS-PU-20-ZEAS.10 | Res ¦ Res Furnace FS (AFUE and HIR at Code Level) - Panel Upgrade - ZEAS 2030 - Hot-Dry ¦ SCG ¦ Hot-Dry | Res ¦ Res Furnace FS (AFUE and HIR at Code Level) - Panel Upgrade - ZEAS 2030 - Hot-Dry | SCG ¦ Hot-Dry | SCG | All | Electric & Gas | Res Furnace FS (AFUE and HIR at Code Level) | Average Existing and Code |  | 2030 | 1 | Conventional | HVAC | Res - Multi Family | Res | ROB and NEW | 0 | Residential Households | household | 30 | DEER:HVAC_Eff_AC | 0 | 0 | 0 | SWHC045-04 | 4046.8125 | 2024 | 129.75 | 2024 | 0 | 0 | SWHC045-04 | Res Central Furnace Only - Fuel Sub - Panel Upgrade - ZEAS 2030 - Hot-Dry ¦ SCG ¦ Hot-Dry | Res Central Furnace Only - Fuel Sub - Panel Upgrade - ZEAS 2030 - Hot-Dry | 0.023966 | 0.53 | 0.96875 | RASS 2019 | 0 | 2012 | 1 | SWHC045
RES-HVAC-FS-PU-20-ZEAS.11 | Res ¦ Res Furnace FS (AFUE and HIR at Code Level) - Panel Upgrade - ZEAS 2030 - Cold ¦ SCG ¦ Cold | Res ¦ Res Furnace FS (AFUE and HIR at Code Level) - Panel Upgrade - ZEAS 2030 - Cold | SCG ¦ Cold | SCG | All | Electric & Gas | Res Furnace FS (AFUE and HIR at Code Level) | Average Existing and Code |  | 2030 | 1 | Conventional | HVAC | Res - Single Family | Res | ROB and NEW | 0 | Residential Households | household | 30 | DEER:HVAC_Eff_AC | 0 | 0 | 0 | SWHC045-04 | 14608.9931 | 2024 | 468.3975 | 2024 | 0 | 0 | SWHC045-04 | Res Central Furnace Only - Fuel Sub - Panel Upgrade - ZEAS 2030 - Cold ¦ SCG ¦ Cold | Res Central Furnace Only - Fuel Sub - Panel Upgrade - ZEAS 2030 - Cold | 0.090455 | 0.53 | 0.96212 | RASS 2019 | 0 | 2012 | 1 | SWHC045
RES-HVAC-FS-PU-20-ZEAS.12 | Res ¦ Res Furnace FS (AFUE and HIR at Code Level) - Panel Upgrade - ZEAS 2030 - Cold ¦ SCG ¦ Cold | Res ¦ Res Furnace FS (AFUE and HIR at Code Level) - Panel Upgrade - ZEAS 2030 - Cold | SCG ¦ Cold | SCG | All | Electric & Gas | Res Furnace FS (AFUE and HIR at Code Level) | Average Existing and Code |  | 2030 | 1 | Conventional | HVAC | Res - Multi Family | Res | ROB and NEW | 0 | Residential Households | household | 30 | DEER:HVAC_Eff_AC | 0 | 0 | 0 | SWHC045-04 | 4046.8125 | 2024 | 129.75 | 2024 | 0 | 0 | SWHC045-04 | Res Central Furnace Only - Fuel Sub - Panel Upgrade - ZEAS 2030 - Cold ¦ SCG ¦ Cold | Res Central Furnace Only - Fuel Sub - Panel Upgrade - ZEAS 2030 - Cold | 0.017953 | 0.53 | 0.96875 | RASS 2019 | 0 | 2012 | 1 | SWHC045
RES-HVAC-FS-PU-20-ZEAS.13 | Res ¦ Res Furnace FS (AFUE and HIR at Code Level) - Panel Upgrade - ZEAS 2030 - Marine ¦ SDG&E ¦ Marine | Res ¦ Res Furnace FS (AFUE and HIR at Code Level) - Panel Upgrade - ZEAS 2030 - Marine | SDG&E ¦ Marine | SDG&E | All | Electric & Gas | Res Furnace FS (AFUE and HIR at Code Level) | Average Existing and Code |  | 2030 | 1 | Conventional | HVAC | Res - Single Family | Res | ROB and NEW | 0 | Residential Households | household | 30 | DEER:HVAC_Eff_AC | 0 | 0 | 0 | SWHC045-04 | 16227.7181 | 2024 | 520.2975 | 2024 | 0 | 0 | SWHC045-04 | Res Central Furnace Only - Fuel Sub - Panel Upgrade - ZEAS 2030 - Marine ¦ SDG&E ¦ Marine | Res Central Furnace Only - Fuel Sub - Panel Upgrade - ZEAS 2030 - Marine | 0.15258 | 0.53 | 0.96296 | RASS 2019 | 0 | 2012 | 1 | SWHC045
RES-HVAC-FS-PU-20-ZEAS.14 | Res ¦ Res Furnace FS (AFUE and HIR at Code Level) - Panel Upgrade - ZEAS 2030 - Marine ¦ SDG&E ¦ Marine | Res ¦ Res Furnace FS (AFUE and HIR at Code Level) - Panel Upgrade - ZEAS 2030 - Marine | SDG&E ¦ Marine | SDG&E | All | Electric & Gas | Res Furnace FS (AFUE and HIR at Code Level) | Average Existing and Code |  | 2030 | 1 | Conventional | HVAC | Res - Multi Family | Res | ROB and NEW | 0 | Residential Households | household | 30 | DEER:HVAC_Eff_AC | 0 | 0 | 0 | SWHC045-04 | 5179.92 | 2024 | 166.08 | 2024 | 0 | 0 | SWHC045-04 | Res Central Furnace Only - Fuel Sub - Panel Upgrade - ZEAS 2030 - Marine ¦ SDG&E ¦ Marine | Res Central Furnace Only - Fuel Sub - Panel Upgrade - ZEAS 2030 - Marine | 0.29631 | 0.53 | 1 | RASS 2019 | 0 | 2012 | 1 | SWHC045
RES-HVAC-FS-PU-20-ZEAS.15 | Res ¦ Res Furnace FS (AFUE and HIR at Code Level) - Panel Upgrade - ZEAS 2030 - Hot-Dry ¦ SDG&E ¦ Hot-Dry | Res ¦ Res Furnace FS (AFUE and HIR at Code Level) - Panel Upgrade - ZEAS 2030 - Hot-Dry | SDG&E ¦ Hot-Dry | SDG&E | All | Electric & Gas | Res Furnace FS (AFUE and HIR at Code Level) | Average Existing and Code |  | 2030 | 1 | Conventional | HVAC | Res - Single Family | Res | ROB and NEW | 0 | Residential Households | household | 30 | DEER:HVAC_Eff_AC | 0 | 0 | 0 | SWHC045-04 | 12990.2681 | 2024 | 416.4975 | 2024 | 0 | 0 | SWHC045-04 | Res Central Furnace Only - Fuel Sub - Panel Upgrade - ZEAS 2030 - Hot-Dry ¦ SDG&E ¦ Hot-Dry | Res Central Furnace Only - Fuel Sub - Panel Upgrade - ZEAS 2030 - Hot-Dry | 0.17372 | 0.53 | 0.96296 | RASS 2019 | 0 | 2012 | 1 | SWHC045
RES-HVAC-FS-PU-20-ZEAS.16 | Res ¦ Res Furnace FS (AFUE and HIR at Code Level) - Panel Upgrade - ZEAS 2030 - Hot-Dry ¦ SDG&E ¦ Hot-Dry | Res ¦ Res Furnace FS (AFUE and HIR at Code Level) - Panel Upgrade - ZEAS 2030 - Hot-Dry | SDG&E ¦ Hot-Dry | SDG&E | All | Electric & Gas | Res Furnace FS (AFUE and HIR at Code Level) | Average Existing and Code |  | 2030 | 1 | Conventional | HVAC | Res - Multi Family | Res | ROB and NEW | 0 | Residential Households | household | 30 | DEER:HVAC_Eff_AC | 0 | 0 | 0 | SWHC045-04 | 4491.9619 | 2024 | 144.0225 | 2024 | 0 | 0 | SWHC045-04 | Res Central Furnace Only - Fuel Sub - Panel Upgrade - ZEAS 2030 - Hot-Dry ¦ SDG&E ¦ Hot-Dry | Res Central Furnace Only - Fuel Sub - Panel Upgrade - ZEAS 2030 - Hot-Dry | 0.053553 | 0.53 | 1 | RASS 2019 | 0 | 2012 | 1 | SWHC045
RES-HVAC-FS-PU-21-ZEAS.1 | Res ¦ Res Efficient Furnace FS (AFUE = 95) - Panel Upgrade - ZEAS 2030 - Marine ¦ PG&E ¦ Marine | Res ¦ Res Efficient Furnace FS (AFUE = 95) - Panel Upgrade - ZEAS 2030 - Marine | PG&E ¦ Marine | PG&E | All | Electric & Gas | Res Efficient Furnace FS (AFUE = 95) | Efficient |  | 2030 | 1 | Conventional | HVAC | Res - Single Family | Res | ROB and NEW | 0 | Residential Households | household | 30 | DEER:HVAC_Eff_AC | -33.3094 | 0 | -5.596 | SWHC031-04 | 13404.6312 | 2022 | 419.0925 | 2022 | 2349.1721 | 0 | SWHC031-04 | Res Central Furnace Only - Fuel Sub - Panel Upgrade - ZEAS 2030 - Marine ¦ PG&E ¦ Marine | Res Central Furnace Only - Fuel Sub - Panel Upgrade - ZEAS 2030 - Marine | 0.37466 | 0.53 | 0.16832 | RASS 2019 | 1440.9406 | 2032 | 1 | SWHC031 (furnace)
RES-HVAC-FS-PU-21-ZEAS.2 | Res ¦ Res Efficient Furnace FS (AFUE = 95) - Panel Upgrade - ZEAS 2030 - Marine ¦ PG&E ¦ Marine | Res ¦ Res Efficient Furnace FS (AFUE = 95) - Panel Upgrade - ZEAS 2030 - Marine | PG&E ¦ Marine | PG&E | All | Electric & Gas | Res Efficient Furnace FS (AFUE = 95) | Efficient |  | 2030 | 1 | Conventional | HVAC | Res - Multi Family | Res | ROB and NEW | 0 | Residential Households | household | 30 | DEER:HVAC_Eff_AC | -2.0625 | 0 | -1.3406 | SWHC031-04 | 4150.0406 | 2022 | 129.75 | 2022 | 2349.1721 | 0 | SWHC031-04 | Res Central Furnace Only - Fuel Sub - Panel Upgrade - ZEAS 2030 - Marine ¦ PG&E ¦ Marine | Res Central Furnace Only - Fuel Sub - Panel Upgrade - ZEAS 2030 - Marine | 0.22588 | 0.53 | 0.055556 | RASS 2019 | 0 | 2012 | 1 | SWHC031 (furnace)
RES-HVAC-FS-PU-21-ZEAS.3 | Res ¦ Res Efficient Furnace FS (AFUE = 95) - Panel Upgrade - ZEAS 2030 - Hot-Dry ¦ PG&E ¦ Hot-Dry | Res ¦ Res Efficient Furnace FS (AFUE = 95) - Panel Upgrade - ZEAS 2030 - Hot-Dry | PG&E ¦ Hot-Dry | PG&E | All | Electric & Gas | Res Efficient Furnace FS (AFUE = 95) | Efficient |  | 2030 | 1 | Conventional | HVAC | Res - Single Family | Res | ROB and NEW | 0 | Residential Households | household | 30 | DEER:HVAC_Eff_AC | -22.9247 | 0 | -6.4953 | SWHC031-04 | 10250.6003 | 2022 | 320.4825 | 2022 | 2349.1721 | 0 | SWHC031-04 | Res Central Furnace Only - Fuel Sub - Panel Upgrade - ZEAS 2030 - Hot-Dry ¦ PG&E ¦ Hot-Dry | Res Central Furnace Only - Fuel Sub - Panel Upgrade - ZEAS 2030 - Hot-Dry | 0.048829 | 0.53 | 0.16832 | RASS 2019 | 1440.9406 | 2032 | 1 | SWHC031 (furnace)
RES-HVAC-FS-PU-21-ZEAS.4 | Res ¦ Res Efficient Furnace FS (AFUE = 95) - Panel Upgrade - ZEAS 2030 - Hot-Dry ¦ PG&E ¦ Hot-Dry | Res ¦ Res Efficient Furnace FS (AFUE = 95) - Panel Upgrade - ZEAS 2030 - Hot-Dry | PG&E ¦ Hot-Dry | PG&E | All | Electric & Gas | Res Efficient Furnace FS (AFUE = 95) | Efficient |  | 2030 | 1 | Conventional | HVAC | Res - Multi Family | Res | ROB and NEW | 0 | Residential Households | household | 30 | DEER:HVAC_Eff_AC | -2.0625 | 0 | -1.3406 | SWHC031-04 | 4150.0406 | 2022 | 129.75 | 2022 | 2349.1721 | 0 | SWHC031-04 | Res Central Furnace Only - Fuel Sub - Panel Upgrade - ZEAS 2030 - Hot-Dry ¦ PG&E ¦ Hot-Dry | Res Central Furnace Only - Fuel Sub - Panel Upgrade - ZEAS 2030 - Hot-Dry | 0.033189 | 0.53 | 0.055556 | RASS 2019 | 0 | 2012 | 1 | SWHC031 (furnace)
RES-HVAC-FS-PU-21-ZEAS.5 | Res ¦ Res Efficient Furnace FS (AFUE = 95) - Panel Upgrade - ZEAS 2030 - Cold ¦ PG&E ¦ Cold | Res ¦ Res Efficient Furnace FS (AFUE = 95) - Panel Upgrade - ZEAS 2030 - Cold | PG&E ¦ Cold | PG&E | All | Electric & Gas | Res Efficient Furnace FS (AFUE = 95) | Efficient |  | 2030 | 1 | Conventional | HVAC | Res - Single Family | Res | ROB and NEW | 0 | Residential Households | household | 30 | DEER:HVAC_Eff_AC | -26.0597 | 0 | -5.9565 | SWHC031-04 | 14981.6467 | 2022 | 468.3975 | 2022 | 2349.1721 | 0 | SWHC031-04 | Res Central Furnace Only - Fuel Sub - Panel Upgrade - ZEAS 2030 - Cold ¦ PG&E ¦ Cold | Res Central Furnace Only - Fuel Sub - Panel Upgrade - ZEAS 2030 - Cold | 0.0077842 | 0.53 | 0.16832 | RASS 2019 | 1440.9406 | 2032 | 1 | SWHC031 (furnace)
RES-HVAC-FS-PU-21-ZEAS.6 | Res ¦ Res Efficient Furnace FS (AFUE = 95) - Panel Upgrade - ZEAS 2030 - Cold ¦ PG&E ¦ Cold | Res ¦ Res Efficient Furnace FS (AFUE = 95) - Panel Upgrade - ZEAS 2030 - Cold | PG&E ¦ Cold | PG&E | All | Electric & Gas | Res Efficient Furnace FS (AFUE = 95) | Efficient |  | 2030 | 1 | Conventional | HVAC | Res - Multi Family | Res | ROB and NEW | 0 | Residential Households | household | 30 | DEER:HVAC_Eff_AC | -4.125 | 0 | -1.9903 | SWHC031-04 | 4150.0406 | 2022 | 129.75 | 2022 | 2349.1721 | 0 | SWHC031-04 | Res Central Furnace Only - Fuel Sub - Panel Upgrade - ZEAS 2030 - Cold ¦ PG&E ¦ Cold | Res Central Furnace Only - Fuel Sub - Panel Upgrade - ZEAS 2030 - Cold | 0.017953 | 0.53 | 0.055556 | RASS 2019 | 0 | 2012 | 1 | SWHC031 (furnace)
RES-HVAC-FS-PU-21-ZEAS.7 | Res ¦ Res Efficient Furnace FS (AFUE = 95) - Panel Upgrade - ZEAS 2030 - Marine ¦ SCG ¦ Marine | Res ¦ Res Efficient Furnace FS (AFUE = 95) - Panel Upgrade - ZEAS 2030 - Marine | SCG ¦ Marine | SCG | All | Electric & Gas | Res Efficient Furnace FS (AFUE = 95) | Efficient |  | 2030 | 1 | Conventional | HVAC | Res - Single Family | Res | ROB and NEW | 0 | Residential Households | household | 30 | DEER:HVAC_Eff_AC | -33.0825 | 0 | -3.6804 | SWHC031-04 | 16641.6629 | 2022 | 520.2975 | 2022 | 2349.1721 | 0 | SWHC031-04 | Res Central Furnace Only - Fuel Sub - Panel Upgrade - ZEAS 2030 - Marine ¦ SCG ¦ Marine | Res Central Furnace Only - Fuel Sub - Panel Upgrade - ZEAS 2030 - Marine | 0.40939 | 0.53 | 0.037879 | RASS 2019 | 1440.9406 | 2032 | 1 | SWHC031 (furnace)
RES-HVAC-FS-PU-21-ZEAS.8 | Res ¦ Res Efficient Furnace FS (AFUE = 95) - Panel Upgrade - ZEAS 2030 - Marine ¦ SCG ¦ Marine | Res ¦ Res Efficient Furnace FS (AFUE = 95) - Panel Upgrade - ZEAS 2030 - Marine | SCG ¦ Marine | SCG | All | Electric & Gas | Res Efficient Furnace FS (AFUE = 95) | Efficient |  | 2030 | 1 | Conventional | HVAC | Res - Multi Family | Res | ROB and NEW | 0 | Residential Households | household | 30 | DEER:HVAC_Eff_AC | -1.32 | 0 | -0.9372 | SWHC031-04 | 5312.052 | 2022 | 166.08 | 2022 | 2349.1721 | 0 | SWHC031-04 | Res Central Furnace Only - Fuel Sub - Panel Upgrade - ZEAS 2030 - Marine ¦ SCG ¦ Marine | Res Central Furnace Only - Fuel Sub - Panel Upgrade - ZEAS 2030 - Marine | 0.18899 | 0.53 | 0.03125 | RASS 2019 | 0 | 2012 | 1 | SWHC031 (furnace)
RES-HVAC-FS-PU-21-ZEAS.9 | Res ¦ Res Efficient Furnace FS (AFUE = 95) - Panel Upgrade - ZEAS 2030 - Hot-Dry ¦ SCG ¦ Hot-Dry | Res ¦ Res Efficient Furnace FS (AFUE = 95) - Panel Upgrade - ZEAS 2030 - Hot-Dry | SCG ¦ Hot-Dry | SCG | All | Electric & Gas | Res Efficient Furnace FS (AFUE = 95) | Efficient |  | 2030 | 1 | Conventional | HVAC | Res - Single Family | Res | ROB and NEW | 0 | Residential Households | household | 30 | DEER:HVAC_Eff_AC | -24.3272 | 0 | -3.3363 | SWHC031-04 | 13985.6369 | 2022 | 437.2575 | 2022 | 2349.1721 | 0 | SWHC031-04 | Res Central Furnace Only - Fuel Sub - Panel Upgrade - ZEAS 2030 - Hot-Dry ¦ SCG ¦ Hot-Dry | Res Central Furnace Only - Fuel Sub - Panel Upgrade - ZEAS 2030 - Hot-Dry | 0.053422 | 0.53 | 0.037879 | RASS 2019 | 1440.9406 | 2032 | 1 | SWHC031 (furnace)
RES-HVAC-FS-PU-21-ZEAS.10 | Res ¦ Res Efficient Furnace FS (AFUE = 95) - Panel Upgrade - ZEAS 2030 - Hot-Dry ¦ SCG ¦ Hot-Dry | Res ¦ Res Efficient Furnace FS (AFUE = 95) - Panel Upgrade - ZEAS 2030 - Hot-Dry | SCG ¦ Hot-Dry | SCG | All | Electric & Gas | Res Efficient Furnace FS (AFUE = 95) | Efficient |  | 2030 | 1 | Conventional | HVAC | Res - Multi Family | Res | ROB and NEW | 0 | Residential Households | household | 30 | DEER:HVAC_Eff_AC | -2.0625 | 0 | -0.86625 | SWHC031-04 | 4150.0406 | 2022 | 129.75 | 2022 | 2349.1721 | 0 | SWHC031-04 | Res Central Furnace Only - Fuel Sub - Panel Upgrade - ZEAS 2030 - Hot-Dry ¦ SCG ¦ Hot-Dry | Res Central Furnace Only - Fuel Sub - Panel Upgrade - ZEAS 2030 - Hot-Dry | 0.023966 | 0.53 | 0.03125 | RASS 2019 | 0 | 2012 | 1 | SWHC031 (furnace)
RES-HVAC-FS-PU-21-ZEAS.11 | Res ¦ Res Efficient Furnace FS (AFUE = 95) - Panel Upgrade - ZEAS 2030 - Cold ¦ SCG ¦ Cold | Res ¦ Res Efficient Furnace FS (AFUE = 95) - Panel Upgrade - ZEAS 2030 - Cold | SCG ¦ Cold | SCG | All | Electric & Gas | Res Efficient Furnace FS (AFUE = 95) | Efficient |  | 2030 | 1 | Conventional | HVAC | Res - Single Family | Res | ROB and NEW | 0 | Residential Households | household | 30 | DEER:HVAC_Eff_AC | -26.0597 | 0 | -5.9565 | SWHC031-04 | 14981.6467 | 2022 | 468.3975 | 2022 | 2349.1721 | 0 | SWHC031-04 | Res Central Furnace Only - Fuel Sub - Panel Upgrade - ZEAS 2030 - Cold ¦ SCG ¦ Cold | Res Central Furnace Only - Fuel Sub - Panel Upgrade - ZEAS 2030 - Cold | 0.090455 | 0.53 | 0.037879 | RASS 2019 | 1440.9406 | 2032 | 1 | SWHC031 (furnace)
RES-HVAC-FS-PU-21-ZEAS.12 | Res ¦ Res Efficient Furnace FS (AFUE = 95) - Panel Upgrade - ZEAS 2030 - Cold ¦ SCG ¦ Cold | Res ¦ Res Efficient Furnace FS (AFUE = 95) - Panel Upgrade - ZEAS 2030 - Cold | SCG ¦ Cold | SCG | All | Electric & Gas | Res Efficient Furnace FS (AFUE = 95) | Efficient |  | 2030 | 1 | Conventional | HVAC | Res - Multi Family | Res | ROB and NEW | 0 | Residential Households | household | 30 | DEER:HVAC_Eff_AC | -4.125 | 0 | -1.9903 | SWHC031-04 | 4150.0406 | 2022 | 129.75 | 2022 | 2349.1721 | 0 | SWHC031-04 | Res Central Furnace Only - Fuel Sub - Panel Upgrade - ZEAS 2030 - Cold ¦ SCG ¦ Cold | Res Central Furnace Only - Fuel Sub - Panel Upgrade - ZEAS 2030 - Cold | 0.017953 | 0.53 | 0.03125 | RASS 2019 | 0 | 2012 | 1 | SWHC031 (furnace)
RES-HVAC-FS-PU-21-ZEAS.13 | Res ¦ Res Efficient Furnace FS (AFUE = 95) - Panel Upgrade - ZEAS 2030 - Marine ¦ SDG&E ¦ Marine | Res ¦ Res Efficient Furnace FS (AFUE = 95) - Panel Upgrade - ZEAS 2030 - Marine | SDG&E ¦ Marine | SDG&E | All | Electric & Gas | Res Efficient Furnace FS (AFUE = 95) | Efficient |  | 2030 | 1 | Conventional | HVAC | Res - Single Family | Res | ROB and NEW | 0 | Residential Households | household | 30 | DEER:HVAC_Eff_AC | -33.0825 | 0 | -3.6804 | SWHC031-04 | 16641.6629 | 2022 | 520.2975 | 2022 | 2349.1721 | 0 | SWHC031-04 | Res Central Furnace Only - Fuel Sub - Panel Upgrade - ZEAS 2030 - Marine ¦ SDG&E ¦ Marine | Res Central Furnace Only - Fuel Sub - Panel Upgrade - ZEAS 2030 - Marine | 0.15258 | 0.53 | 0.037037 | RASS 2019 | 1440.9406 | 2032 | 1 | SWHC031 (furnace)
RES-HVAC-FS-PU-21-ZEAS.14 | Res ¦ Res Efficient Furnace FS (AFUE = 95) - Panel Upgrade - ZEAS 2030 - Marine ¦ SDG&E ¦ Marine | Res ¦ Res Efficient Furnace FS (AFUE = 95) - Panel Upgrade - ZEAS 2030 - Marine | SDG&E ¦ Marine | SDG&E | All | Electric & Gas | Res Efficient Furnace FS (AFUE = 95) | Efficient |  | 2030 | 1 | Conventional | HVAC | Res - Multi Family | Res | ROB and NEW | 0 | Residential Households | household | 30 | DEER:HVAC_Eff_AC | -1.32 | 0 | -0.9372 | SWHC031-04 | 5312.052 | 2022 | 166.08 | 2022 | 2349.1721 | 0 | SWHC031-04 | Res Central Furnace Only - Fuel Sub - Panel Upgrade - ZEAS 2030 - Marine ¦ SDG&E ¦ Marine | Res Central Furnace Only - Fuel Sub - Panel Upgrade - ZEAS 2030 - Marine | 0.29631 | 0.53 | 0 | RASS 2019 | 0 | 2012 | 1 | SWHC031 (furnace)
RES-HVAC-FS-PU-21-ZEAS.15 | Res ¦ Res Efficient Furnace FS (AFUE = 95) - Panel Upgrade - ZEAS 2030 - Hot-Dry ¦ SDG&E ¦ Hot-Dry | Res ¦ Res Efficient Furnace FS (AFUE = 95) - Panel Upgrade - ZEAS 2030 - Hot-Dry | SDG&E ¦ Hot-Dry | SDG&E | All | Electric & Gas | Res Efficient Furnace FS (AFUE = 95) | Efficient |  | 2030 | 1 | Conventional | HVAC | Res - Single Family | Res | ROB and NEW | 0 | Residential Households | household | 30 | DEER:HVAC_Eff_AC | -33.1031 | 0 | -2.5158 | SWHC031-04 | 13321.6304 | 2022 | 416.4975 | 2022 | 2349.1721 | 0 | SWHC031-04 | Res Central Furnace Only - Fuel Sub - Panel Upgrade - ZEAS 2030 - Hot-Dry ¦ SDG&E ¦ Hot-Dry | Res Central Furnace Only - Fuel Sub - Panel Upgrade - ZEAS 2030 - Hot-Dry | 0.17372 | 0.53 | 0.037037 | RASS 2019 | 1440.9406 | 2032 | 1 | SWHC031 (furnace)
RES-HVAC-FS-PU-21-ZEAS.16 | Res ¦ Res Efficient Furnace FS (AFUE = 95) - Panel Upgrade - ZEAS 2030 - Hot-Dry ¦ SDG&E ¦ Hot-Dry | Res ¦ Res Efficient Furnace FS (AFUE = 95) - Panel Upgrade - ZEAS 2030 - Hot-Dry | SDG&E ¦ Hot-Dry | SDG&E | All | Electric & Gas | Res Efficient Furnace FS (AFUE = 95) | Efficient |  | 2030 | 1 | Conventional | HVAC | Res - Multi Family | Res | ROB and NEW | 0 | Residential Households | household | 30 | DEER:HVAC_Eff_AC | -1.1447 | 0 | -0.76694 | SWHC031-04 | 4606.5451 | 2022 | 144.0225 | 2022 | 2349.1721 | 0 | SWHC031-04 | Res Central Furnace Only - Fuel Sub - Panel Upgrade - ZEAS 2030 - Hot-Dry ¦ SDG&E ¦ Hot-Dry | Res Central Furnace Only - Fuel Sub - Panel Upgrade - ZEAS 2030 - Hot-Dry | 0.053553 | 0.53 | 0 | RASS 2019 | 0 | 2012 | 1 | SWHC031 (furnace)
RES-HVAC-FS-PU-20B-ZEAS.1 | Res ¦ Res Furnace Heat Pump Heating Only (SEER2 14.3) - Fuel Sub Future Baseline - Panel Upgrade - ZEAS 2030 - Marine ¦ PG&E ¦ Marine | Res ¦ Res Furnace Heat Pump Heating Only (SEER2 14.3) - Fuel Sub Future Baseline - Panel Upgrade - ZEAS 2030 - Marine | PG&E ¦ Marine | PG&E | All | Electric & Gas | Res Furnace Heat Pump Heating Only (SEER2 14.3) - Fuel Sub Future Baseline | Efficient | 2030 |  | 1 | Conventional | HVAC | Res - Single Family | Res | ROB and NEW | 0 | Residential Households | household | 23 | DEER:HVAC_Eff_AC | 3349.1062 | 0.20894 | -257.8953 | SWHC049-06 | 17770.8645 | 2022 | 2396.0039 | 2022 | 0 | -858.7258 | SWHC049-06 | Res Central Furnace Only - Fuel Sub - Panel Upgrade - ZEAS 2030 - Marine ¦ PG&E ¦ Marine | Res Central Furnace Only - Fuel Sub - Panel Upgrade - ZEAS 2030 - Marine | 0.37466 | 0.53 | 0 | RASS 2019 | 0 | 2012 | 1 | SWHC049
RES-HVAC-FS-PU-20B-ZEAS.2 | Res ¦ Res Furnace Heat Pump Heating Only (SEER2 14.3) - Fuel Sub Future Baseline - Panel Upgrade - ZEAS 2030 - Marine ¦ PG&E ¦ Marine | Res ¦ Res Furnace Heat Pump Heating Only (SEER2 14.3) - Fuel Sub Future Baseline - Panel Upgrade - ZEAS 2030 - Marine | PG&E ¦ Marine | PG&E | All | Electric & Gas | Res Furnace Heat Pump Heating Only (SEER2 14.3) - Fuel Sub Future Baseline | Efficient | 2030 |  | 1 | Conventional | HVAC | Res - Multi Family | Res | ROB and NEW | 0 | Residential Households | household | 23 | DEER:HVAC_Eff_AC | 1134.0625 | 0.067828 | -66.25 | SWHC049-06 | 5501.8156 | 2022 | 741.7969 | 2022 | 0 | -265.8594 | SWHC049-06 | Res Central Furnace Only - Fuel Sub - Panel Upgrade - ZEAS 2030 - Marine ¦ PG&E ¦ Marine | Res Central Furnace Only - Fuel Sub - Panel Upgrade - ZEAS 2030 - Marine | 0.22588 | 0.53 | 0 | RASS 2019 | 0 | 2012 | 1 | SWHC049
RES-HVAC-FS-PU-20B-ZEAS.3 | Res ¦ Res Furnace Heat Pump Heating Only (SEER2 14.3) - Fuel Sub Future Baseline - Panel Upgrade - ZEAS 2030 - Hot-Dry ¦ PG&E ¦ Hot-Dry | Res ¦ Res Furnace Heat Pump Heating Only (SEER2 14.3) - Fuel Sub Future Baseline - Panel Upgrade - ZEAS 2030 - Hot-Dry | PG&E ¦ Hot-Dry | PG&E | All | Electric & Gas | Res Furnace Heat Pump Heating Only (SEER2 14.3) - Fuel Sub Future Baseline | Efficient | 2030 |  | 1 | Conventional | HVAC | Res - Single Family | Res | ROB and NEW | 0 | Residential Households | household | 23 | DEER:HVAC_Eff_AC | 4583.3938 | 0.22033 | -218.8266 | SWHC049-06 | 13589.4846 | 2022 | 1832.2383 | 2022 | 0 | -656.6727 | SWHC049-06 | Res Central Furnace Only - Fuel Sub - Panel Upgrade - ZEAS 2030 - Hot-Dry ¦ PG&E ¦ Hot-Dry | Res Central Furnace Only - Fuel Sub - Panel Upgrade - ZEAS 2030 - Hot-Dry | 0.048829 | 0.53 | 0 | RASS 2019 | 0 | 2012 | 1 | SWHC049
RES-HVAC-FS-PU-20B-ZEAS.4 | Res ¦ Res Furnace Heat Pump Heating Only (SEER2 14.3) - Fuel Sub Future Baseline - Panel Upgrade - ZEAS 2030 - Hot-Dry ¦ PG&E ¦ Hot-Dry | Res ¦ Res Furnace Heat Pump Heating Only (SEER2 14.3) - Fuel Sub Future Baseline - Panel Upgrade - ZEAS 2030 - Hot-Dry | PG&E ¦ Hot-Dry | PG&E | All | Electric & Gas | Res Furnace Heat Pump Heating Only (SEER2 14.3) - Fuel Sub Future Baseline | Efficient | 2030 |  | 1 | Conventional | HVAC | Res - Multi Family | Res | ROB and NEW | 0 | Residential Households | household | 23 | DEER:HVAC_Eff_AC | 1549.6875 | 0.085922 | -59.6875 | SWHC049-06 | 5501.8156 | 2022 | 741.7969 | 2022 | 0 | -265.8594 | SWHC049-06 | Res Central Furnace Only - Fuel Sub - Panel Upgrade - ZEAS 2030 - Hot-Dry ¦ PG&E ¦ Hot-Dry | Res Central Furnace Only - Fuel Sub - Panel Upgrade - ZEAS 2030 - Hot-Dry | 0.033189 | 0.53 | 0 | RASS 2019 | 0 | 2012 | 1 | SWHC049
RES-HVAC-FS-PU-20B-ZEAS.5 | Res ¦ Res Furnace Heat Pump Heating Only (SEER2 14.3) - Fuel Sub Future Baseline - Panel Upgrade - ZEAS 2030 - Cold ¦ PG&E ¦ Cold | Res ¦ Res Furnace Heat Pump Heating Only (SEER2 14.3) - Fuel Sub Future Baseline - Panel Upgrade - ZEAS 2030 - Cold | PG&E ¦ Cold | PG&E | All | Electric & Gas | Res Furnace Heat Pump Heating Only (SEER2 14.3) - Fuel Sub Future Baseline | Efficient | 2030 |  | 1 | Conventional | HVAC | Res - Single Family | Res | ROB and NEW | 0 | Residential Households | household | 23 | DEER:HVAC_Eff_AC | 9147.9656 | 0.33268 | -297.825 | SWHC049-06 | 19861.5544 | 2022 | 2677.8867 | 2022 | 0 | -959.7523 | SWHC049-06 | Res Central Furnace Only - Fuel Sub - Panel Upgrade - ZEAS 2030 - Cold ¦ PG&E ¦ Cold | Res Central Furnace Only - Fuel Sub - Panel Upgrade - ZEAS 2030 - Cold | 0.0077842 | 0.53 | 0 | RASS 2019 | 0 | 2012 | 1 | SWHC049
RES-HVAC-FS-PU-20B-ZEAS.6 | Res ¦ Res Furnace Heat Pump Heating Only (SEER2 14.3) - Fuel Sub Future Baseline - Panel Upgrade - ZEAS 2030 - Cold ¦ PG&E ¦ Cold | Res ¦ Res Furnace Heat Pump Heating Only (SEER2 14.3) - Fuel Sub Future Baseline - Panel Upgrade - ZEAS 2030 - Cold | PG&E ¦ Cold | PG&E | All | Electric & Gas | Res Furnace Heat Pump Heating Only (SEER2 14.3) - Fuel Sub Future Baseline | Efficient | 2030 |  | 1 | Conventional | HVAC | Res - Multi Family | Res | ROB and NEW | 0 | Residential Households | household | 23 | DEER:HVAC_Eff_AC | 2568.75 | 0.11672 | -94.5312 | SWHC049-06 | 5501.8156 | 2022 | 741.7969 | 2022 | 0 | -265.8594 | SWHC049-06 | Res Central Furnace Only - Fuel Sub - Panel Upgrade - ZEAS 2030 - Cold ¦ PG&E ¦ Cold | Res Central Furnace Only - Fuel Sub - Panel Upgrade - ZEAS 2030 - Cold | 0.017953 | 0.53 | 0 | RASS 2019 | 0 | 2012 | 1 | SWHC049
RES-HVAC-FS-PU-20B-ZEAS.7 | Res ¦ Res Furnace Heat Pump Heating Only (SEER2 14.3) - Fuel Sub Future Baseline - Panel Upgrade - ZEAS 2030 - Marine ¦ SCG ¦ Marine | Res ¦ Res Furnace Heat Pump Heating Only (SEER2 14.3) - Fuel Sub Future Baseline - Panel Upgrade - ZEAS 2030 - Marine | SCG ¦ Marine | SCG | All | Electric & Gas | Res Furnace Heat Pump Heating Only (SEER2 14.3) - Fuel Sub Future Baseline | Efficient | 2030 |  | 1 | Conventional | HVAC | Res - Single Family | Res | ROB and NEW | 0 | Residential Households | household | 23 | DEER:HVAC_Eff_AC | 2582.6906 | 0.15131 | -179.8234 | SWHC049-06 | 22062.2807 | 2022 | 2974.6055 | 2022 | 0 | -1066.0961 | SWHC049-06 | Res Central Furnace Only - Fuel Sub - Panel Upgrade - ZEAS 2030 - Marine ¦ SCG ¦ Marine | Res Central Furnace Only - Fuel Sub - Panel Upgrade - ZEAS 2030 - Marine | 0.40939 | 0.53 | 0 | RASS 2019 | 0 | 2012 | 1 | SWHC049
RES-HVAC-FS-PU-20B-ZEAS.8 | Res ¦ Res Furnace Heat Pump Heating Only (SEER2 14.3) - Fuel Sub Future Baseline - Panel Upgrade - ZEAS 2030 - Marine ¦ SCG ¦ Marine | Res ¦ Res Furnace Heat Pump Heating Only (SEER2 14.3) - Fuel Sub Future Baseline - Panel Upgrade - ZEAS 2030 - Marine | SCG ¦ Marine | SCG | All | Electric & Gas | Res Furnace Heat Pump Heating Only (SEER2 14.3) - Fuel Sub Future Baseline | Efficient | 2030 |  | 1 | Conventional | HVAC | Res - Multi Family | Res | ROB and NEW | 0 | Residential Households | household | 23 | DEER:HVAC_Eff_AC | 969.44 | 0.05124 | -65.2 | SWHC049-06 | 7042.324 | 2022 | 949.5 | 2022 | 0 | -340.3 | SWHC049-06 | Res Central Furnace Only - Fuel Sub - Panel Upgrade - ZEAS 2030 - Marine ¦ SCG ¦ Marine | Res Central Furnace Only - Fuel Sub - Panel Upgrade - ZEAS 2030 - Marine | 0.18899 | 0.53 | 0 | RASS 2019 | 0 | 2012 | 1 | SWHC049
RES-HVAC-FS-PU-20B-ZEAS.9 | Res ¦ Res Furnace Heat Pump Heating Only (SEER2 14.3) - Fuel Sub Future Baseline - Panel Upgrade - ZEAS 2030 - Hot-Dry ¦ SCG ¦ Hot-Dry | Res ¦ Res Furnace Heat Pump Heating Only (SEER2 14.3) - Fuel Sub Future Baseline - Panel Upgrade - ZEAS 2030 - Hot-Dry | SCG ¦ Hot-Dry | SCG | All | Electric & Gas | Res Furnace Heat Pump Heating Only (SEER2 14.3) - Fuel Sub Future Baseline | Efficient | 2030 |  | 1 | Conventional | HVAC | Res - Single Family | Res | ROB and NEW | 0 | Residential Households | household | 23 | DEER:HVAC_Eff_AC | 3371.8956 | 0.29287 | -156.9156 | SWHC049-06 | 18541.1187 | 2022 | 2499.8555 | 2022 | 0 | -895.9461 | SWHC049-06 | Res Central Furnace Only - Fuel Sub - Panel Upgrade - ZEAS 2030 - Hot-Dry ¦ SCG ¦ Hot-Dry | Res Central Furnace Only - Fuel Sub - Panel Upgrade - ZEAS 2030 - Hot-Dry | 0.053422 | 0.53 | 0 | RASS 2019 | 0 | 2012 | 1 | SWHC049
RES-HVAC-FS-PU-20B-ZEAS.10 | Res ¦ Res Furnace Heat Pump Heating Only (SEER2 14.3) - Fuel Sub Future Baseline - Panel Upgrade - ZEAS 2030 - Hot-Dry ¦ SCG ¦ Hot-Dry | Res ¦ Res Furnace Heat Pump Heating Only (SEER2 14.3) - Fuel Sub Future Baseline - Panel Upgrade - ZEAS 2030 - Hot-Dry | SCG ¦ Hot-Dry | SCG | All | Electric & Gas | Res Furnace Heat Pump Heating Only (SEER2 14.3) - Fuel Sub Future Baseline | Efficient | 2030 |  | 1 | Conventional | HVAC | Res - Multi Family | Res | ROB and NEW | 0 | Residential Households | household | 23 | DEER:HVAC_Eff_AC | 1170.3125 | 0.074063 | -46.875 | SWHC049-06 | 5501.8156 | 2022 | 741.7969 | 2022 | 0 | -265.8594 | SWHC049-06 | Res Central Furnace Only - Fuel Sub - Panel Upgrade - ZEAS 2030 - Hot-Dry ¦ SCG ¦ Hot-Dry | Res Central Furnace Only - Fuel Sub - Panel Upgrade - ZEAS 2030 - Hot-Dry | 0.023966 | 0.53 | 0 | RASS 2019 | 0 | 2012 | 1 | SWHC049
RES-HVAC-FS-PU-20B-ZEAS.11 | Res ¦ Res Furnace Heat Pump Heating Only (SEER2 14.3) - Fuel Sub Future Baseline - Panel Upgrade - ZEAS 2030 - Cold ¦ SCG ¦ Cold | Res ¦ Res Furnace Heat Pump Heating Only (SEER2 14.3) - Fuel Sub Future Baseline - Panel Upgrade - ZEAS 2030 - Cold | SCG ¦ Cold | SCG | All | Electric & Gas | Res Furnace Heat Pump Heating Only (SEER2 14.3) - Fuel Sub Future Baseline | Efficient | 2030 |  | 1 | Conventional | HVAC | Res - Single Family | Res | ROB and NEW | 0 | Residential Households | household | 23 | DEER:HVAC_Eff_AC | 9147.9656 | 0.33268 | -297.825 | SWHC049-06 | 19861.5544 | 2022 | 2677.8867 | 2022 | 0 | -959.7523 | SWHC049-06 | Res Central Furnace Only - Fuel Sub - Panel Upgrade - ZEAS 2030 - Cold ¦ SCG ¦ Cold | Res Central Furnace Only - Fuel Sub - Panel Upgrade - ZEAS 2030 - Cold | 0.090455 | 0.53 | 0 | RASS 2019 | 0 | 2012 | 1 | SWHC049
RES-HVAC-FS-PU-20B-ZEAS.12 | Res ¦ Res Furnace Heat Pump Heating Only (SEER2 14.3) - Fuel Sub Future Baseline - Panel Upgrade - ZEAS 2030 - Cold ¦ SCG ¦ Cold | Res ¦ Res Furnace Heat Pump Heating Only (SEER2 14.3) - Fuel Sub Future Baseline - Panel Upgrade - ZEAS 2030 - Cold | SCG ¦ Cold | SCG | All | Electric & Gas | Res Furnace Heat Pump Heating Only (SEER2 14.3) - Fuel Sub Future Baseline | Efficient | 2030 |  | 1 | Conventional | HVAC | Res - Multi Family | Res | ROB and NEW | 0 | Residential Households | household | 23 | DEER:HVAC_Eff_AC | 2568.75 | 0.11672 | -94.5312 | SWHC049-06 | 5501.8156 | 2022 | 741.7969 | 2022 | 0 | -265.8594 | SWHC049-06 | Res Central Furnace Only - Fuel Sub - Panel Upgrade - ZEAS 2030 - Cold ¦ SCG ¦ Cold | Res Central Furnace Only - Fuel Sub - Panel Upgrade - ZEAS 2030 - Cold | 0.017953 | 0.53 | 0 | RASS 2019 | 0 | 2012 | 1 | SWHC049
RES-HVAC-FS-PU-20B-ZEAS.13 | Res ¦ Res Furnace Heat Pump Heating Only (SEER2 14.3) - Fuel Sub Future Baseline - Panel Upgrade - ZEAS 2030 - Marine ¦ SDG&E ¦ Marine | Res ¦ Res Furnace Heat Pump Heating Only (SEER2 14.3) - Fuel Sub Future Baseline - Panel Upgrade - ZEAS 2030 - Marine | SDG&E ¦ Marine | SDG&E | All | Electric & Gas | Res Furnace Heat Pump Heating Only (SEER2 14.3) - Fuel Sub Future Baseline | Efficient | 2030 |  | 1 | Conventional | HVAC | Res - Single Family | Res | ROB and NEW | 0 | Residential Households | household | 23 | DEER:HVAC_Eff_AC | 2582.6906 | 0.15131 | -179.8234 | SWHC049-06 | 22062.2807 | 2022 | 2974.6055 | 2022 | 0 | -1066.0961 | SWHC049-06 | Res Central Furnace Only - Fuel Sub - Panel Upgrade - ZEAS 2030 - Marine ¦ SDG&E ¦ Marine | Res Central Furnace Only - Fuel Sub - Panel Upgrade - ZEAS 2030 - Marine | 0.15258 | 0.53 | 0 | RASS 2019 | 0 | 2012 | 1 | SWHC049
RES-HVAC-FS-PU-20B-ZEAS.14 | Res ¦ Res Furnace Heat Pump Heating Only (SEER2 14.3) - Fuel Sub Future Baseline - Panel Upgrade - ZEAS 2030 - Marine ¦ SDG&E ¦ Marine | Res ¦ Res Furnace Heat Pump Heating Only (SEER2 14.3) - Fuel Sub Future Baseline - Panel Upgrade - ZEAS 2030 - Marine | SDG&E ¦ Marine | SDG&E | All | Electric & Gas | Res Furnace Heat Pump Heating Only (SEER2 14.3) - Fuel Sub Future Baseline | Efficient | 2030 |  | 1 | Conventional | HVAC | Res - Multi Family | Res | ROB and NEW | 0 | Residential Households | household | 23 | DEER:HVAC_Eff_AC | 969.44 | 0.05124 | -65.2 | SWHC049-06 | 7042.324 | 2022 | 949.5 | 2022 | 0 | -340.3 | SWHC049-06 | Res Central Furnace Only - Fuel Sub - Panel Upgrade - ZEAS 2030 - Marine ¦ SDG&E ¦ Marine | Res Central Furnace Only - Fuel Sub - Panel Upgrade - ZEAS 2030 - Marine | 0.29631 | 0.53 | 0 | RASS 2019 | 0 | 2012 | 1 | SWHC049
RES-HVAC-FS-PU-20B-ZEAS.15 | Res ¦ Res Furnace Heat Pump Heating Only (SEER2 14.3) - Fuel Sub Future Baseline - Panel Upgrade - ZEAS 2030 - Hot-Dry ¦ SDG&E ¦ Hot-Dry | Res ¦ Res Furnace Heat Pump Heating Only (SEER2 14.3) - Fuel Sub Future Baseline - Panel Upgrade - ZEAS 2030 - Hot-Dry | SDG&E ¦ Hot-Dry | SDG&E | All | Electric & Gas | Res Furnace Heat Pump Heating Only (SEER2 14.3) - Fuel Sub Future Baseline | Efficient | 2030 |  | 1 | Conventional | HVAC | Res - Single Family | Res | ROB and NEW | 0 | Residential Households | household | 23 | DEER:HVAC_Eff_AC | 2299.5637 | 0.23879 | -178.0547 | SWHC049-06 | 17660.8282 | 2022 | 2381.168 | 2022 | 0 | -853.4086 | SWHC049-06 | Res Central Furnace Only - Fuel Sub - Panel Upgrade - ZEAS 2030 - Hot-Dry ¦ SDG&E ¦ Hot-Dry | Res Central Furnace Only - Fuel Sub - Panel Upgrade - ZEAS 2030 - Hot-Dry | 0.17372 | 0.53 | 0 | RASS 2019 | 0 | 2012 | 1 | SWHC049
RES-HVAC-FS-PU-20B-ZEAS.16 | Res ¦ Res Furnace Heat Pump Heating Only (SEER2 14.3) - Fuel Sub Future Baseline - Panel Upgrade - ZEAS 2030 - Hot-Dry ¦ SDG&E ¦ Hot-Dry | Res ¦ Res Furnace Heat Pump Heating Only (SEER2 14.3) - Fuel Sub Future Baseline - Panel Upgrade - ZEAS 2030 - Hot-Dry | SDG&E ¦ Hot-Dry | SDG&E | All | Electric & Gas | Res Furnace Heat Pump Heating Only (SEER2 14.3) - Fuel Sub Future Baseline | Efficient | 2030 |  | 1 | Conventional | HVAC | Res - Multi Family | Res | ROB and NEW | 0 | Residential Households | household | 23 | DEER:HVAC_Eff_AC | 792.1758 | 0.065143 | -60.1828 | SWHC049-06 | 6107.0153 | 2022 | 823.3945 | 2022 | 0 | -295.1039 | SWHC049-06 | Res Central Furnace Only - Fuel Sub - Panel Upgrade - ZEAS 2030 - Hot-Dry ¦ SDG&E ¦ Hot-Dry | Res Central Furnace Only - Fuel Sub - Panel Upgrade - ZEAS 2030 - Hot-Dry | 0.053553 | 0.53 | 0 | RASS 2019 | 0 | 2012 | 1 | SWHC049
RES-HVAC-FS-PU-22-ZEAS.1 | Res ¦ Res Furnace Heat Pump Heating Only (SEER2 15.2) - Fuel Sub - Panel Upgrade - ZEAS 2030 - Marine ¦ PG&E ¦ Marine | Res ¦ Res Furnace Heat Pump Heating Only (SEER2 15.2) - Fuel Sub - Panel Upgrade - ZEAS 2030 - Marine | PG&E ¦ Marine | PG&E | All | Electric & Gas | Res Furnace Heat Pump Heating Only (SEER2 15.2) - Fuel Sub | Efficient |  |  | 1 | Conventional | HVAC | Res - Single Family | Res | ROB Only | 1 | Residential Households | household | 23 | DEER:HVAC_Eff_AC | 2907 | 0 | -257.8953 | SWHC045-04 | 20274.0034 | 2024 | 2396.0039 | 2024 | 2349.1721 | -858.7258 | SWHC045-04 | Res Central Furnace Only - Fuel Sub - Panel Upgrade - ZEAS 2030 - Marine ¦ PG&E ¦ Marine | Res Central Furnace Only - Fuel Sub - Panel Upgrade - ZEAS 2030 - Marine | 0.37466 | 0.53 | 0 | RASS 2019 | 1765.3145 | 2032 | 1 | SWHC045
RES-HVAC-FS-PU-22-ZEAS.2 | Res ¦ Res Furnace Heat Pump Heating Only (SEER2 15.2) - Fuel Sub - Panel Upgrade - ZEAS 2030 - Marine ¦ PG&E ¦ Marine | Res ¦ Res Furnace Heat Pump Heating Only (SEER2 15.2) - Fuel Sub - Panel Upgrade - ZEAS 2030 - Marine | PG&E ¦ Marine | PG&E | All | Electric & Gas | Res Furnace Heat Pump Heating Only (SEER2 15.2) - Fuel Sub | Efficient |  |  | 1 | Conventional | HVAC | Res - Multi Family | Res | ROB Only | 1 | Residential Households | household | 23 | DEER:HVAC_Eff_AC | 812.5 | 0 | -66.25 | SWHC045-04 | 6276.7812 | 2024 | 741.7969 | 2024 | 2349.1721 | -265.8594 | SWHC045-04 | Res Central Furnace Only - Fuel Sub - Panel Upgrade - ZEAS 2030 - Marine ¦ PG&E ¦ Marine | Res Central Furnace Only - Fuel Sub - Panel Upgrade - ZEAS 2030 - Marine | 0.22588 | 0.53 | 0 | RASS 2019 | 0 | 2012 | 1 | SWHC045
RES-HVAC-FS-PU-22-ZEAS.3 | Res ¦ Res Furnace Heat Pump Heating Only (SEER2 15.2) - Fuel Sub - Panel Upgrade - ZEAS 2030 - Hot-Dry ¦ PG&E ¦ Hot-Dry | Res ¦ Res Furnace Heat Pump Heating Only (SEER2 15.2) - Fuel Sub - Panel Upgrade - ZEAS 2030 - Hot-Dry | PG&E ¦ Hot-Dry | PG&E | All | Electric & Gas | Res Furnace Heat Pump Heating Only (SEER2 15.2) - Fuel Sub | Efficient |  |  | 1 | Conventional | HVAC | Res - Single Family | Res | ROB Only | 1 | Residential Households | household | 23 | DEER:HVAC_Eff_AC | 3550.625 | 0 | -218.8266 | SWHC045-04 | 15503.6497 | 2024 | 1832.2383 | 2024 | 2349.1721 | -656.6727 | SWHC045-04 | Res Central Furnace Only - Fuel Sub - Panel Upgrade - ZEAS 2030 - Hot-Dry ¦ PG&E ¦ Hot-Dry | Res Central Furnace Only - Fuel Sub - Panel Upgrade - ZEAS 2030 - Hot-Dry | 0.048829 | 0.53 | 0 | RASS 2019 | 1765.3145 | 2032 | 1 | SWHC045
RES-HVAC-FS-PU-22-ZEAS.4 | Res ¦ Res Furnace Heat Pump Heating Only (SEER2 15.2) - Fuel Sub - Panel Upgrade - ZEAS 2030 - Hot-Dry ¦ PG&E ¦ Hot-Dry | Res ¦ Res Furnace Heat Pump Heating Only (SEER2 15.2) - Fuel Sub - Panel Upgrade - ZEAS 2030 - Hot-Dry | PG&E ¦ Hot-Dry | PG&E | All | Electric & Gas | Res Furnace Heat Pump Heating Only (SEER2 15.2) - Fuel Sub | Efficient |  |  | 1 | Conventional | HVAC | Res - Multi Family | Res | ROB Only | 1 | Residential Households | household | 23 | DEER:HVAC_Eff_AC | 904.6875 | 0 | -59.6875 | SWHC045-04 | 6276.7812 | 2024 | 741.7969 | 2024 | 2349.1721 | -265.8594 | SWHC045-04 | Res Central Furnace Only - Fuel Sub - Panel Upgrade - ZEAS 2030 - Hot-Dry ¦ PG&E ¦ Hot-Dry | Res Central Furnace Only - Fuel Sub - Panel Upgrade - ZEAS 2030 - Hot-Dry | 0.033189 | 0.53 | 0 | RASS 2019 | 0 | 2012 | 1 | SWHC045
RES-HVAC-FS-PU-22-ZEAS.5 | Res ¦ Res Furnace Heat Pump Heating Only (SEER2 15.2) - Fuel Sub - Panel Upgrade - ZEAS 2030 - Cold ¦ PG&E ¦ Cold | Res ¦ Res Furnace Heat Pump Heating Only (SEER2 15.2) - Fuel Sub - Panel Upgrade - ZEAS 2030 - Cold | PG&E ¦ Cold | PG&E | All | Electric & Gas | Res Furnace Heat Pump Heating Only (SEER2 15.2) - Fuel Sub | Efficient |  |  | 1 | Conventional | HVAC | Res - Single Family | Res | ROB Only | 1 | Residential Households | household | 23 | DEER:HVAC_Eff_AC | 6937.9688 | 0 | -297.825 | SWHC045-04 | 22659.1803 | 2024 | 2677.8867 | 2024 | 2349.1721 | -959.7523 | SWHC045-04 | Res Central Furnace Only - Fuel Sub - Panel Upgrade - ZEAS 2030 - Cold ¦ PG&E ¦ Cold | Res Central Furnace Only - Fuel Sub - Panel Upgrade - ZEAS 2030 - Cold | 0.0077842 | 0.53 | 0 | RASS 2019 | 1765.3145 | 2032 | 1 | SWHC045
RES-HVAC-FS-PU-22-ZEAS.6 | Res ¦ Res Furnace Heat Pump Heating Only (SEER2 15.2) - Fuel Sub - Panel Upgrade - ZEAS 2030 - Cold ¦ PG&E ¦ Cold | Res ¦ Res Furnace Heat Pump Heating Only (SEER2 15.2) - Fuel Sub - Panel Upgrade - ZEAS 2030 - Cold | PG&E ¦ Cold | PG&E | All | Electric & Gas | Res Furnace Heat Pump Heating Only (SEER2 15.2) - Fuel Sub | Efficient |  |  | 1 | Conventional | HVAC | Res - Multi Family | Res | ROB Only | 1 | Residential Households | household | 23 | DEER:HVAC_Eff_AC | 1490.625 | 0 | -94.5312 | SWHC045-04 | 6276.7812 | 2024 | 741.7969 | 2024 | 2349.1721 | -265.8594 | SWHC045-04 | Res Central Furnace Only - Fuel Sub - Panel Upgrade - ZEAS 2030 - Cold ¦ PG&E ¦ Cold | Res Central Furnace Only - Fuel Sub - Panel Upgrade - ZEAS 2030 - Cold | 0.017953 | 0.53 | 0 | RASS 2019 | 0 | 2012 | 1 | SWHC045
RES-HVAC-FS-PU-22-ZEAS.7 | Res ¦ Res Furnace Heat Pump Heating Only (SEER2 15.2) - Fuel Sub - Panel Upgrade - ZEAS 2030 - Marine ¦ SCG ¦ Marine | Res ¦ Res Furnace Heat Pump Heating Only (SEER2 15.2) - Fuel Sub - Panel Upgrade - ZEAS 2030 - Marine | SCG ¦ Marine | SCG | All | Electric & Gas | Res Furnace Heat Pump Heating Only (SEER2 15.2) - Fuel Sub | Efficient |  |  | 1 | Conventional | HVAC | Res - Single Family | Res | ROB Only | 1 | Residential Households | household | 23 | DEER:HVAC_Eff_AC | 2424.7969 | 0 | -179.8234 | SWHC045-04 | 25169.8928 | 2024 | 2974.6055 | 2024 | 2349.1721 | -1066.0961 | SWHC045-04 | Res Central Furnace Only - Fuel Sub - Panel Upgrade - ZEAS 2030 - Marine ¦ SCG ¦ Marine | Res Central Furnace Only - Fuel Sub - Panel Upgrade - ZEAS 2030 - Marine | 0.40939 | 0.53 | 0 | RASS 2019 | 1765.3145 | 2032 | 1 | SWHC045
RES-HVAC-FS-PU-22-ZEAS.8 | Res ¦ Res Furnace Heat Pump Heating Only (SEER2 15.2) - Fuel Sub - Panel Upgrade - ZEAS 2030 - Marine ¦ SCG ¦ Marine | Res ¦ Res Furnace Heat Pump Heating Only (SEER2 15.2) - Fuel Sub - Panel Upgrade - ZEAS 2030 - Marine | SCG ¦ Marine | SCG | All | Electric & Gas | Res Furnace Heat Pump Heating Only (SEER2 15.2) - Fuel Sub | Efficient |  |  | 1 | Conventional | HVAC | Res - Multi Family | Res | ROB Only | 1 | Residential Households | household | 23 | DEER:HVAC_Eff_AC | 890 | 0 | -65.2 | SWHC045-04 | 8034.28 | 2024 | 949.5 | 2024 | 2349.1721 | -340.3 | SWHC045-04 | Res Central Furnace Only - Fuel Sub - Panel Upgrade - ZEAS 2030 - Marine ¦ SCG ¦ Marine | Res Central Furnace Only - Fuel Sub - Panel Upgrade - ZEAS 2030 - Marine | 0.18899 | 0.53 | 0 | RASS 2019 | 0 | 2012 | 1 | SWHC045
RES-HVAC-FS-PU-22-ZEAS.9 | Res ¦ Res Furnace Heat Pump Heating Only (SEER2 15.2) - Fuel Sub - Panel Upgrade - ZEAS 2030 - Hot-Dry ¦ SCG ¦ Hot-Dry | Res ¦ Res Furnace Heat Pump Heating Only (SEER2 15.2) - Fuel Sub - Panel Upgrade - ZEAS 2030 - Hot-Dry | SCG ¦ Hot-Dry | SCG | All | Electric & Gas | Res Furnace Heat Pump Heating Only (SEER2 15.2) - Fuel Sub | Efficient |  |  | 1 | Conventional | HVAC | Res - Single Family | Res | ROB Only | 1 | Residential Households | household | 23 | DEER:HVAC_Eff_AC | 3038.2656 | 0 | -156.9156 | SWHC045-04 | 21152.7528 | 2024 | 2499.8555 | 2024 | 2349.1721 | -895.9461 | SWHC045-04 | Res Central Furnace Only - Fuel Sub - Panel Upgrade - ZEAS 2030 - Hot-Dry ¦ SCG ¦ Hot-Dry | Res Central Furnace Only - Fuel Sub - Panel Upgrade - ZEAS 2030 - Hot-Dry | 0.053422 | 0.53 | 0 | RASS 2019 | 1765.3145 | 2032 | 1 | SWHC045
RES-HVAC-FS-PU-22-ZEAS.10 | Res ¦ Res Furnace Heat Pump Heating Only (SEER2 15.2) - Fuel Sub - Panel Upgrade - ZEAS 2030 - Hot-Dry ¦ SCG ¦ Hot-Dry | Res ¦ Res Furnace Heat Pump Heating Only (SEER2 15.2) - Fuel Sub - Panel Upgrade - ZEAS 2030 - Hot-Dry | SCG ¦ Hot-Dry | SCG | All | Electric & Gas | Res Furnace Heat Pump Heating Only (SEER2 15.2) - Fuel Sub | Efficient |  |  | 1 | Conventional | HVAC | Res - Multi Family | Res | ROB Only | 1 | Residential Households | household | 23 | DEER:HVAC_Eff_AC | 1039.0625 | 0 | -46.875 | SWHC045-04 | 6276.7812 | 2024 | 741.7969 | 2024 | 2349.1721 | -265.8594 | SWHC045-04 | Res Central Furnace Only - Fuel Sub - Panel Upgrade - ZEAS 2030 - Hot-Dry ¦ SCG ¦ Hot-Dry | Res Central Furnace Only - Fuel Sub - Panel Upgrade - ZEAS 2030 - Hot-Dry | 0.023966 | 0.53 | 0 | RASS 2019 | 0 | 2012 | 1 | SWHC045
RES-HVAC-FS-PU-22-ZEAS.11 | Res ¦ Res Furnace Heat Pump Heating Only (SEER2 15.2) - Fuel Sub - Panel Upgrade - ZEAS 2030 - Cold ¦ SCG ¦ Cold | Res ¦ Res Furnace Heat Pump Heating Only (SEER2 15.2) - Fuel Sub - Panel Upgrade - ZEAS 2030 - Cold | SCG ¦ Cold | SCG | All | Electric & Gas | Res Furnace Heat Pump Heating Only (SEER2 15.2) - Fuel Sub | Efficient |  |  | 1 | Conventional | HVAC | Res - Single Family | Res | ROB Only | 1 | Residential Households | household | 23 | DEER:HVAC_Eff_AC | 6937.9688 | 0 | -297.825 | SWHC045-04 | 22659.1803 | 2024 | 2677.8867 | 2024 | 2349.1721 | -959.7523 | SWHC045-04 | Res Central Furnace Only - Fuel Sub - Panel Upgrade - ZEAS 2030 - Cold ¦ SCG ¦ Cold | Res Central Furnace Only - Fuel Sub - Panel Upgrade - ZEAS 2030 - Cold | 0.090455 | 0.53 | 0 | RASS 2019 | 1765.3145 | 2032 | 1 | SWHC045
RES-HVAC-FS-PU-22-ZEAS.12 | Res ¦ Res Furnace Heat Pump Heating Only (SEER2 15.2) - Fuel Sub - Panel Upgrade - ZEAS 2030 - Cold ¦ SCG ¦ Cold | Res ¦ Res Furnace Heat Pump Heating Only (SEER2 15.2) - Fuel Sub - Panel Upgrade - ZEAS 2030 - Cold | SCG ¦ Cold | SCG | All | Electric & Gas | Res Furnace Heat Pump Heating Only (SEER2 15.2) - Fuel Sub | Efficient |  |  | 1 | Conventional | HVAC | Res - Multi Family | Res | ROB Only | 1 | Residential Households | household | 23 | DEER:HVAC_Eff_AC | 1490.625 | 0 | -94.5312 | SWHC045-04 | 6276.7812 | 2024 | 741.7969 | 2024 | 2349.1721 | -265.8594 | SWHC045-04 | Res Central Furnace Only - Fuel Sub - Panel Upgrade - ZEAS 2030 - Cold ¦ SCG ¦ Cold | Res Central Furnace Only - Fuel Sub - Panel Upgrade - ZEAS 2030 - Cold | 0.017953 | 0.53 | 0 | RASS 2019 | 0 | 2012 | 1 | SWHC045
RES-HVAC-FS-PU-22-ZEAS.13 | Res ¦ Res Furnace Heat Pump Heating Only (SEER2 15.2) - Fuel Sub - Panel Upgrade - ZEAS 2030 - Marine ¦ SDG&E ¦ Marine | Res ¦ Res Furnace Heat Pump Heating Only (SEER2 15.2) - Fuel Sub - Panel Upgrade - ZEAS 2030 - Marine | SDG&E ¦ Marine | SDG&E | All | Electric & Gas | Res Furnace Heat Pump Heating Only (SEER2 15.2) - Fuel Sub | Efficient |  |  | 1 | Conventional | HVAC | Res - Single Family | Res | ROB Only | 1 | Residential Households | household | 23 | DEER:HVAC_Eff_AC | 2424.7969 | 0 | -179.8234 | SWHC045-04 | 25169.8928 | 2024 | 2974.6055 | 2024 | 2349.1721 | -1066.0961 | SWHC045-04 | Res Central Furnace Only - Fuel Sub - Panel Upgrade - ZEAS 2030 - Marine ¦ SDG&E ¦ Marine | Res Central Furnace Only - Fuel Sub - Panel Upgrade - ZEAS 2030 - Marine | 0.15258 | 0.53 | 0 | RASS 2019 | 1765.3145 | 2032 | 1 | SWHC045
RES-HVAC-FS-PU-22-ZEAS.14 | Res ¦ Res Furnace Heat Pump Heating Only (SEER2 15.2) - Fuel Sub - Panel Upgrade - ZEAS 2030 - Marine ¦ SDG&E ¦ Marine | Res ¦ Res Furnace Heat Pump Heating Only (SEER2 15.2) - Fuel Sub - Panel Upgrade - ZEAS 2030 - Marine | SDG&E ¦ Marine | SDG&E | All | Electric & Gas | Res Furnace Heat Pump Heating Only (SEER2 15.2) - Fuel Sub | Efficient |  |  | 1 | Conventional | HVAC | Res - Multi Family | Res | ROB Only | 1 | Residential Households | household | 23 | DEER:HVAC_Eff_AC | 890 | 0 | -65.2 | SWHC045-04 | 8034.28 | 2024 | 949.5 | 2024 | 2349.1721 | -340.3 | SWHC045-04 | Res Central Furnace Only - Fuel Sub - Panel Upgrade - ZEAS 2030 - Marine ¦ SDG&E ¦ Marine | Res Central Furnace Only - Fuel Sub - Panel Upgrade - ZEAS 2030 - Marine | 0.29631 | 0.53 | 0 | RASS 2019 | 0 | 2012 | 1 | SWHC045
RES-HVAC-FS-PU-22-ZEAS.15 | Res ¦ Res Furnace Heat Pump Heating Only (SEER2 15.2) - Fuel Sub - Panel Upgrade - ZEAS 2030 - Hot-Dry ¦ SDG&E ¦ Hot-Dry | Res ¦ Res Furnace Heat Pump Heating Only (SEER2 15.2) - Fuel Sub - Panel Upgrade - ZEAS 2030 - Hot-Dry | SDG&E ¦ Hot-Dry | SDG&E | All | Electric & Gas | Res Furnace Heat Pump Heating Only (SEER2 15.2) - Fuel Sub | Efficient |  |  | 1 | Conventional | HVAC | Res - Single Family | Res | ROB Only | 1 | Residential Households | household | 23 | DEER:HVAC_Eff_AC | 2146.6875 | 0 | -178.0547 | SWHC045-04 | 20148.4678 | 2024 | 2381.168 | 2024 | 2349.1721 | -853.4086 | SWHC045-04 | Res Central Furnace Only - Fuel Sub - Panel Upgrade - ZEAS 2030 - Hot-Dry ¦ SDG&E ¦ Hot-Dry | Res Central Furnace Only - Fuel Sub - Panel Upgrade - ZEAS 2030 - Hot-Dry | 0.17372 | 0.53 | 0 | RASS 2019 | 1765.3145 | 2032 | 1 | SWHC045
RES-HVAC-FS-PU-22-ZEAS.16 | Res ¦ Res Furnace Heat Pump Heating Only (SEER2 15.2) - Fuel Sub - Panel Upgrade - ZEAS 2030 - Hot-Dry ¦ SDG&E ¦ Hot-Dry | Res ¦ Res Furnace Heat Pump Heating Only (SEER2 15.2) - Fuel Sub - Panel Upgrade - ZEAS 2030 - Hot-Dry | SDG&E ¦ Hot-Dry | SDG&E | All | Electric & Gas | Res Furnace Heat Pump Heating Only (SEER2 15.2) - Fuel Sub | Efficient |  |  | 1 | Conventional | HVAC | Res - Multi Family | Res | ROB Only | 1 | Residential Households | household | 23 | DEER:HVAC_Eff_AC | 707.625 | 0 | -60.1828 | SWHC045-04 | 6967.2272 | 2024 | 823.3945 | 2024 | 2349.1721 | -295.1039 | SWHC045-04 | Res Central Furnace Only - Fuel Sub - Panel Upgrade - ZEAS 2030 - Hot-Dry ¦ SDG&E ¦ Hot-Dry | Res Central Furnace Only - Fuel Sub - Panel Upgrade - ZEAS 2030 - Hot-Dry | 0.053553 | 0.53 | 0 | RASS 2019 | 0 | 2012 | 1 | SWHC045
RES-HVAC-FS-PU-23-ZEAS.1 | Res ¦ Res Furnace Heat Pump Heating Only (SEER2 16.0) - Fuel Sub - Panel Upgrade - ZEAS 2030 - Marine ¦ PG&E ¦ Marine | Res ¦ Res Furnace Heat Pump Heating Only (SEER2 16.0) - Fuel Sub - Panel Upgrade - ZEAS 2030 - Marine | PG&E ¦ Marine | PG&E | All | Electric & Gas | Res Furnace Heat Pump Heating Only (SEER2 16.0) - Fuel Sub | Efficient |  |  | 1 | Conventional | HVAC | Res - Single Family | Res | ROB Only | 1 | Residential Households | household | 23 | DEER:HVAC_Eff_AC | 2795.9688 | 0 | -257.8953 | SWHC045-04 | 21515.0805 | 2024 | 2396.0039 | 2024 | 2349.1721 | -858.7258 | SWHC045-04 | Res Central Furnace Only - Fuel Sub - Panel Upgrade - ZEAS 2030 - Marine ¦ PG&E ¦ Marine | Res Central Furnace Only - Fuel Sub - Panel Upgrade - ZEAS 2030 - Marine | 0.37466 | 0.53 | 0 | RASS 2019 | 1765.3145 | 2032 | 1 | SWHC045
RES-HVAC-FS-PU-23-ZEAS.2 | Res ¦ Res Furnace Heat Pump Heating Only (SEER2 16.0) - Fuel Sub - Panel Upgrade - ZEAS 2030 - Marine ¦ PG&E ¦ Marine | Res ¦ Res Furnace Heat Pump Heating Only (SEER2 16.0) - Fuel Sub - Panel Upgrade - ZEAS 2030 - Marine | PG&E ¦ Marine | PG&E | All | Electric & Gas | Res Furnace Heat Pump Heating Only (SEER2 16.0) - Fuel Sub | Efficient |  |  | 1 | Conventional | HVAC | Res - Multi Family | Res | ROB Only | 1 | Residential Households | household | 23 | DEER:HVAC_Eff_AC | 792.1875 | 0 | -66.25 | SWHC045-04 | 6661.0156 | 2024 | 741.7969 | 2024 | 2349.1721 | -265.8594 | SWHC045-04 | Res Central Furnace Only - Fuel Sub - Panel Upgrade - ZEAS 2030 - Marine ¦ PG&E ¦ Marine | Res Central Furnace Only - Fuel Sub - Panel Upgrade - ZEAS 2030 - Marine | 0.22588 | 0.53 | 0 | RASS 2019 | 0 | 2012 | 1 | SWHC045
RES-HVAC-FS-PU-23-ZEAS.3 | Res ¦ Res Furnace Heat Pump Heating Only (SEER2 16.0) - Fuel Sub - Panel Upgrade - ZEAS 2030 - Hot-Dry ¦ PG&E ¦ Hot-Dry | Res ¦ Res Furnace Heat Pump Heating Only (SEER2 16.0) - Fuel Sub - Panel Upgrade - ZEAS 2030 - Hot-Dry | PG&E ¦ Hot-Dry | PG&E | All | Electric & Gas | Res Furnace Heat Pump Heating Only (SEER2 16.0) - Fuel Sub | Efficient |  |  | 1 | Conventional | HVAC | Res - Single Family | Res | ROB Only | 1 | Residential Households | household | 23 | DEER:HVAC_Eff_AC | 3434.8438 | 0 | -218.8266 | SWHC045-04 | 16452.7086 | 2024 | 1832.2383 | 2024 | 2349.1721 | -656.6727 | SWHC045-04 | Res Central Furnace Only - Fuel Sub - Panel Upgrade - ZEAS 2030 - Hot-Dry ¦ PG&E ¦ Hot-Dry | Res Central Furnace Only - Fuel Sub - Panel Upgrade - ZEAS 2030 - Hot-Dry | 0.048829 | 0.53 | 0 | RASS 2019 | 1765.3145 | 2032 | 1 | SWHC045
RES-HVAC-FS-PU-23-ZEAS.4 | Res ¦ Res Furnace Heat Pump Heating Only (SEER2 16.0) - Fuel Sub - Panel Upgrade - ZEAS 2030 - Hot-Dry ¦ PG&E ¦ Hot-Dry | Res ¦ Res Furnace Heat Pump Heating Only (SEER2 16.0) - Fuel Sub - Panel Upgrade - ZEAS 2030 - Hot-Dry | PG&E ¦ Hot-Dry | PG&E | All | Electric & Gas | Res Furnace Heat Pump Heating Only (SEER2 16.0) - Fuel Sub | Efficient |  |  | 1 | Conventional | HVAC | Res - Multi Family | Res | ROB Only | 1 | Residential Households | household | 23 | DEER:HVAC_Eff_AC | 885.9375 | 0 | -59.6875 | SWHC045-04 | 6661.0156 | 2024 | 741.7969 | 2024 | 2349.1721 | -265.8594 | SWHC045-04 | Res Central Furnace Only - Fuel Sub - Panel Upgrade - ZEAS 2030 - Hot-Dry ¦ PG&E ¦ Hot-Dry | Res Central Furnace Only - Fuel Sub - Panel Upgrade - ZEAS 2030 - Hot-Dry | 0.033189 | 0.53 | 0 | RASS 2019 | 0 | 2012 | 1 | SWHC045
RES-HVAC-FS-PU-23-ZEAS.5 | Res ¦ Res Furnace Heat Pump Heating Only (SEER2 16.0) - Fuel Sub - Panel Upgrade - ZEAS 2030 - Cold ¦ PG&E ¦ Cold | Res ¦ Res Furnace Heat Pump Heating Only (SEER2 16.0) - Fuel Sub - Panel Upgrade - ZEAS 2030 - Cold | PG&E ¦ Cold | PG&E | All | Electric & Gas | Res Furnace Heat Pump Heating Only (SEER2 16.0) - Fuel Sub | Efficient |  |  | 1 | Conventional | HVAC | Res - Single Family | Res | ROB Only | 1 | Residential Households | household | 23 | DEER:HVAC_Eff_AC | 6768.75 | 0 | -297.825 | SWHC045-04 | 24046.2664 | 2024 | 2677.8867 | 2024 | 2349.1721 | -959.7523 | SWHC045-04 | Res Central Furnace Only - Fuel Sub - Panel Upgrade - ZEAS 2030 - Cold ¦ PG&E ¦ Cold | Res Central Furnace Only - Fuel Sub - Panel Upgrade - ZEAS 2030 - Cold | 0.0077842 | 0.53 | 0 | RASS 2019 | 1765.3145 | 2032 | 1 | SWHC045
RES-HVAC-FS-PU-23-ZEAS.6 | Res ¦ Res Furnace Heat Pump Heating Only (SEER2 16.0) - Fuel Sub - Panel Upgrade - ZEAS 2030 - Cold ¦ PG&E ¦ Cold | Res ¦ Res Furnace Heat Pump Heating Only (SEER2 16.0) - Fuel Sub - Panel Upgrade - ZEAS 2030 - Cold | PG&E ¦ Cold | PG&E | All | Electric & Gas | Res Furnace Heat Pump Heating Only (SEER2 16.0) - Fuel Sub | Efficient |  |  | 1 | Conventional | HVAC | Res - Multi Family | Res | ROB Only | 1 | Residential Households | household | 23 | DEER:HVAC_Eff_AC | 1470.3125 | 0 | -94.5312 | SWHC045-04 | 6661.0156 | 2024 | 741.7969 | 2024 | 2349.1721 | -265.8594 | SWHC045-04 | Res Central Furnace Only - Fuel Sub - Panel Upgrade - ZEAS 2030 - Cold ¦ PG&E ¦ Cold | Res Central Furnace Only - Fuel Sub - Panel Upgrade - ZEAS 2030 - Cold | 0.017953 | 0.53 | 0 | RASS 2019 | 0 | 2012 | 1 | SWHC045
RES-HVAC-FS-PU-23-ZEAS.7 | Res ¦ Res Furnace Heat Pump Heating Only (SEER2 16.0) - Fuel Sub - Panel Upgrade - ZEAS 2030 - Marine ¦ SCG ¦ Marine | Res ¦ Res Furnace Heat Pump Heating Only (SEER2 16.0) - Fuel Sub - Panel Upgrade - ZEAS 2030 - Marine | SCG ¦ Marine | SCG | All | Electric & Gas | Res Furnace Heat Pump Heating Only (SEER2 16.0) - Fuel Sub | Efficient |  |  | 1 | Conventional | HVAC | Res - Single Family | Res | ROB Only | 1 | Residential Households | household | 23 | DEER:HVAC_Eff_AC | 2337.0781 | 0 | -179.8234 | SWHC045-04 | 26710.6727 | 2024 | 2974.6055 | 2024 | 2349.1721 | -1066.0961 | SWHC045-04 | Res Central Furnace Only - Fuel Sub - Panel Upgrade - ZEAS 2030 - Marine ¦ SCG ¦ Marine | Res Central Furnace Only - Fuel Sub - Panel Upgrade - ZEAS 2030 - Marine | 0.40939 | 0.53 | 0 | RASS 2019 | 1765.3145 | 2032 | 1 | SWHC045
RES-HVAC-FS-PU-23-ZEAS.8 | Res ¦ Res Furnace Heat Pump Heating Only (SEER2 16.0) - Fuel Sub - Panel Upgrade - ZEAS 2030 - Marine ¦ SCG ¦ Marine | Res ¦ Res Furnace Heat Pump Heating Only (SEER2 16.0) - Fuel Sub - Panel Upgrade - ZEAS 2030 - Marine | SCG ¦ Marine | SCG | All | Electric & Gas | Res Furnace Heat Pump Heating Only (SEER2 16.0) - Fuel Sub | Efficient |  |  | 1 | Conventional | HVAC | Res - Multi Family | Res | ROB Only | 1 | Residential Households | household | 23 | DEER:HVAC_Eff_AC | 876 | 0 | -65.2 | SWHC045-04 | 8526.1 | 2024 | 949.5 | 2024 | 2349.1721 | -340.3 | SWHC045-04 | Res Central Furnace Only - Fuel Sub - Panel Upgrade - ZEAS 2030 - Marine ¦ SCG ¦ Marine | Res Central Furnace Only - Fuel Sub - Panel Upgrade - ZEAS 2030 - Marine | 0.18899 | 0.53 | 0 | RASS 2019 | 0 | 2012 | 1 | SWHC045
RES-HVAC-FS-PU-23-ZEAS.9 | Res ¦ Res Furnace Heat Pump Heating Only (SEER2 16.0) - Fuel Sub - Panel Upgrade - ZEAS 2030 - Hot-Dry ¦ SCG ¦ Hot-Dry | Res ¦ Res Furnace Heat Pump Heating Only (SEER2 16.0) - Fuel Sub - Panel Upgrade - ZEAS 2030 - Hot-Dry | SCG ¦ Hot-Dry | SCG | All | Electric & Gas | Res Furnace Heat Pump Heating Only (SEER2 16.0) - Fuel Sub | Efficient |  |  | 1 | Conventional | HVAC | Res - Single Family | Res | ROB Only | 1 | Residential Households | household | 23 | DEER:HVAC_Eff_AC | 2964.5469 | 0 | -156.9156 | SWHC045-04 | 22447.6227 | 2024 | 2499.8555 | 2024 | 2349.1721 | -895.9461 | SWHC045-04 | Res Central Furnace Only - Fuel Sub - Panel Upgrade - ZEAS 2030 - Hot-Dry ¦ SCG ¦ Hot-Dry | Res Central Furnace Only - Fuel Sub - Panel Upgrade - ZEAS 2030 - Hot-Dry | 0.053422 | 0.53 | 0 | RASS 2019 | 1765.3145 | 2032 | 1 | SWHC045
RES-HVAC-FS-PU-23-ZEAS.10 | Res ¦ Res Furnace Heat Pump Heating Only (SEER2 16.0) - Fuel Sub - Panel Upgrade - ZEAS 2030 - Hot-Dry ¦ SCG ¦ Hot-Dry | Res ¦ Res Furnace Heat Pump Heating Only (SEER2 16.0) - Fuel Sub - Panel Upgrade - ZEAS 2030 - Hot-Dry | SCG ¦ Hot-Dry | SCG | All | Electric & Gas | Res Furnace Heat Pump Heating Only (SEER2 16.0) - Fuel Sub | Efficient |  |  | 1 | Conventional | HVAC | Res - Multi Family | Res | ROB Only | 1 | Residential Households | household | 23 | DEER:HVAC_Eff_AC | 1028.125 | 0 | -46.875 | SWHC045-04 | 6661.0156 | 2024 | 741.7969 | 2024 | 2349.1721 | -265.8594 | SWHC045-04 | Res Central Furnace Only - Fuel Sub - Panel Upgrade - ZEAS 2030 - Hot-Dry ¦ SCG ¦ Hot-Dry | Res Central Furnace Only - Fuel Sub - Panel Upgrade - ZEAS 2030 - Hot-Dry | 0.023966 | 0.53 | 0 | RASS 2019 | 0 | 2012 | 1 | SWHC045
RES-HVAC-FS-PU-23-ZEAS.11 | Res ¦ Res Furnace Heat Pump Heating Only (SEER2 16.0) - Fuel Sub - Panel Upgrade - ZEAS 2030 - Cold ¦ SCG ¦ Cold | Res ¦ Res Furnace Heat Pump Heating Only (SEER2 16.0) - Fuel Sub - Panel Upgrade - ZEAS 2030 - Cold | SCG ¦ Cold | SCG | All | Electric & Gas | Res Furnace Heat Pump Heating Only (SEER2 16.0) - Fuel Sub | Efficient |  |  | 1 | Conventional | HVAC | Res - Single Family | Res | ROB Only | 1 | Residential Households | household | 23 | DEER:HVAC_Eff_AC | 6768.75 | 0 | -297.825 | SWHC045-04 | 24046.2664 | 2024 | 2677.8867 | 2024 | 2349.1721 | -959.7523 | SWHC045-04 | Res Central Furnace Only - Fuel Sub - Panel Upgrade - ZEAS 2030 - Cold ¦ SCG ¦ Cold | Res Central Furnace Only - Fuel Sub - Panel Upgrade - ZEAS 2030 - Cold | 0.090455 | 0.53 | 0 | RASS 2019 | 1765.3145 | 2032 | 1 | SWHC045
RES-HVAC-FS-PU-23-ZEAS.12 | Res ¦ Res Furnace Heat Pump Heating Only (SEER2 16.0) - Fuel Sub - Panel Upgrade - ZEAS 2030 - Cold ¦ SCG ¦ Cold | Res ¦ Res Furnace Heat Pump Heating Only (SEER2 16.0) - Fuel Sub - Panel Upgrade - ZEAS 2030 - Cold | SCG ¦ Cold | SCG | All | Electric & Gas | Res Furnace Heat Pump Heating Only (SEER2 16.0) - Fuel Sub | Efficient |  |  | 1 | Conventional | HVAC | Res - Multi Family | Res | ROB Only | 1 | Residential Households | household | 23 | DEER:HVAC_Eff_AC | 1470.3125 | 0 | -94.5312 | SWHC045-04 | 6661.0156 | 2024 | 741.7969 | 2024 | 2349.1721 | -265.8594 | SWHC045-04 | Res Central Furnace Only - Fuel Sub - Panel Upgrade - ZEAS 2030 - Cold ¦ SCG ¦ Cold | Res Central Furnace Only - Fuel Sub - Panel Upgrade - ZEAS 2030 - Cold | 0.017953 | 0.53 | 0 | RASS 2019 | 0 | 2012 | 1 | SWHC045
RES-HVAC-FS-PU-23-ZEAS.13 | Res ¦ Res Furnace Heat Pump Heating Only (SEER2 16.0) - Fuel Sub - Panel Upgrade - ZEAS 2030 - Marine ¦ SDG&E ¦ Marine | Res ¦ Res Furnace Heat Pump Heating Only (SEER2 16.0) - Fuel Sub - Panel Upgrade - ZEAS 2030 - Marine | SDG&E ¦ Marine | SDG&E | All | Electric & Gas | Res Furnace Heat Pump Heating Only (SEER2 16.0) - Fuel Sub | Efficient |  |  | 1 | Conventional | HVAC | Res - Single Family | Res | ROB Only | 1 | Residential Households | household | 23 | DEER:HVAC_Eff_AC | 2337.0781 | 0 | -179.8234 | SWHC045-04 | 26710.6727 | 2024 | 2974.6055 | 2024 | 2349.1721 | -1066.0961 | SWHC045-04 | Res Central Furnace Only - Fuel Sub - Panel Upgrade - ZEAS 2030 - Marine ¦ SDG&E ¦ Marine | Res Central Furnace Only - Fuel Sub - Panel Upgrade - ZEAS 2030 - Marine | 0.15258 | 0.53 | 0 | RASS 2019 | 1765.3145 | 2032 | 1 | SWHC045
RES-HVAC-FS-PU-23-ZEAS.14 | Res ¦ Res Furnace Heat Pump Heating Only (SEER2 16.0) - Fuel Sub - Panel Upgrade - ZEAS 2030 - Marine ¦ SDG&E ¦ Marine | Res ¦ Res Furnace Heat Pump Heating Only (SEER2 16.0) - Fuel Sub - Panel Upgrade - ZEAS 2030 - Marine | SDG&E ¦ Marine | SDG&E | All | Electric & Gas | Res Furnace Heat Pump Heating Only (SEER2 16.0) - Fuel Sub | Efficient |  |  | 1 | Conventional | HVAC | Res - Multi Family | Res | ROB Only | 1 | Residential Households | household | 23 | DEER:HVAC_Eff_AC | 876 | 0 | -65.2 | SWHC045-04 | 8526.1 | 2024 | 949.5 | 2024 | 2349.1721 | -340.3 | SWHC045-04 | Res Central Furnace Only - Fuel Sub - Panel Upgrade - ZEAS 2030 - Marine ¦ SDG&E ¦ Marine | Res Central Furnace Only - Fuel Sub - Panel Upgrade - ZEAS 2030 - Marine | 0.29631 | 0.53 | 0 | RASS 2019 | 0 | 2012 | 1 | SWHC045
RES-HVAC-FS-PU-23-ZEAS.15 | Res ¦ Res Furnace Heat Pump Heating Only (SEER2 16.0) - Fuel Sub - Panel Upgrade - ZEAS 2030 - Hot-Dry ¦ SDG&E ¦ Hot-Dry | Res ¦ Res Furnace Heat Pump Heating Only (SEER2 16.0) - Fuel Sub - Panel Upgrade - ZEAS 2030 - Hot-Dry | SDG&E ¦ Hot-Dry | SDG&E | All | Electric & Gas | Res Furnace Heat Pump Heating Only (SEER2 16.0) - Fuel Sub | Efficient |  |  | 1 | Conventional | HVAC | Res - Single Family | Res | ROB Only | 1 | Residential Households | household | 23 | DEER:HVAC_Eff_AC | 2081.4844 | 0 | -178.0547 | SWHC045-04 | 21381.8602 | 2024 | 2381.168 | 2024 | 2349.1721 | -853.4086 | SWHC045-04 | Res Central Furnace Only - Fuel Sub - Panel Upgrade - ZEAS 2030 - Hot-Dry ¦ SDG&E ¦ Hot-Dry | Res Central Furnace Only - Fuel Sub - Panel Upgrade - ZEAS 2030 - Hot-Dry | 0.17372 | 0.53 | 0 | RASS 2019 | 1765.3145 | 2032 | 1 | SWHC045
RES-HVAC-FS-PU-23-ZEAS.16 | Res ¦ Res Furnace Heat Pump Heating Only (SEER2 16.0) - Fuel Sub - Panel Upgrade - ZEAS 2030 - Hot-Dry ¦ SDG&E ¦ Hot-Dry | Res ¦ Res Furnace Heat Pump Heating Only (SEER2 16.0) - Fuel Sub - Panel Upgrade - ZEAS 2030 - Hot-Dry | SDG&E ¦ Hot-Dry | SDG&E | All | Electric & Gas | Res Furnace Heat Pump Heating Only (SEER2 16.0) - Fuel Sub | Efficient |  |  | 1 | Conventional | HVAC | Res - Multi Family | Res | ROB Only | 1 | Residential Households | household | 23 | DEER:HVAC_Eff_AC | 692.0156 | 0 | -60.1828 | SWHC045-04 | 7393.7273 | 2024 | 823.3945 | 2024 | 2349.1721 | -295.1039 | SWHC045-04 | Res Central Furnace Only - Fuel Sub - Panel Upgrade - ZEAS 2030 - Hot-Dry ¦ SDG&E ¦ Hot-Dry | Res Central Furnace Only - Fuel Sub - Panel Upgrade - ZEAS 2030 - Hot-Dry | 0.053553 | 0.53 | 0 | RASS 2019 | 0 | 2012 | 1 | SWHC045
RES-HVAC-FS-PU-24-ZEAS.1 | Res ¦ Res Furnace Heat Pump Heating Only (SEER2 16.9) - Fuel Sub - Panel Upgrade - ZEAS 2030 - Marine ¦ PG&E ¦ Marine | Res ¦ Res Furnace Heat Pump Heating Only (SEER2 16.9) - Fuel Sub - Panel Upgrade - ZEAS 2030 - Marine | PG&E ¦ Marine | PG&E | All | Electric & Gas | Res Furnace Heat Pump Heating Only (SEER2 16.9) - Fuel Sub | Efficient |  |  | 1 | Conventional | HVAC | Res - Single Family | Res | ROB Only | 1 | Residential Households | household | 23 | DEER:HVAC_Eff_AC | 2770.7344 | 0 | -257.8953 | SWHC045-04 | 22756.107 | 2024 | 2396.0039 | 2024 | 2349.1721 | -858.7258 | SWHC045-04 | Res Central Furnace Only - Fuel Sub - Panel Upgrade - ZEAS 2030 - Marine ¦ PG&E ¦ Marine | Res Central Furnace Only - Fuel Sub - Panel Upgrade - ZEAS 2030 - Marine | 0.37466 | 0.53 | 0 | RASS 2019 | 1765.3145 | 2032 | 1 | SWHC045
RES-HVAC-FS-PU-24-ZEAS.2 | Res ¦ Res Furnace Heat Pump Heating Only (SEER2 16.9) - Fuel Sub - Panel Upgrade - ZEAS 2030 - Marine ¦ PG&E ¦ Marine | Res ¦ Res Furnace Heat Pump Heating Only (SEER2 16.9) - Fuel Sub - Panel Upgrade - ZEAS 2030 - Marine | PG&E ¦ Marine | PG&E | All | Electric & Gas | Res Furnace Heat Pump Heating Only (SEER2 16.9) - Fuel Sub | Efficient |  |  | 1 | Conventional | HVAC | Res - Multi Family | Res | ROB Only | 1 | Residential Households | household | 23 | DEER:HVAC_Eff_AC | 781.25 | 0 | -66.25 | SWHC045-04 | 7045.2344 | 2024 | 741.7969 | 2024 | 2349.1721 | -265.8594 | SWHC045-04 | Res Central Furnace Only - Fuel Sub - Panel Upgrade - ZEAS 2030 - Marine ¦ PG&E ¦ Marine | Res Central Furnace Only - Fuel Sub - Panel Upgrade - ZEAS 2030 - Marine | 0.22588 | 0.53 | 0 | RASS 2019 | 0 | 2012 | 1 | SWHC045
RES-HVAC-FS-PU-24-ZEAS.3 | Res ¦ Res Furnace Heat Pump Heating Only (SEER2 16.9) - Fuel Sub - Panel Upgrade - ZEAS 2030 - Hot-Dry ¦ PG&E ¦ Hot-Dry | Res ¦ Res Furnace Heat Pump Heating Only (SEER2 16.9) - Fuel Sub - Panel Upgrade - ZEAS 2030 - Hot-Dry | PG&E ¦ Hot-Dry | PG&E | All | Electric & Gas | Res Furnace Heat Pump Heating Only (SEER2 16.9) - Fuel Sub | Efficient |  |  | 1 | Conventional | HVAC | Res - Single Family | Res | ROB Only | 1 | Residential Households | household | 23 | DEER:HVAC_Eff_AC | 3396.25 | 0 | -218.8266 | SWHC045-04 | 17401.7289 | 2024 | 1832.2383 | 2024 | 2349.1721 | -656.6727 | SWHC045-04 | Res Central Furnace Only - Fuel Sub - Panel Upgrade - ZEAS 2030 - Hot-Dry ¦ PG&E ¦ Hot-Dry | Res Central Furnace Only - Fuel Sub - Panel Upgrade - ZEAS 2030 - Hot-Dry | 0.048829 | 0.53 | 0 | RASS 2019 | 1765.3145 | 2032 | 1 | SWHC045
RES-HVAC-FS-PU-24-ZEAS.4 | Res ¦ Res Furnace Heat Pump Heating Only (SEER2 16.9) - Fuel Sub - Panel Upgrade - ZEAS 2030 - Hot-Dry ¦ PG&E ¦ Hot-Dry | Res ¦ Res Furnace Heat Pump Heating Only (SEER2 16.9) - Fuel Sub - Panel Upgrade - ZEAS 2030 - Hot-Dry | PG&E ¦ Hot-Dry | PG&E | All | Electric & Gas | Res Furnace Heat Pump Heating Only (SEER2 16.9) - Fuel Sub | Efficient |  |  | 1 | Conventional | HVAC | Res - Multi Family | Res | ROB Only | 1 | Residential Households | household | 23 | DEER:HVAC_Eff_AC | 885.9375 | 0 | -59.6875 | SWHC045-04 | 7045.2344 | 2024 | 741.7969 | 2024 | 2349.1721 | -265.8594 | SWHC045-04 | Res Central Furnace Only - Fuel Sub - Panel Upgrade - ZEAS 2030 - Hot-Dry ¦ PG&E ¦ Hot-Dry | Res Central Furnace Only - Fuel Sub - Panel Upgrade - ZEAS 2030 - Hot-Dry | 0.033189 | 0.53 | 0 | RASS 2019 | 0 | 2012 | 1 | SWHC045
RES-HVAC-FS-PU-24-ZEAS.5 | Res ¦ Res Furnace Heat Pump Heating Only (SEER2 16.9) - Fuel Sub - Panel Upgrade - ZEAS 2030 - Cold ¦ PG&E ¦ Cold | Res ¦ Res Furnace Heat Pump Heating Only (SEER2 16.9) - Fuel Sub - Panel Upgrade - ZEAS 2030 - Cold | PG&E ¦ Cold | PG&E | All | Electric & Gas | Res Furnace Heat Pump Heating Only (SEER2 16.9) - Fuel Sub | Efficient |  |  | 1 | Conventional | HVAC | Res - Single Family | Res | ROB Only | 1 | Residential Households | household | 23 | DEER:HVAC_Eff_AC | 6712.3438 | 0 | -297.825 | SWHC045-04 | 25433.2961 | 2024 | 2677.8867 | 2024 | 2349.1721 | -959.7523 | SWHC045-04 | Res Central Furnace Only - Fuel Sub - Panel Upgrade - ZEAS 2030 - Cold ¦ PG&E ¦ Cold | Res Central Furnace Only - Fuel Sub - Panel Upgrade - ZEAS 2030 - Cold | 0.0077842 | 0.53 | 0 | RASS 2019 | 1765.3145 | 2032 | 1 | SWHC045
RES-HVAC-FS-PU-24-ZEAS.6 | Res ¦ Res Furnace Heat Pump Heating Only (SEER2 16.9) - Fuel Sub - Panel Upgrade - ZEAS 2030 - Cold ¦ PG&E ¦ Cold | Res ¦ Res Furnace Heat Pump Heating Only (SEER2 16.9) - Fuel Sub - Panel Upgrade - ZEAS 2030 - Cold | PG&E ¦ Cold | PG&E | All | Electric & Gas | Res Furnace Heat Pump Heating Only (SEER2 16.9) - Fuel Sub | Efficient |  |  | 1 | Conventional | HVAC | Res - Multi Family | Res | ROB Only | 1 | Residential Households | household | 23 | DEER:HVAC_Eff_AC | 1459.375 | 0 | -94.5312 | SWHC045-04 | 7045.2344 | 2024 | 741.7969 | 2024 | 2349.1721 | -265.8594 | SWHC045-04 | Res Central Furnace Only - Fuel Sub - Panel Upgrade - ZEAS 2030 - Cold ¦ PG&E ¦ Cold | Res Central Furnace Only - Fuel Sub - Panel Upgrade - ZEAS 2030 - Cold | 0.017953 | 0.53 | 0 | RASS 2019 | 0 | 2012 | 1 | SWHC045
RES-HVAC-FS-PU-24-ZEAS.7 | Res ¦ Res Furnace Heat Pump Heating Only (SEER2 16.9) - Fuel Sub - Panel Upgrade - ZEAS 2030 - Marine ¦ SCG ¦ Marine | Res ¦ Res Furnace Heat Pump Heating Only (SEER2 16.9) - Fuel Sub - Panel Upgrade - ZEAS 2030 - Marine | SCG ¦ Marine | SCG | All | Electric & Gas | Res Furnace Heat Pump Heating Only (SEER2 16.9) - Fuel Sub | Efficient |  |  | 1 | Conventional | HVAC | Res - Single Family | Res | ROB Only | 1 | Residential Households | household | 23 | DEER:HVAC_Eff_AC | 2337.0781 | 0 | -179.8234 | SWHC045-04 | 28251.3898 | 2024 | 2974.6055 | 2024 | 2349.1721 | -1066.0961 | SWHC045-04 | Res Central Furnace Only - Fuel Sub - Panel Upgrade - ZEAS 2030 - Marine ¦ SCG ¦ Marine | Res Central Furnace Only - Fuel Sub - Panel Upgrade - ZEAS 2030 - Marine | 0.40939 | 0.53 | 0 | RASS 2019 | 1765.3145 | 2032 | 1 | SWHC045
RES-HVAC-FS-PU-24-ZEAS.8 | Res ¦ Res Furnace Heat Pump Heating Only (SEER2 16.9) - Fuel Sub - Panel Upgrade - ZEAS 2030 - Marine ¦ SCG ¦ Marine | Res ¦ Res Furnace Heat Pump Heating Only (SEER2 16.9) - Fuel Sub - Panel Upgrade - ZEAS 2030 - Marine | SCG ¦ Marine | SCG | All | Electric & Gas | Res Furnace Heat Pump Heating Only (SEER2 16.9) - Fuel Sub | Efficient |  |  | 1 | Conventional | HVAC | Res - Multi Family | Res | ROB Only | 1 | Residential Households | household | 23 | DEER:HVAC_Eff_AC | 876 | 0 | -65.2 | SWHC045-04 | 9017.9 | 2024 | 949.5 | 2024 | 2349.1721 | -340.3 | SWHC045-04 | Res Central Furnace Only - Fuel Sub - Panel Upgrade - ZEAS 2030 - Marine ¦ SCG ¦ Marine | Res Central Furnace Only - Fuel Sub - Panel Upgrade - ZEAS 2030 - Marine | 0.18899 | 0.53 | 0 | RASS 2019 | 0 | 2012 | 1 | SWHC045
RES-HVAC-FS-PU-24-ZEAS.9 | Res ¦ Res Furnace Heat Pump Heating Only (SEER2 16.9) - Fuel Sub - Panel Upgrade - ZEAS 2030 - Hot-Dry ¦ SCG ¦ Hot-Dry | Res ¦ Res Furnace Heat Pump Heating Only (SEER2 16.9) - Fuel Sub - Panel Upgrade - ZEAS 2030 - Hot-Dry | SCG ¦ Hot-Dry | SCG | All | Electric & Gas | Res Furnace Heat Pump Heating Only (SEER2 16.9) - Fuel Sub | Efficient |  |  | 1 | Conventional | HVAC | Res - Single Family | Res | ROB Only | 1 | Residential Households | household | 23 | DEER:HVAC_Eff_AC | 2938.2188 | 0 | -156.9156 | SWHC045-04 | 23742.4398 | 2024 | 2499.8555 | 2024 | 2349.1721 | -895.9461 | SWHC045-04 | Res Central Furnace Only - Fuel Sub - Panel Upgrade - ZEAS 2030 - Hot-Dry ¦ SCG ¦ Hot-Dry | Res Central Furnace Only - Fuel Sub - Panel Upgrade - ZEAS 2030 - Hot-Dry | 0.053422 | 0.53 | 0 | RASS 2019 | 1765.3145 | 2032 | 1 | SWHC045
RES-HVAC-FS-PU-24-ZEAS.10 | Res ¦ Res Furnace Heat Pump Heating Only (SEER2 16.9) - Fuel Sub - Panel Upgrade - ZEAS 2030 - Hot-Dry ¦ SCG ¦ Hot-Dry | Res ¦ Res Furnace Heat Pump Heating Only (SEER2 16.9) - Fuel Sub - Panel Upgrade - ZEAS 2030 - Hot-Dry | SCG ¦ Hot-Dry | SCG | All | Electric & Gas | Res Furnace Heat Pump Heating Only (SEER2 16.9) - Fuel Sub | Efficient |  |  | 1 | Conventional | HVAC | Res - Multi Family | Res | ROB Only | 1 | Residential Households | household | 23 | DEER:HVAC_Eff_AC | 1028.125 | 0 | -46.875 | SWHC045-04 | 7045.2344 | 2024 | 741.7969 | 2024 | 2349.1721 | -265.8594 | SWHC045-04 | Res Central Furnace Only - Fuel Sub - Panel Upgrade - ZEAS 2030 - Hot-Dry ¦ SCG ¦ Hot-Dry | Res Central Furnace Only - Fuel Sub - Panel Upgrade - ZEAS 2030 - Hot-Dry | 0.023966 | 0.53 | 0 | RASS 2019 | 0 | 2012 | 1 | SWHC045
RES-HVAC-FS-PU-24-ZEAS.11 | Res ¦ Res Furnace Heat Pump Heating Only (SEER2 16.9) - Fuel Sub - Panel Upgrade - ZEAS 2030 - Cold ¦ SCG ¦ Cold | Res ¦ Res Furnace Heat Pump Heating Only (SEER2 16.9) - Fuel Sub - Panel Upgrade - ZEAS 2030 - Cold | SCG ¦ Cold | SCG | All | Electric & Gas | Res Furnace Heat Pump Heating Only (SEER2 16.9) - Fuel Sub | Efficient |  |  | 1 | Conventional | HVAC | Res - Single Family | Res | ROB Only | 1 | Residential Households | household | 23 | DEER:HVAC_Eff_AC | 6712.3438 | 0 | -297.825 | SWHC045-04 | 25433.2961 | 2024 | 2677.8867 | 2024 | 2349.1721 | -959.7523 | SWHC045-04 | Res Central Furnace Only - Fuel Sub - Panel Upgrade - ZEAS 2030 - Cold ¦ SCG ¦ Cold | Res Central Furnace Only - Fuel Sub - Panel Upgrade - ZEAS 2030 - Cold | 0.090455 | 0.53 | 0 | RASS 2019 | 1765.3145 | 2032 | 1 | SWHC045
RES-HVAC-FS-PU-24-ZEAS.12 | Res ¦ Res Furnace Heat Pump Heating Only (SEER2 16.9) - Fuel Sub - Panel Upgrade - ZEAS 2030 - Cold ¦ SCG ¦ Cold | Res ¦ Res Furnace Heat Pump Heating Only (SEER2 16.9) - Fuel Sub - Panel Upgrade - ZEAS 2030 - Cold | SCG ¦ Cold | SCG | All | Electric & Gas | Res Furnace Heat Pump Heating Only (SEER2 16.9) - Fuel Sub | Efficient |  |  | 1 | Conventional | HVAC | Res - Multi Family | Res | ROB Only | 1 | Residential Households | household | 23 | DEER:HVAC_Eff_AC | 1459.375 | 0 | -94.5312 | SWHC045-04 | 7045.2344 | 2024 | 741.7969 | 2024 | 2349.1721 | -265.8594 | SWHC045-04 | Res Central Furnace Only - Fuel Sub - Panel Upgrade - ZEAS 2030 - Cold ¦ SCG ¦ Cold | Res Central Furnace Only - Fuel Sub - Panel Upgrade - ZEAS 2030 - Cold | 0.017953 | 0.53 | 0 | RASS 2019 | 0 | 2012 | 1 | SWHC045
RES-HVAC-FS-PU-24-ZEAS.13 | Res ¦ Res Furnace Heat Pump Heating Only (SEER2 16.9) - Fuel Sub - Panel Upgrade - ZEAS 2030 - Marine ¦ SDG&E ¦ Marine | Res ¦ Res Furnace Heat Pump Heating Only (SEER2 16.9) - Fuel Sub - Panel Upgrade - ZEAS 2030 - Marine | SDG&E ¦ Marine | SDG&E | All | Electric & Gas | Res Furnace Heat Pump Heating Only (SEER2 16.9) - Fuel Sub | Efficient |  |  | 1 | Conventional | HVAC | Res - Single Family | Res | ROB Only | 1 | Residential Households | household | 23 | DEER:HVAC_Eff_AC | 2337.0781 | 0 | -179.8234 | SWHC045-04 | 28251.3898 | 2024 | 2974.6055 | 2024 | 2349.1721 | -1066.0961 | SWHC045-04 | Res Central Furnace Only - Fuel Sub - Panel Upgrade - ZEAS 2030 - Marine ¦ SDG&E ¦ Marine | Res Central Furnace Only - Fuel Sub - Panel Upgrade - ZEAS 2030 - Marine | 0.15258 | 0.53 | 0 | RASS 2019 | 1765.3145 | 2032 | 1 | SWHC045
RES-HVAC-FS-PU-24-ZEAS.14 | Res ¦ Res Furnace Heat Pump Heating Only (SEER2 16.9) - Fuel Sub - Panel Upgrade - ZEAS 2030 - Marine ¦ SDG&E ¦ Marine | Res ¦ Res Furnace Heat Pump Heating Only (SEER2 16.9) - Fuel Sub - Panel Upgrade - ZEAS 2030 - Marine | SDG&E ¦ Marine | SDG&E | All | Electric & Gas | Res Furnace Heat Pump Heating Only (SEER2 16.9) - Fuel Sub | Efficient |  |  | 1 | Conventional | HVAC | Res - Multi Family | Res | ROB Only | 1 | Residential Households | household | 23 | DEER:HVAC_Eff_AC | 876 | 0 | -65.2 | SWHC045-04 | 9017.9 | 2024 | 949.5 | 2024 | 2349.1721 | -340.3 | SWHC045-04 | Res Central Furnace Only - Fuel Sub - Panel Upgrade - ZEAS 2030 - Marine ¦ SDG&E ¦ Marine | Res Central Furnace Only - Fuel Sub - Panel Upgrade - ZEAS 2030 - Marine | 0.29631 | 0.53 | 0 | RASS 2019 | 0 | 2012 | 1 | SWHC045
RES-HVAC-FS-PU-24-ZEAS.15 | Res ¦ Res Furnace Heat Pump Heating Only (SEER2 16.9) - Fuel Sub - Panel Upgrade - ZEAS 2030 - Hot-Dry ¦ SDG&E ¦ Hot-Dry | Res ¦ Res Furnace Heat Pump Heating Only (SEER2 16.9) - Fuel Sub - Panel Upgrade - ZEAS 2030 - Hot-Dry | SDG&E ¦ Hot-Dry | SDG&E | All | Electric & Gas | Res Furnace Heat Pump Heating Only (SEER2 16.9) - Fuel Sub | Efficient |  |  | 1 | Conventional | HVAC | Res - Single Family | Res | ROB Only | 1 | Residential Households | household | 23 | DEER:HVAC_Eff_AC | 2051.3906 | 0 | -178.0547 | SWHC045-04 | 22615.2023 | 2024 | 2381.168 | 2024 | 2349.1721 | -853.4086 | SWHC045-04 | Res Central Furnace Only - Fuel Sub - Panel Upgrade - ZEAS 2030 - Hot-Dry ¦ SDG&E ¦ Hot-Dry | Res Central Furnace Only - Fuel Sub - Panel Upgrade - ZEAS 2030 - Hot-Dry | 0.17372 | 0.53 | 0 | RASS 2019 | 1765.3145 | 2032 | 1 | SWHC045
RES-HVAC-FS-PU-24-ZEAS.16 | Res ¦ Res Furnace Heat Pump Heating Only (SEER2 16.9) - Fuel Sub - Panel Upgrade - ZEAS 2030 - Hot-Dry ¦ SDG&E ¦ Hot-Dry | Res ¦ Res Furnace Heat Pump Heating Only (SEER2 16.9) - Fuel Sub - Panel Upgrade - ZEAS 2030 - Hot-Dry | SDG&E ¦ Hot-Dry | SDG&E | All | Electric & Gas | Res Furnace Heat Pump Heating Only (SEER2 16.9) - Fuel Sub | Efficient |  |  | 1 | Conventional | HVAC | Res - Multi Family | Res | ROB Only | 1 | Residential Households | household | 23 | DEER:HVAC_Eff_AC | 678.1406 | 0 | -60.1828 | SWHC045-04 | 7820.2102 | 2024 | 823.3945 | 2024 | 2349.1721 | -295.1039 | SWHC045-04 | Res Central Furnace Only - Fuel Sub - Panel Upgrade - ZEAS 2030 - Hot-Dry ¦ SDG&E ¦ Hot-Dry | Res Central Furnace Only - Fuel Sub - Panel Upgrade - ZEAS 2030 - Hot-Dry | 0.053553 | 0.53 | 0 | RASS 2019 | 0 | 2012 | 1 | SWHC045
RES-HVAC-FS-PU-25-ZEAS.1 | Res ¦ Res Furnace Heat Pump Heating Only (SEER2 17.8) - Fuel Sub - Panel Upgrade - ZEAS 2030 - Marine ¦ PG&E ¦ Marine | Res ¦ Res Furnace Heat Pump Heating Only (SEER2 17.8) - Fuel Sub - Panel Upgrade - ZEAS 2030 - Marine | PG&E ¦ Marine | PG&E | All | Electric & Gas | Res Furnace Heat Pump Heating Only (SEER2 17.8) - Fuel Sub | Efficient |  |  | 1 | Conventional | HVAC | Res - Single Family | Res | ROB Only | 1 | Residential Households | household | 23 | DEER:HVAC_Eff_AC | 2745.5 | 0 | -257.8953 | SWHC045-04 | 23997.1841 | 2024 | 2396.0039 | 2024 | 2349.1721 | -858.7258 | SWHC045-04 | Res Central Furnace Only - Fuel Sub - Panel Upgrade - ZEAS 2030 - Marine ¦ PG&E ¦ Marine | Res Central Furnace Only - Fuel Sub - Panel Upgrade - ZEAS 2030 - Marine | 0.37466 | 0.53 | 0 | RASS 2019 | 1765.3145 | 2032 | 1 | SWHC045
RES-HVAC-FS-PU-25-ZEAS.2 | Res ¦ Res Furnace Heat Pump Heating Only (SEER2 17.8) - Fuel Sub - Panel Upgrade - ZEAS 2030 - Marine ¦ PG&E ¦ Marine | Res ¦ Res Furnace Heat Pump Heating Only (SEER2 17.8) - Fuel Sub - Panel Upgrade - ZEAS 2030 - Marine | PG&E ¦ Marine | PG&E | All | Electric & Gas | Res Furnace Heat Pump Heating Only (SEER2 17.8) - Fuel Sub | Efficient |  |  | 1 | Conventional | HVAC | Res - Multi Family | Res | ROB Only | 1 | Residential Households | household | 23 | DEER:HVAC_Eff_AC | 771.875 | 0 | -66.25 | SWHC045-04 | 7429.4687 | 2024 | 741.7969 | 2024 | 2349.1721 | -265.8594 | SWHC045-04 | Res Central Furnace Only - Fuel Sub - Panel Upgrade - ZEAS 2030 - Marine ¦ PG&E ¦ Marine | Res Central Furnace Only - Fuel Sub - Panel Upgrade - ZEAS 2030 - Marine | 0.22588 | 0.53 | 0 | RASS 2019 | 0 | 2012 | 1 | SWHC045
RES-HVAC-FS-PU-25-ZEAS.3 | Res ¦ Res Furnace Heat Pump Heating Only (SEER2 17.8) - Fuel Sub - Panel Upgrade - ZEAS 2030 - Hot-Dry ¦ PG&E ¦ Hot-Dry | Res ¦ Res Furnace Heat Pump Heating Only (SEER2 17.8) - Fuel Sub - Panel Upgrade - ZEAS 2030 - Hot-Dry | PG&E ¦ Hot-Dry | PG&E | All | Electric & Gas | Res Furnace Heat Pump Heating Only (SEER2 17.8) - Fuel Sub | Efficient |  |  | 1 | Conventional | HVAC | Res - Single Family | Res | ROB Only | 1 | Residential Households | household | 23 | DEER:HVAC_Eff_AC | 3338.3594 | 0 | -218.8266 | SWHC045-04 | 18350.7878 | 2024 | 1832.2383 | 2024 | 2349.1721 | -656.6727 | SWHC045-04 | Res Central Furnace Only - Fuel Sub - Panel Upgrade - ZEAS 2030 - Hot-Dry ¦ PG&E ¦ Hot-Dry | Res Central Furnace Only - Fuel Sub - Panel Upgrade - ZEAS 2030 - Hot-Dry | 0.048829 | 0.53 | 0 | RASS 2019 | 1765.3145 | 2032 | 1 | SWHC045
RES-HVAC-FS-PU-25-ZEAS.4 | Res ¦ Res Furnace Heat Pump Heating Only (SEER2 17.8) - Fuel Sub - Panel Upgrade - ZEAS 2030 - Hot-Dry ¦ PG&E ¦ Hot-Dry | Res ¦ Res Furnace Heat Pump Heating Only (SEER2 17.8) - Fuel Sub - Panel Upgrade - ZEAS 2030 - Hot-Dry | PG&E ¦ Hot-Dry | PG&E | All | Electric & Gas | Res Furnace Heat Pump Heating Only (SEER2 17.8) - Fuel Sub | Efficient |  |  | 1 | Conventional | HVAC | Res - Multi Family | Res | ROB Only | 1 | Residential Households | household | 23 | DEER:HVAC_Eff_AC | 868.75 | 0 | -59.6875 | SWHC045-04 | 7429.4687 | 2024 | 741.7969 | 2024 | 2349.1721 | -265.8594 | SWHC045-04 | Res Central Furnace Only - Fuel Sub - Panel Upgrade - ZEAS 2030 - Hot-Dry ¦ PG&E ¦ Hot-Dry | Res Central Furnace Only - Fuel Sub - Panel Upgrade - ZEAS 2030 - Hot-Dry | 0.033189 | 0.53 | 0 | RASS 2019 | 0 | 2012 | 1 | SWHC045
RES-HVAC-FS-PU-25-ZEAS.5 | Res ¦ Res Furnace Heat Pump Heating Only (SEER2 17.8) - Fuel Sub - Panel Upgrade - ZEAS 2030 - Cold ¦ PG&E ¦ Cold | Res ¦ Res Furnace Heat Pump Heating Only (SEER2 17.8) - Fuel Sub - Panel Upgrade - ZEAS 2030 - Cold | PG&E ¦ Cold | PG&E | All | Electric & Gas | Res Furnace Heat Pump Heating Only (SEER2 17.8) - Fuel Sub | Efficient |  |  | 1 | Conventional | HVAC | Res - Single Family | Res | ROB Only | 1 | Residential Households | household | 23 | DEER:HVAC_Eff_AC | 6599.5312 | 0 | -297.825 | SWHC045-04 | 26820.3822 | 2024 | 2677.8867 | 2024 | 2349.1721 | -959.7523 | SWHC045-04 | Res Central Furnace Only - Fuel Sub - Panel Upgrade - ZEAS 2030 - Cold ¦ PG&E ¦ Cold | Res Central Furnace Only - Fuel Sub - Panel Upgrade - ZEAS 2030 - Cold | 0.0077842 | 0.53 | 0 | RASS 2019 | 1765.3145 | 2032 | 1 | SWHC045
RES-HVAC-FS-PU-25-ZEAS.6 | Res ¦ Res Furnace Heat Pump Heating Only (SEER2 17.8) - Fuel Sub - Panel Upgrade - ZEAS 2030 - Cold ¦ PG&E ¦ Cold | Res ¦ Res Furnace Heat Pump Heating Only (SEER2 17.8) - Fuel Sub - Panel Upgrade - ZEAS 2030 - Cold | PG&E ¦ Cold | PG&E | All | Electric & Gas | Res Furnace Heat Pump Heating Only (SEER2 17.8) - Fuel Sub | Efficient |  |  | 1 | Conventional | HVAC | Res - Multi Family | Res | ROB Only | 1 | Residential Households | household | 23 | DEER:HVAC_Eff_AC | 1429.6875 | 0 | -94.5312 | SWHC045-04 | 7429.4687 | 2024 | 741.7969 | 2024 | 2349.1721 | -265.8594 | SWHC045-04 | Res Central Furnace Only - Fuel Sub - Panel Upgrade - ZEAS 2030 - Cold ¦ PG&E ¦ Cold | Res Central Furnace Only - Fuel Sub - Panel Upgrade - ZEAS 2030 - Cold | 0.017953 | 0.53 | 0 | RASS 2019 | 0 | 2012 | 1 | SWHC045
RES-HVAC-FS-PU-25-ZEAS.7 | Res ¦ Res Furnace Heat Pump Heating Only (SEER2 17.8) - Fuel Sub - Panel Upgrade - ZEAS 2030 - Marine ¦ SCG ¦ Marine | Res ¦ Res Furnace Heat Pump Heating Only (SEER2 17.8) - Fuel Sub - Panel Upgrade - ZEAS 2030 - Marine | SCG ¦ Marine | SCG | All | Electric & Gas | Res Furnace Heat Pump Heating Only (SEER2 17.8) - Fuel Sub | Efficient |  |  | 1 | Conventional | HVAC | Res - Single Family | Res | ROB Only | 1 | Residential Households | household | 23 | DEER:HVAC_Eff_AC | 2274.4219 | 0 | -179.8234 | SWHC045-04 | 29792.1697 | 2024 | 2974.6055 | 2024 | 2349.1721 | -1066.0961 | SWHC045-04 | Res Central Furnace Only - Fuel Sub - Panel Upgrade - ZEAS 2030 - Marine ¦ SCG ¦ Marine | Res Central Furnace Only - Fuel Sub - Panel Upgrade - ZEAS 2030 - Marine | 0.40939 | 0.53 | 0 | RASS 2019 | 1765.3145 | 2032 | 1 | SWHC045
RES-HVAC-FS-PU-25-ZEAS.8 | Res ¦ Res Furnace Heat Pump Heating Only (SEER2 17.8) - Fuel Sub - Panel Upgrade - ZEAS 2030 - Marine ¦ SCG ¦ Marine | Res ¦ Res Furnace Heat Pump Heating Only (SEER2 17.8) - Fuel Sub - Panel Upgrade - ZEAS 2030 - Marine | SCG ¦ Marine | SCG | All | Electric & Gas | Res Furnace Heat Pump Heating Only (SEER2 17.8) - Fuel Sub | Efficient |  |  | 1 | Conventional | HVAC | Res - Multi Family | Res | ROB Only | 1 | Residential Households | household | 23 | DEER:HVAC_Eff_AC | 862 | 0 | -65.2 | SWHC045-04 | 9509.72 | 2024 | 949.5 | 2024 | 2349.1721 | -340.3 | SWHC045-04 | Res Central Furnace Only - Fuel Sub - Panel Upgrade - ZEAS 2030 - Marine ¦ SCG ¦ Marine | Res Central Furnace Only - Fuel Sub - Panel Upgrade - ZEAS 2030 - Marine | 0.18899 | 0.53 | 0 | RASS 2019 | 0 | 2012 | 1 | SWHC045
RES-HVAC-FS-PU-25-ZEAS.9 | Res ¦ Res Furnace Heat Pump Heating Only (SEER2 17.8) - Fuel Sub - Panel Upgrade - ZEAS 2030 - Hot-Dry ¦ SCG ¦ Hot-Dry | Res ¦ Res Furnace Heat Pump Heating Only (SEER2 17.8) - Fuel Sub - Panel Upgrade - ZEAS 2030 - Hot-Dry | SCG ¦ Hot-Dry | SCG | All | Electric & Gas | Res Furnace Heat Pump Heating Only (SEER2 17.8) - Fuel Sub | Efficient |  |  | 1 | Conventional | HVAC | Res - Single Family | Res | ROB Only | 1 | Residential Households | household | 23 | DEER:HVAC_Eff_AC | 2890.8281 | 0 | -156.9156 | SWHC045-04 | 25037.3097 | 2024 | 2499.8555 | 2024 | 2349.1721 | -895.9461 | SWHC045-04 | Res Central Furnace Only - Fuel Sub - Panel Upgrade - ZEAS 2030 - Hot-Dry ¦ SCG ¦ Hot-Dry | Res Central Furnace Only - Fuel Sub - Panel Upgrade - ZEAS 2030 - Hot-Dry | 0.053422 | 0.53 | 0 | RASS 2019 | 1765.3145 | 2032 | 1 | SWHC045
RES-HVAC-FS-PU-25-ZEAS.10 | Res ¦ Res Furnace Heat Pump Heating Only (SEER2 17.8) - Fuel Sub - Panel Upgrade - ZEAS 2030 - Hot-Dry ¦ SCG ¦ Hot-Dry | Res ¦ Res Furnace Heat Pump Heating Only (SEER2 17.8) - Fuel Sub - Panel Upgrade - ZEAS 2030 - Hot-Dry | SCG ¦ Hot-Dry | SCG | All | Electric & Gas | Res Furnace Heat Pump Heating Only (SEER2 17.8) - Fuel Sub | Efficient |  |  | 1 | Conventional | HVAC | Res - Multi Family | Res | ROB Only | 1 | Residential Households | household | 23 | DEER:HVAC_Eff_AC | 998.4375 | 0 | -46.875 | SWHC045-04 | 7429.4687 | 2024 | 741.7969 | 2024 | 2349.1721 | -265.8594 | SWHC045-04 | Res Central Furnace Only - Fuel Sub - Panel Upgrade - ZEAS 2030 - Hot-Dry ¦ SCG ¦ Hot-Dry | Res Central Furnace Only - Fuel Sub - Panel Upgrade - ZEAS 2030 - Hot-Dry | 0.023966 | 0.53 | 0 | RASS 2019 | 0 | 2012 | 1 | SWHC045
RES-HVAC-FS-PU-25-ZEAS.11 | Res ¦ Res Furnace Heat Pump Heating Only (SEER2 17.8) - Fuel Sub - Panel Upgrade - ZEAS 2030 - Cold ¦ SCG ¦ Cold | Res ¦ Res Furnace Heat Pump Heating Only (SEER2 17.8) - Fuel Sub - Panel Upgrade - ZEAS 2030 - Cold | SCG ¦ Cold | SCG | All | Electric & Gas | Res Furnace Heat Pump Heating Only (SEER2 17.8) - Fuel Sub | Efficient |  |  | 1 | Conventional | HVAC | Res - Single Family | Res | ROB Only | 1 | Residential Households | household | 23 | DEER:HVAC_Eff_AC | 6599.5312 | 0 | -297.825 | SWHC045-04 | 26820.3822 | 2024 | 2677.8867 | 2024 | 2349.1721 | -959.7523 | SWHC045-04 | Res Central Furnace Only - Fuel Sub - Panel Upgrade - ZEAS 2030 - Cold ¦ SCG ¦ Cold | Res Central Furnace Only - Fuel Sub - Panel Upgrade - ZEAS 2030 - Cold | 0.090455 | 0.53 | 0 | RASS 2019 | 1765.3145 | 2032 | 1 | SWHC045
RES-HVAC-FS-PU-25-ZEAS.12 | Res ¦ Res Furnace Heat Pump Heating Only (SEER2 17.8) - Fuel Sub - Panel Upgrade - ZEAS 2030 - Cold ¦ SCG ¦ Cold | Res ¦ Res Furnace Heat Pump Heating Only (SEER2 17.8) - Fuel Sub - Panel Upgrade - ZEAS 2030 - Cold | SCG ¦ Cold | SCG | All | Electric & Gas | Res Furnace Heat Pump Heating Only (SEER2 17.8) - Fuel Sub | Efficient |  |  | 1 | Conventional | HVAC | Res - Multi Family | Res | ROB Only | 1 | Residential Households | household | 23 | DEER:HVAC_Eff_AC | 1429.6875 | 0 | -94.5312 | SWHC045-04 | 7429.4687 | 2024 | 741.7969 | 2024 | 2349.1721 | -265.8594 | SWHC045-04 | Res Central Furnace Only - Fuel Sub - Panel Upgrade - ZEAS 2030 - Cold ¦ SCG ¦ Cold | Res Central Furnace Only - Fuel Sub - Panel Upgrade - ZEAS 2030 - Cold | 0.017953 | 0.53 | 0 | RASS 2019 | 0 | 2012 | 1 | SWHC045
RES-HVAC-FS-PU-25-ZEAS.13 | Res ¦ Res Furnace Heat Pump Heating Only (SEER2 17.8) - Fuel Sub - Panel Upgrade - ZEAS 2030 - Marine ¦ SDG&E ¦ Marine | Res ¦ Res Furnace Heat Pump Heating Only (SEER2 17.8) - Fuel Sub - Panel Upgrade - ZEAS 2030 - Marine | SDG&E ¦ Marine | SDG&E | All | Electric & Gas | Res Furnace Heat Pump Heating Only (SEER2 17.8) - Fuel Sub | Efficient |  |  | 1 | Conventional | HVAC | Res - Single Family | Res | ROB Only | 1 | Residential Households | household | 23 | DEER:HVAC_Eff_AC | 2274.4219 | 0 | -179.8234 | SWHC045-04 | 29792.1697 | 2024 | 2974.6055 | 2024 | 2349.1721 | -1066.0961 | SWHC045-04 | Res Central Furnace Only - Fuel Sub - Panel Upgrade - ZEAS 2030 - Marine ¦ SDG&E ¦ Marine | Res Central Furnace Only - Fuel Sub - Panel Upgrade - ZEAS 2030 - Marine | 0.15258 | 0.53 | 0 | RASS 2019 | 1765.3145 | 2032 | 1 | SWHC045
RES-HVAC-FS-PU-25-ZEAS.14 | Res ¦ Res Furnace Heat Pump Heating Only (SEER2 17.8) - Fuel Sub - Panel Upgrade - ZEAS 2030 - Marine ¦ SDG&E ¦ Marine | Res ¦ Res Furnace Heat Pump Heating Only (SEER2 17.8) - Fuel Sub - Panel Upgrade - ZEAS 2030 - Marine | SDG&E ¦ Marine | SDG&E | All | Electric & Gas | Res Furnace Heat Pump Heating Only (SEER2 17.8) - Fuel Sub | Efficient |  |  | 1 | Conventional | HVAC | Res - Multi Family | Res | ROB Only | 1 | Residential Households | household | 23 | DEER:HVAC_Eff_AC | 862 | 0 | -65.2 | SWHC045-04 | 9509.72 | 2024 | 949.5 | 2024 | 2349.1721 | -340.3 | SWHC045-04 | Res Central Furnace Only - Fuel Sub - Panel Upgrade - ZEAS 2030 - Marine ¦ SDG&E ¦ Marine | Res Central Furnace Only - Fuel Sub - Panel Upgrade - ZEAS 2030 - Marine | 0.29631 | 0.53 | 0 | RASS 2019 | 0 | 2012 | 1 | SWHC045
RES-HVAC-FS-PU-25-ZEAS.15 | Res ¦ Res Furnace Heat Pump Heating Only (SEER2 17.8) - Fuel Sub - Panel Upgrade - ZEAS 2030 - Hot-Dry ¦ SDG&E ¦ Hot-Dry | Res ¦ Res Furnace Heat Pump Heating Only (SEER2 17.8) - Fuel Sub - Panel Upgrade - ZEAS 2030 - Hot-Dry | SDG&E ¦ Hot-Dry | SDG&E | All | Electric & Gas | Res Furnace Heat Pump Heating Only (SEER2 17.8) - Fuel Sub | Efficient |  |  | 1 | Conventional | HVAC | Res - Single Family | Res | ROB Only | 1 | Residential Households | household | 23 | DEER:HVAC_Eff_AC | 2021.2969 | 0 | -178.0547 | SWHC045-04 | 23848.5947 | 2024 | 2381.168 | 2024 | 2349.1721 | -853.4086 | SWHC045-04 | Res Central Furnace Only - Fuel Sub - Panel Upgrade - ZEAS 2030 - Hot-Dry ¦ SDG&E ¦ Hot-Dry | Res Central Furnace Only - Fuel Sub - Panel Upgrade - ZEAS 2030 - Hot-Dry | 0.17372 | 0.53 | 0 | RASS 2019 | 1765.3145 | 2032 | 1 | SWHC045
RES-HVAC-FS-PU-25-ZEAS.16 | Res ¦ Res Furnace Heat Pump Heating Only (SEER2 17.8) - Fuel Sub - Panel Upgrade - ZEAS 2030 - Hot-Dry ¦ SDG&E ¦ Hot-Dry | Res ¦ Res Furnace Heat Pump Heating Only (SEER2 17.8) - Fuel Sub - Panel Upgrade - ZEAS 2030 - Hot-Dry | SDG&E ¦ Hot-Dry | SDG&E | All | Electric & Gas | Res Furnace Heat Pump Heating Only (SEER2 17.8) - Fuel Sub | Efficient |  |  | 1 | Conventional | HVAC | Res - Multi Family | Res | ROB Only | 1 | Residential Households | household | 23 | DEER:HVAC_Eff_AC | 664.2656 | 0 | -60.1828 | SWHC045-04 | 8246.7103 | 2024 | 823.3945 | 2024 | 2349.1721 | -295.1039 | SWHC045-04 | Res Central Furnace Only - Fuel Sub - Panel Upgrade - ZEAS 2030 - Hot-Dry ¦ SDG&E ¦ Hot-Dry | Res Central Furnace Only - Fuel Sub - Panel Upgrade - ZEAS 2030 - Hot-Dry | 0.053553 | 0.53 | 0 | RASS 2019 | 0 | 2012 | 1 | SWHC045
RES-HVAC-FS-PU-26-ZEAS.1 | Res ¦ Res Furnace Heat Pump Heating Only (SEER2 18.7) - Fuel Sub - Panel Upgrade - ZEAS 2030 - Marine ¦ PG&E ¦ Marine | Res ¦ Res Furnace Heat Pump Heating Only (SEER2 18.7) - Fuel Sub - Panel Upgrade - ZEAS 2030 - Marine | PG&E ¦ Marine | PG&E | All | Electric & Gas | Res Furnace Heat Pump Heating Only (SEER2 18.7) - Fuel Sub | Efficient |  |  | 1 | Conventional | HVAC | Res - Single Family | Res | ROB Only | 1 | Residential Households | household | 23 | DEER:HVAC_Eff_AC | 2609.2344 | 0 | -257.8953 | SWHC045-04 | 25238.2611 | 2024 | 2396.0039 | 2024 | 2349.1721 | -858.7258 | SWHC045-04 | Res Central Furnace Only - Fuel Sub - Panel Upgrade - ZEAS 2030 - Marine ¦ PG&E ¦ Marine | Res Central Furnace Only - Fuel Sub - Panel Upgrade - ZEAS 2030 - Marine | 0.37466 | 0.53 | 0 | RASS 2019 | 1765.3145 | 2032 | 1 | SWHC045
RES-HVAC-FS-PU-26-ZEAS.2 | Res ¦ Res Furnace Heat Pump Heating Only (SEER2 18.7) - Fuel Sub - Panel Upgrade - ZEAS 2030 - Marine ¦ PG&E ¦ Marine | Res ¦ Res Furnace Heat Pump Heating Only (SEER2 18.7) - Fuel Sub - Panel Upgrade - ZEAS 2030 - Marine | PG&E ¦ Marine | PG&E | All | Electric & Gas | Res Furnace Heat Pump Heating Only (SEER2 18.7) - Fuel Sub | Efficient |  |  | 1 | Conventional | HVAC | Res - Multi Family | Res | ROB Only | 1 | Residential Households | household | 23 | DEER:HVAC_Eff_AC | 740.625 | 0 | -66.25 | SWHC045-04 | 7813.7031 | 2024 | 741.7969 | 2024 | 2349.1721 | -265.8594 | SWHC045-04 | Res Central Furnace Only - Fuel Sub - Panel Upgrade - ZEAS 2030 - Marine ¦ PG&E ¦ Marine | Res Central Furnace Only - Fuel Sub - Panel Upgrade - ZEAS 2030 - Marine | 0.22588 | 0.53 | 0 | RASS 2019 | 0 | 2012 | 1 | SWHC045
RES-HVAC-FS-PU-26-ZEAS.3 | Res ¦ Res Furnace Heat Pump Heating Only (SEER2 18.7) - Fuel Sub - Panel Upgrade - ZEAS 2030 - Hot-Dry ¦ PG&E ¦ Hot-Dry | Res ¦ Res Furnace Heat Pump Heating Only (SEER2 18.7) - Fuel Sub - Panel Upgrade - ZEAS 2030 - Hot-Dry | PG&E ¦ Hot-Dry | PG&E | All | Electric & Gas | Res Furnace Heat Pump Heating Only (SEER2 18.7) - Fuel Sub | Efficient |  |  | 1 | Conventional | HVAC | Res - Single Family | Res | ROB Only | 1 | Residential Households | household | 23 | DEER:HVAC_Eff_AC | 3203.2812 | 0 | -218.8266 | SWHC045-04 | 19299.8467 | 2024 | 1832.2383 | 2024 | 2349.1721 | -656.6727 | SWHC045-04 | Res Central Furnace Only - Fuel Sub - Panel Upgrade - ZEAS 2030 - Hot-Dry ¦ PG&E ¦ Hot-Dry | Res Central Furnace Only - Fuel Sub - Panel Upgrade - ZEAS 2030 - Hot-Dry | 0.048829 | 0.53 | 0 | RASS 2019 | 1765.3145 | 2032 | 1 | SWHC045
RES-HVAC-FS-PU-26-ZEAS.4 | Res ¦ Res Furnace Heat Pump Heating Only (SEER2 18.7) - Fuel Sub - Panel Upgrade - ZEAS 2030 - Hot-Dry ¦ PG&E ¦ Hot-Dry | Res ¦ Res Furnace Heat Pump Heating Only (SEER2 18.7) - Fuel Sub - Panel Upgrade - ZEAS 2030 - Hot-Dry | PG&E ¦ Hot-Dry | PG&E | All | Electric & Gas | Res Furnace Heat Pump Heating Only (SEER2 18.7) - Fuel Sub | Efficient |  |  | 1 | Conventional | HVAC | Res - Multi Family | Res | ROB Only | 1 | Residential Households | household | 23 | DEER:HVAC_Eff_AC | 831.25 | 0 | -59.6875 | SWHC045-04 | 7813.7031 | 2024 | 741.7969 | 2024 | 2349.1721 | -265.8594 | SWHC045-04 | Res Central Furnace Only - Fuel Sub - Panel Upgrade - ZEAS 2030 - Hot-Dry ¦ PG&E ¦ Hot-Dry | Res Central Furnace Only - Fuel Sub - Panel Upgrade - ZEAS 2030 - Hot-Dry | 0.033189 | 0.53 | 0 | RASS 2019 | 0 | 2012 | 1 | SWHC045
RES-HVAC-FS-PU-26-ZEAS.5 | Res ¦ Res Furnace Heat Pump Heating Only (SEER2 18.7) - Fuel Sub - Panel Upgrade - ZEAS 2030 - Cold ¦ PG&E ¦ Cold | Res ¦ Res Furnace Heat Pump Heating Only (SEER2 18.7) - Fuel Sub - Panel Upgrade - ZEAS 2030 - Cold | PG&E ¦ Cold | PG&E | All | Electric & Gas | Res Furnace Heat Pump Heating Only (SEER2 18.7) - Fuel Sub | Efficient |  |  | 1 | Conventional | HVAC | Res - Single Family | Res | ROB Only | 1 | Residential Households | household | 23 | DEER:HVAC_Eff_AC | 6373.9062 | 0 | -297.825 | SWHC045-04 | 28207.4683 | 2024 | 2677.8867 | 2024 | 2349.1721 | -959.7523 | SWHC045-04 | Res Central Furnace Only - Fuel Sub - Panel Upgrade - ZEAS 2030 - Cold ¦ PG&E ¦ Cold | Res Central Furnace Only - Fuel Sub - Panel Upgrade - ZEAS 2030 - Cold | 0.0077842 | 0.53 | 0 | RASS 2019 | 1765.3145 | 2032 | 1 | SWHC045
RES-HVAC-FS-PU-26-ZEAS.6 | Res ¦ Res Furnace Heat Pump Heating Only (SEER2 18.7) - Fuel Sub - Panel Upgrade - ZEAS 2030 - Cold ¦ PG&E ¦ Cold | Res ¦ Res Furnace Heat Pump Heating Only (SEER2 18.7) - Fuel Sub - Panel Upgrade - ZEAS 2030 - Cold | PG&E ¦ Cold | PG&E | All | Electric & Gas | Res Furnace Heat Pump Heating Only (SEER2 18.7) - Fuel Sub | Efficient |  |  | 1 | Conventional | HVAC | Res - Multi Family | Res | ROB Only | 1 | Residential Households | household | 23 | DEER:HVAC_Eff_AC | 1378.125 | 0 | -94.5312 | SWHC045-04 | 7813.7031 | 2024 | 741.7969 | 2024 | 2349.1721 | -265.8594 | SWHC045-04 | Res Central Furnace Only - Fuel Sub - Panel Upgrade - ZEAS 2030 - Cold ¦ PG&E ¦ Cold | Res Central Furnace Only - Fuel Sub - Panel Upgrade - ZEAS 2030 - Cold | 0.017953 | 0.53 | 0 | RASS 2019 | 0 | 2012 | 1 | SWHC045
RES-HVAC-FS-PU-26-ZEAS.7 | Res ¦ Res Furnace Heat Pump Heating Only (SEER2 18.7) - Fuel Sub - Panel Upgrade - ZEAS 2030 - Marine ¦ SCG ¦ Marine | Res ¦ Res Furnace Heat Pump Heating Only (SEER2 18.7) - Fuel Sub - Panel Upgrade - ZEAS 2030 - Marine | SCG ¦ Marine | SCG | All | Electric & Gas | Res Furnace Heat Pump Heating Only (SEER2 18.7) - Fuel Sub | Efficient |  |  | 1 | Conventional | HVAC | Res - Single Family | Res | ROB Only | 1 | Residential Households | household | 23 | DEER:HVAC_Eff_AC | 2186.7031 | 0 | -179.8234 | SWHC045-04 | 31332.9495 | 2024 | 2974.6055 | 2024 | 2349.1721 | -1066.0961 | SWHC045-04 | Res Central Furnace Only - Fuel Sub - Panel Upgrade - ZEAS 2030 - Marine ¦ SCG ¦ Marine | Res Central Furnace Only - Fuel Sub - Panel Upgrade - ZEAS 2030 - Marine | 0.40939 | 0.53 | 0 | RASS 2019 | 1765.3145 | 2032 | 1 | SWHC045
RES-HVAC-FS-PU-26-ZEAS.8 | Res ¦ Res Furnace Heat Pump Heating Only (SEER2 18.7) - Fuel Sub - Panel Upgrade - ZEAS 2030 - Marine ¦ SCG ¦ Marine | Res ¦ Res Furnace Heat Pump Heating Only (SEER2 18.7) - Fuel Sub - Panel Upgrade - ZEAS 2030 - Marine | SCG ¦ Marine | SCG | All | Electric & Gas | Res Furnace Heat Pump Heating Only (SEER2 18.7) - Fuel Sub | Efficient |  |  | 1 | Conventional | HVAC | Res - Multi Family | Res | ROB Only | 1 | Residential Households | household | 23 | DEER:HVAC_Eff_AC | 818 | 0 | -65.2 | SWHC045-04 | 10001.54 | 2024 | 949.5 | 2024 | 2349.1721 | -340.3 | SWHC045-04 | Res Central Furnace Only - Fuel Sub - Panel Upgrade - ZEAS 2030 - Marine ¦ SCG ¦ Marine | Res Central Furnace Only - Fuel Sub - Panel Upgrade - ZEAS 2030 - Marine | 0.18899 | 0.53 | 0 | RASS 2019 | 0 | 2012 | 1 | SWHC045
RES-HVAC-FS-PU-26-ZEAS.9 | Res ¦ Res Furnace Heat Pump Heating Only (SEER2 18.7) - Fuel Sub - Panel Upgrade - ZEAS 2030 - Hot-Dry ¦ SCG ¦ Hot-Dry | Res ¦ Res Furnace Heat Pump Heating Only (SEER2 18.7) - Fuel Sub - Panel Upgrade - ZEAS 2030 - Hot-Dry | SCG ¦ Hot-Dry | SCG | All | Electric & Gas | Res Furnace Heat Pump Heating Only (SEER2 18.7) - Fuel Sub | Efficient |  |  | 1 | Conventional | HVAC | Res - Single Family | Res | ROB Only | 1 | Residential Households | household | 23 | DEER:HVAC_Eff_AC | 2764.4531 | 0 | -156.9156 | SWHC045-04 | 26332.1795 | 2024 | 2499.8555 | 2024 | 2349.1721 | -895.9461 | SWHC045-04 | Res Central Furnace Only - Fuel Sub - Panel Upgrade - ZEAS 2030 - Hot-Dry ¦ SCG ¦ Hot-Dry | Res Central Furnace Only - Fuel Sub - Panel Upgrade - ZEAS 2030 - Hot-Dry | 0.053422 | 0.53 | 0 | RASS 2019 | 1765.3145 | 2032 | 1 | SWHC045
RES-HVAC-FS-PU-26-ZEAS.10 | Res ¦ Res Furnace Heat Pump Heating Only (SEER2 18.7) - Fuel Sub - Panel Upgrade - ZEAS 2030 - Hot-Dry ¦ SCG ¦ Hot-Dry | Res ¦ Res Furnace Heat Pump Heating Only (SEER2 18.7) - Fuel Sub - Panel Upgrade - ZEAS 2030 - Hot-Dry | SCG ¦ Hot-Dry | SCG | All | Electric & Gas | Res Furnace Heat Pump Heating Only (SEER2 18.7) - Fuel Sub | Efficient |  |  | 1 | Conventional | HVAC | Res - Multi Family | Res | ROB Only | 1 | Residential Households | household | 23 | DEER:HVAC_Eff_AC | 967.1875 | 0 | -46.875 | SWHC045-04 | 7813.7031 | 2024 | 741.7969 | 2024 | 2349.1721 | -265.8594 | SWHC045-04 | Res Central Furnace Only - Fuel Sub - Panel Upgrade - ZEAS 2030 - Hot-Dry ¦ SCG ¦ Hot-Dry | Res Central Furnace Only - Fuel Sub - Panel Upgrade - ZEAS 2030 - Hot-Dry | 0.023966 | 0.53 | 0 | RASS 2019 | 0 | 2012 | 1 | SWHC045
RES-HVAC-FS-PU-26-ZEAS.11 | Res ¦ Res Furnace Heat Pump Heating Only (SEER2 18.7) - Fuel Sub - Panel Upgrade - ZEAS 2030 - Cold ¦ SCG ¦ Cold | Res ¦ Res Furnace Heat Pump Heating Only (SEER2 18.7) - Fuel Sub - Panel Upgrade - ZEAS 2030 - Cold | SCG ¦ Cold | SCG | All | Electric & Gas | Res Furnace Heat Pump Heating Only (SEER2 18.7) - Fuel Sub | Efficient |  |  | 1 | Conventional | HVAC | Res - Single Family | Res | ROB Only | 1 | Residential Households | household | 23 | DEER:HVAC_Eff_AC | 6373.9062 | 0 | -297.825 | SWHC045-04 | 28207.4683 | 2024 | 2677.8867 | 2024 | 2349.1721 | -959.7523 | SWHC045-04 | Res Central Furnace Only - Fuel Sub - Panel Upgrade - ZEAS 2030 - Cold ¦ SCG ¦ Cold | Res Central Furnace Only - Fuel Sub - Panel Upgrade - ZEAS 2030 - Cold | 0.090455 | 0.53 | 0 | RASS 2019 | 1765.3145 | 2032 | 1 | SWHC045
RES-HVAC-FS-PU-26-ZEAS.12 | Res ¦ Res Furnace Heat Pump Heating Only (SEER2 18.7) - Fuel Sub - Panel Upgrade - ZEAS 2030 - Cold ¦ SCG ¦ Cold | Res ¦ Res Furnace Heat Pump Heating Only (SEER2 18.7) - Fuel Sub - Panel Upgrade - ZEAS 2030 - Cold | SCG ¦ Cold | SCG | All | Electric & Gas | Res Furnace Heat Pump Heating Only (SEER2 18.7) - Fuel Sub | Efficient |  |  | 1 | Conventional | HVAC | Res - Multi Family | Res | ROB Only | 1 | Residential Households | household | 23 | DEER:HVAC_Eff_AC | 1378.125 | 0 | -94.5312 | SWHC045-04 | 7813.7031 | 2024 | 741.7969 | 2024 | 2349.1721 | -265.8594 | SWHC045-04 | Res Central Furnace Only - Fuel Sub - Panel Upgrade - ZEAS 2030 - Cold ¦ SCG ¦ Cold | Res Central Furnace Only - Fuel Sub - Panel Upgrade - ZEAS 2030 - Cold | 0.017953 | 0.53 | 0 | RASS 2019 | 0 | 2012 | 1 | SWHC045
RES-HVAC-FS-PU-26-ZEAS.13 | Res ¦ Res Furnace Heat Pump Heating Only (SEER2 18.7) - Fuel Sub - Panel Upgrade - ZEAS 2030 - Marine ¦ SDG&E ¦ Marine | Res ¦ Res Furnace Heat Pump Heating Only (SEER2 18.7) - Fuel Sub - Panel Upgrade - ZEAS 2030 - Marine | SDG&E ¦ Marine | SDG&E | All | Electric & Gas | Res Furnace Heat Pump Heating Only (SEER2 18.7) - Fuel Sub | Efficient |  |  | 1 | Conventional | HVAC | Res - Single Family | Res | ROB Only | 1 | Residential Households | household | 23 | DEER:HVAC_Eff_AC | 2186.7031 | 0 | -179.8234 | SWHC045-04 | 31332.9495 | 2024 | 2974.6055 | 2024 | 2349.1721 | -1066.0961 | SWHC045-04 | Res Central Furnace Only - Fuel Sub - Panel Upgrade - ZEAS 2030 - Marine ¦ SDG&E ¦ Marine | Res Central Furnace Only - Fuel Sub - Panel Upgrade - ZEAS 2030 - Marine | 0.15258 | 0.53 | 0 | RASS 2019 | 1765.3145 | 2032 | 1 | SWHC045
RES-HVAC-FS-PU-26-ZEAS.14 | Res ¦ Res Furnace Heat Pump Heating Only (SEER2 18.7) - Fuel Sub - Panel Upgrade - ZEAS 2030 - Marine ¦ SDG&E ¦ Marine | Res ¦ Res Furnace Heat Pump Heating Only (SEER2 18.7) - Fuel Sub - Panel Upgrade - ZEAS 2030 - Marine | SDG&E ¦ Marine | SDG&E | All | Electric & Gas | Res Furnace Heat Pump Heating Only (SEER2 18.7) - Fuel Sub | Efficient |  |  | 1 | Conventional | HVAC | Res - Multi Family | Res | ROB Only | 1 | Residential Households | household | 23 | DEER:HVAC_Eff_AC | 818 | 0 | -65.2 | SWHC045-04 | 10001.54 | 2024 | 949.5 | 2024 | 2349.1721 | -340.3 | SWHC045-04 | Res Central Furnace Only - Fuel Sub - Panel Upgrade - ZEAS 2030 - Marine ¦ SDG&E ¦ Marine | Res Central Furnace Only - Fuel Sub - Panel Upgrade - ZEAS 2030 - Marine | 0.29631 | 0.53 | 0 | RASS 2019 | 0 | 2012 | 1 | SWHC045
RES-HVAC-FS-PU-26-ZEAS.15 | Res ¦ Res Furnace Heat Pump Heating Only (SEER2 18.7) - Fuel Sub - Panel Upgrade - ZEAS 2030 - Hot-Dry ¦ SDG&E ¦ Hot-Dry | Res ¦ Res Furnace Heat Pump Heating Only (SEER2 18.7) - Fuel Sub - Panel Upgrade - ZEAS 2030 - Hot-Dry | SDG&E ¦ Hot-Dry | SDG&E | All | Electric & Gas | Res Furnace Heat Pump Heating Only (SEER2 18.7) - Fuel Sub | Efficient |  |  | 1 | Conventional | HVAC | Res - Single Family | Res | ROB Only | 1 | Residential Households | household | 23 | DEER:HVAC_Eff_AC | 1926 | 0 | -178.0547 | SWHC045-04 | 25081.987 | 2024 | 2381.168 | 2024 | 2349.1721 | -853.4086 | SWHC045-04 | Res Central Furnace Only - Fuel Sub - Panel Upgrade - ZEAS 2030 - Hot-Dry ¦ SDG&E ¦ Hot-Dry | Res Central Furnace Only - Fuel Sub - Panel Upgrade - ZEAS 2030 - Hot-Dry | 0.17372 | 0.53 | 0 | RASS 2019 | 1765.3145 | 2032 | 1 | SWHC045
RES-HVAC-FS-PU-26-ZEAS.16 | Res ¦ Res Furnace Heat Pump Heating Only (SEER2 18.7) - Fuel Sub - Panel Upgrade - ZEAS 2030 - Hot-Dry ¦ SDG&E ¦ Hot-Dry | Res ¦ Res Furnace Heat Pump Heating Only (SEER2 18.7) - Fuel Sub - Panel Upgrade - ZEAS 2030 - Hot-Dry | SDG&E ¦ Hot-Dry | SDG&E | All | Electric & Gas | Res Furnace Heat Pump Heating Only (SEER2 18.7) - Fuel Sub | Efficient |  |  | 1 | Conventional | HVAC | Res - Multi Family | Res | ROB Only | 1 | Residential Households | household | 23 | DEER:HVAC_Eff_AC | 648.6562 | 0 | -60.1828 | SWHC045-04 | 8673.2105 | 2024 | 823.3945 | 2024 | 2349.1721 | -295.1039 | SWHC045-04 | Res Central Furnace Only - Fuel Sub - Panel Upgrade - ZEAS 2030 - Hot-Dry ¦ SDG&E ¦ Hot-Dry | Res Central Furnace Only - Fuel Sub - Panel Upgrade - ZEAS 2030 - Hot-Dry | 0.053553 | 0.53 | 0 | RASS 2019 | 0 | 2012 | 1 | SWHC045
RES-HVAC-FS-PU-27-ZEAS.1 | Res ¦ Res Furnace Heat Pump Heating Only (SEER2 19.6) - Fuel Sub - Panel Upgrade - ZEAS 2030 - Marine ¦ PG&E ¦ Marine | Res ¦ Res Furnace Heat Pump Heating Only (SEER2 19.6) - Fuel Sub - Panel Upgrade - ZEAS 2030 - Marine | PG&E ¦ Marine | PG&E | All | Electric & Gas | Res Furnace Heat Pump Heating Only (SEER2 19.6) - Fuel Sub | Efficient |  |  | 1 | Conventional | HVAC | Res - Single Family | Res | ROB Only | 1 | Residential Households | household | 23 | DEER:HVAC_Eff_AC | 2478.0156 | 0 | -257.8953 | SWHC045-04 | 26479.3381 | 2024 | 2396.0039 | 2024 | 2349.1721 | -858.7258 | SWHC045-04 | Res Central Furnace Only - Fuel Sub - Panel Upgrade - ZEAS 2030 - Marine ¦ PG&E ¦ Marine | Res Central Furnace Only - Fuel Sub - Panel Upgrade - ZEAS 2030 - Marine | 0.37466 | 0.53 | 0 | RASS 2019 | 1765.3145 | 2032 | 1 | SWHC045
RES-HVAC-FS-PU-27-ZEAS.2 | Res ¦ Res Furnace Heat Pump Heating Only (SEER2 19.6) - Fuel Sub - Panel Upgrade - ZEAS 2030 - Marine ¦ PG&E ¦ Marine | Res ¦ Res Furnace Heat Pump Heating Only (SEER2 19.6) - Fuel Sub - Panel Upgrade - ZEAS 2030 - Marine | PG&E ¦ Marine | PG&E | All | Electric & Gas | Res Furnace Heat Pump Heating Only (SEER2 19.6) - Fuel Sub | Efficient |  |  | 1 | Conventional | HVAC | Res - Multi Family | Res | ROB Only | 1 | Residential Households | household | 23 | DEER:HVAC_Eff_AC | 710.9375 | 0 | -66.25 | SWHC045-04 | 8197.9375 | 2024 | 741.7969 | 2024 | 2349.1721 | -265.8594 | SWHC045-04 | Res Central Furnace Only - Fuel Sub - Panel Upgrade - ZEAS 2030 - Marine ¦ PG&E ¦ Marine | Res Central Furnace Only - Fuel Sub - Panel Upgrade - ZEAS 2030 - Marine | 0.22588 | 0.53 | 0 | RASS 2019 | 0 | 2012 | 1 | SWHC045
RES-HVAC-FS-PU-27-ZEAS.3 | Res ¦ Res Furnace Heat Pump Heating Only (SEER2 19.6) - Fuel Sub - Panel Upgrade - ZEAS 2030 - Hot-Dry ¦ PG&E ¦ Hot-Dry | Res ¦ Res Furnace Heat Pump Heating Only (SEER2 19.6) - Fuel Sub - Panel Upgrade - ZEAS 2030 - Hot-Dry | PG&E ¦ Hot-Dry | PG&E | All | Electric & Gas | Res Furnace Heat Pump Heating Only (SEER2 19.6) - Fuel Sub | Efficient |  |  | 1 | Conventional | HVAC | Res - Single Family | Res | ROB Only | 1 | Residential Households | household | 23 | DEER:HVAC_Eff_AC | 3052.7656 | 0 | -218.8266 | SWHC045-04 | 20248.9056 | 2024 | 1832.2383 | 2024 | 2349.1721 | -656.6727 | SWHC045-04 | Res Central Furnace Only - Fuel Sub - Panel Upgrade - ZEAS 2030 - Hot-Dry ¦ PG&E ¦ Hot-Dry | Res Central Furnace Only - Fuel Sub - Panel Upgrade - ZEAS 2030 - Hot-Dry | 0.048829 | 0.53 | 0 | RASS 2019 | 1765.3145 | 2032 | 1 | SWHC045
RES-HVAC-FS-PU-27-ZEAS.4 | Res ¦ Res Furnace Heat Pump Heating Only (SEER2 19.6) - Fuel Sub - Panel Upgrade - ZEAS 2030 - Hot-Dry ¦ PG&E ¦ Hot-Dry | Res ¦ Res Furnace Heat Pump Heating Only (SEER2 19.6) - Fuel Sub - Panel Upgrade - ZEAS 2030 - Hot-Dry | PG&E ¦ Hot-Dry | PG&E | All | Electric & Gas | Res Furnace Heat Pump Heating Only (SEER2 19.6) - Fuel Sub | Efficient |  |  | 1 | Conventional | HVAC | Res - Multi Family | Res | ROB Only | 1 | Residential Households | household | 23 | DEER:HVAC_Eff_AC | 803.125 | 0 | -59.6875 | SWHC045-04 | 8197.9375 | 2024 | 741.7969 | 2024 | 2349.1721 | -265.8594 | SWHC045-04 | Res Central Furnace Only - Fuel Sub - Panel Upgrade - ZEAS 2030 - Hot-Dry ¦ PG&E ¦ Hot-Dry | Res Central Furnace Only - Fuel Sub - Panel Upgrade - ZEAS 2030 - Hot-Dry | 0.033189 | 0.53 | 0 | RASS 2019 | 0 | 2012 | 1 | SWHC045
RES-HVAC-FS-PU-27-ZEAS.5 | Res ¦ Res Furnace Heat Pump Heating Only (SEER2 19.6) - Fuel Sub - Panel Upgrade - ZEAS 2030 - Cold ¦ PG&E ¦ Cold | Res ¦ Res Furnace Heat Pump Heating Only (SEER2 19.6) - Fuel Sub - Panel Upgrade - ZEAS 2030 - Cold | PG&E ¦ Cold | PG&E | All | Electric & Gas | Res Furnace Heat Pump Heating Only (SEER2 19.6) - Fuel Sub | Efficient |  |  | 1 | Conventional | HVAC | Res - Single Family | Res | ROB Only | 1 | Residential Households | household | 23 | DEER:HVAC_Eff_AC | 6091.875 | 0 | -297.825 | SWHC045-04 | 29594.5544 | 2024 | 2677.8867 | 2024 | 2349.1721 | -959.7523 | SWHC045-04 | Res Central Furnace Only - Fuel Sub - Panel Upgrade - ZEAS 2030 - Cold ¦ PG&E ¦ Cold | Res Central Furnace Only - Fuel Sub - Panel Upgrade - ZEAS 2030 - Cold | 0.0077842 | 0.53 | 0 | RASS 2019 | 1765.3145 | 2032 | 1 | SWHC045
RES-HVAC-FS-PU-27-ZEAS.6 | Res ¦ Res Furnace Heat Pump Heating Only (SEER2 19.6) - Fuel Sub - Panel Upgrade - ZEAS 2030 - Cold ¦ PG&E ¦ Cold | Res ¦ Res Furnace Heat Pump Heating Only (SEER2 19.6) - Fuel Sub - Panel Upgrade - ZEAS 2030 - Cold | PG&E ¦ Cold | PG&E | All | Electric & Gas | Res Furnace Heat Pump Heating Only (SEER2 19.6) - Fuel Sub | Efficient |  |  | 1 | Conventional | HVAC | Res - Multi Family | Res | ROB Only | 1 | Residential Households | household | 23 | DEER:HVAC_Eff_AC | 1328.125 | 0 | -94.5312 | SWHC045-04 | 8197.9375 | 2024 | 741.7969 | 2024 | 2349.1721 | -265.8594 | SWHC045-04 | Res Central Furnace Only - Fuel Sub - Panel Upgrade - ZEAS 2030 - Cold ¦ PG&E ¦ Cold | Res Central Furnace Only - Fuel Sub - Panel Upgrade - ZEAS 2030 - Cold | 0.017953 | 0.53 | 0 | RASS 2019 | 0 | 2012 | 1 | SWHC045
RES-HVAC-FS-PU-27-ZEAS.7 | Res ¦ Res Furnace Heat Pump Heating Only (SEER2 19.6) - Fuel Sub - Panel Upgrade - ZEAS 2030 - Marine ¦ SCG ¦ Marine | Res ¦ Res Furnace Heat Pump Heating Only (SEER2 19.6) - Fuel Sub - Panel Upgrade - ZEAS 2030 - Marine | SCG ¦ Marine | SCG | All | Electric & Gas | Res Furnace Heat Pump Heating Only (SEER2 19.6) - Fuel Sub | Efficient |  |  | 1 | Conventional | HVAC | Res - Single Family | Res | ROB Only | 1 | Residential Households | household | 23 | DEER:HVAC_Eff_AC | 2067.6562 | 0 | -179.8234 | SWHC045-04 | 32873.7294 | 2024 | 2974.6055 | 2024 | 2349.1721 | -1066.0961 | SWHC045-04 | Res Central Furnace Only - Fuel Sub - Panel Upgrade - ZEAS 2030 - Marine ¦ SCG ¦ Marine | Res Central Furnace Only - Fuel Sub - Panel Upgrade - ZEAS 2030 - Marine | 0.40939 | 0.53 | 0 | RASS 2019 | 1765.3145 | 2032 | 1 | SWHC045
RES-HVAC-FS-PU-27-ZEAS.8 | Res ¦ Res Furnace Heat Pump Heating Only (SEER2 19.6) - Fuel Sub - Panel Upgrade - ZEAS 2030 - Marine ¦ SCG ¦ Marine | Res ¦ Res Furnace Heat Pump Heating Only (SEER2 19.6) - Fuel Sub - Panel Upgrade - ZEAS 2030 - Marine | SCG ¦ Marine | SCG | All | Electric & Gas | Res Furnace Heat Pump Heating Only (SEER2 19.6) - Fuel Sub | Efficient |  |  | 1 | Conventional | HVAC | Res - Multi Family | Res | ROB Only | 1 | Residential Households | household | 23 | DEER:HVAC_Eff_AC | 788 | 0 | -65.2 | SWHC045-04 | 10493.36 | 2024 | 949.5 | 2024 | 2349.1721 | -340.3 | SWHC045-04 | Res Central Furnace Only - Fuel Sub - Panel Upgrade - ZEAS 2030 - Marine ¦ SCG ¦ Marine | Res Central Furnace Only - Fuel Sub - Panel Upgrade - ZEAS 2030 - Marine | 0.18899 | 0.53 | 0 | RASS 2019 | 0 | 2012 | 1 | SWHC045
RES-HVAC-FS-PU-27-ZEAS.9 | Res ¦ Res Furnace Heat Pump Heating Only (SEER2 19.6) - Fuel Sub - Panel Upgrade - ZEAS 2030 - Hot-Dry ¦ SCG ¦ Hot-Dry | Res ¦ Res Furnace Heat Pump Heating Only (SEER2 19.6) - Fuel Sub - Panel Upgrade - ZEAS 2030 - Hot-Dry | SCG ¦ Hot-Dry | SCG | All | Electric & Gas | Res Furnace Heat Pump Heating Only (SEER2 19.6) - Fuel Sub | Efficient |  |  | 1 | Conventional | HVAC | Res - Single Family | Res | ROB Only | 1 | Residential Households | household | 23 | DEER:HVAC_Eff_AC | 2643.3438 | 0 | -156.9156 | SWHC045-04 | 27627.0494 | 2024 | 2499.8555 | 2024 | 2349.1721 | -895.9461 | SWHC045-04 | Res Central Furnace Only - Fuel Sub - Panel Upgrade - ZEAS 2030 - Hot-Dry ¦ SCG ¦ Hot-Dry | Res Central Furnace Only - Fuel Sub - Panel Upgrade - ZEAS 2030 - Hot-Dry | 0.053422 | 0.53 | 0 | RASS 2019 | 1765.3145 | 2032 | 1 | SWHC045
RES-HVAC-FS-PU-27-ZEAS.10 | Res ¦ Res Furnace Heat Pump Heating Only (SEER2 19.6) - Fuel Sub - Panel Upgrade - ZEAS 2030 - Hot-Dry ¦ SCG ¦ Hot-Dry | Res ¦ Res Furnace Heat Pump Heating Only (SEER2 19.6) - Fuel Sub - Panel Upgrade - ZEAS 2030 - Hot-Dry | SCG ¦ Hot-Dry | SCG | All | Electric & Gas | Res Furnace Heat Pump Heating Only (SEER2 19.6) - Fuel Sub | Efficient |  |  | 1 | Conventional | HVAC | Res - Multi Family | Res | ROB Only | 1 | Residential Households | household | 23 | DEER:HVAC_Eff_AC | 926.5625 | 0 | -46.875 | SWHC045-04 | 8197.9375 | 2024 | 741.7969 | 2024 | 2349.1721 | -265.8594 | SWHC045-04 | Res Central Furnace Only - Fuel Sub - Panel Upgrade - ZEAS 2030 - Hot-Dry ¦ SCG ¦ Hot-Dry | Res Central Furnace Only - Fuel Sub - Panel Upgrade - ZEAS 2030 - Hot-Dry | 0.023966 | 0.53 | 0 | RASS 2019 | 0 | 2012 | 1 | SWHC045
RES-HVAC-FS-PU-27-ZEAS.11 | Res ¦ Res Furnace Heat Pump Heating Only (SEER2 19.6) - Fuel Sub - Panel Upgrade - ZEAS 2030 - Cold ¦ SCG ¦ Cold | Res ¦ Res Furnace Heat Pump Heating Only (SEER2 19.6) - Fuel Sub - Panel Upgrade - ZEAS 2030 - Cold | SCG ¦ Cold | SCG | All | Electric & Gas | Res Furnace Heat Pump Heating Only (SEER2 19.6) - Fuel Sub | Efficient |  |  | 1 | Conventional | HVAC | Res - Single Family | Res | ROB Only | 1 | Residential Households | household | 23 | DEER:HVAC_Eff_AC | 6091.875 | 0 | -297.825 | SWHC045-04 | 29594.5544 | 2024 | 2677.8867 | 2024 | 2349.1721 | -959.7523 | SWHC045-04 | Res Central Furnace Only - Fuel Sub - Panel Upgrade - ZEAS 2030 - Cold ¦ SCG ¦ Cold | Res Central Furnace Only - Fuel Sub - Panel Upgrade - ZEAS 2030 - Cold | 0.090455 | 0.53 | 0 | RASS 2019 | 1765.3145 | 2032 | 1 | SWHC045
RES-HVAC-FS-PU-27-ZEAS.12 | Res ¦ Res Furnace Heat Pump Heating Only (SEER2 19.6) - Fuel Sub - Panel Upgrade - ZEAS 2030 - Cold ¦ SCG ¦ Cold | Res ¦ Res Furnace Heat Pump Heating Only (SEER2 19.6) - Fuel Sub - Panel Upgrade - ZEAS 2030 - Cold | SCG ¦ Cold | SCG | All | Electric & Gas | Res Furnace Heat Pump Heating Only (SEER2 19.6) - Fuel Sub | Efficient |  |  | 1 | Conventional | HVAC | Res - Multi Family | Res | ROB Only | 1 | Residential Households | household | 23 | DEER:HVAC_Eff_AC | 1328.125 | 0 | -94.5312 | SWHC045-04 | 8197.9375 | 2024 | 741.7969 | 2024 | 2349.1721 | -265.8594 | SWHC045-04 | Res Central Furnace Only - Fuel Sub - Panel Upgrade - ZEAS 2030 - Cold ¦ SCG ¦ Cold | Res Central Furnace Only - Fuel Sub - Panel Upgrade - ZEAS 2030 - Cold | 0.017953 | 0.53 | 0 | RASS 2019 | 0 | 2012 | 1 | SWHC045
RES-HVAC-FS-PU-27-ZEAS.13 | Res ¦ Res Furnace Heat Pump Heating Only (SEER2 19.6) - Fuel Sub - Panel Upgrade - ZEAS 2030 - Marine ¦ SDG&E ¦ Marine | Res ¦ Res Furnace Heat Pump Heating Only (SEER2 19.6) - Fuel Sub - Panel Upgrade - ZEAS 2030 - Marine | SDG&E ¦ Marine | SDG&E | All | Electric & Gas | Res Furnace Heat Pump Heating Only (SEER2 19.6) - Fuel Sub | Efficient |  |  | 1 | Conventional | HVAC | Res - Single Family | Res | ROB Only | 1 | Residential Households | household | 23 | DEER:HVAC_Eff_AC | 2067.6562 | 0 | -179.8234 | SWHC045-04 | 32873.7294 | 2024 | 2974.6055 | 2024 | 2349.1721 | -1066.0961 | SWHC045-04 | Res Central Furnace Only - Fuel Sub - Panel Upgrade - ZEAS 2030 - Marine ¦ SDG&E ¦ Marine | Res Central Furnace Only - Fuel Sub - Panel Upgrade - ZEAS 2030 - Marine | 0.15258 | 0.53 | 0 | RASS 2019 | 1765.3145 | 2032 | 1 | SWHC045
RES-HVAC-FS-PU-27-ZEAS.14 | Res ¦ Res Furnace Heat Pump Heating Only (SEER2 19.6) - Fuel Sub - Panel Upgrade - ZEAS 2030 - Marine ¦ SDG&E ¦ Marine | Res ¦ Res Furnace Heat Pump Heating Only (SEER2 19.6) - Fuel Sub - Panel Upgrade - ZEAS 2030 - Marine | SDG&E ¦ Marine | SDG&E | All | Electric & Gas | Res Furnace Heat Pump Heating Only (SEER2 19.6) - Fuel Sub | Efficient |  |  | 1 | Conventional | HVAC | Res - Multi Family | Res | ROB Only | 1 | Residential Households | household | 23 | DEER:HVAC_Eff_AC | 788 | 0 | -65.2 | SWHC045-04 | 10493.36 | 2024 | 949.5 | 2024 | 2349.1721 | -340.3 | SWHC045-04 | Res Central Furnace Only - Fuel Sub - Panel Upgrade - ZEAS 2030 - Marine ¦ SDG&E ¦ Marine | Res Central Furnace Only - Fuel Sub - Panel Upgrade - ZEAS 2030 - Marine | 0.29631 | 0.53 | 0 | RASS 2019 | 0 | 2012 | 1 | SWHC045
RES-HVAC-FS-PU-27-ZEAS.15 | Res ¦ Res Furnace Heat Pump Heating Only (SEER2 19.6) - Fuel Sub - Panel Upgrade - ZEAS 2030 - Hot-Dry ¦ SDG&E ¦ Hot-Dry | Res ¦ Res Furnace Heat Pump Heating Only (SEER2 19.6) - Fuel Sub - Panel Upgrade - ZEAS 2030 - Hot-Dry | SDG&E ¦ Hot-Dry | SDG&E | All | Electric & Gas | Res Furnace Heat Pump Heating Only (SEER2 19.6) - Fuel Sub | Efficient |  |  | 1 | Conventional | HVAC | Res - Single Family | Res | ROB Only | 1 | Residential Households | household | 23 | DEER:HVAC_Eff_AC | 1805.625 | 0 | -178.0547 | SWHC045-04 | 26315.3794 | 2024 | 2381.168 | 2024 | 2349.1721 | -853.4086 | SWHC045-04 | Res Central Furnace Only - Fuel Sub - Panel Upgrade - ZEAS 2030 - Hot-Dry ¦ SDG&E ¦ Hot-Dry | Res Central Furnace Only - Fuel Sub - Panel Upgrade - ZEAS 2030 - Hot-Dry | 0.17372 | 0.53 | 0 | RASS 2019 | 1765.3145 | 2032 | 1 | SWHC045
RES-HVAC-FS-PU-27-ZEAS.16 | Res ¦ Res Furnace Heat Pump Heating Only (SEER2 19.6) - Fuel Sub - Panel Upgrade - ZEAS 2030 - Hot-Dry ¦ SDG&E ¦ Hot-Dry | Res ¦ Res Furnace Heat Pump Heating Only (SEER2 19.6) - Fuel Sub - Panel Upgrade - ZEAS 2030 - Hot-Dry | SDG&E ¦ Hot-Dry | SDG&E | All | Electric & Gas | Res Furnace Heat Pump Heating Only (SEER2 19.6) - Fuel Sub | Efficient |  |  | 1 | Conventional | HVAC | Res - Multi Family | Res | ROB Only | 1 | Residential Households | household | 23 | DEER:HVAC_Eff_AC | 619.1719 | 0 | -60.1828 | SWHC045-04 | 9099.7106 | 2024 | 823.3945 | 2024 | 2349.1721 | -295.1039 | SWHC045-04 | Res Central Furnace Only - Fuel Sub - Panel Upgrade - ZEAS 2030 - Hot-Dry ¦ SDG&E ¦ Hot-Dry | Res Central Furnace Only - Fuel Sub - Panel Upgrade - ZEAS 2030 - Hot-Dry | 0.053553 | 0.53 | 0 | RASS 2019 | 0 | 2012 | 1 | SWHC045
RES-HVAC-FS-30-ZEAS.1 | Res ¦ Code HVAC Wall Furnace and Room AC - ZEAS 2030 - Marine ¦ PG&E ¦ Marine | Res ¦ Code HVAC Wall Furnace and Room AC - ZEAS 2030 - Marine | PG&E ¦ Marine | PG&E | All | Electric & Gas | Code HVAC Wall Furnace and Room AC | Average Existing and Code |  | 2030 | 1 | Conventional | HVAC | Res - Single Family | Res | ROB and NEW | 0 | Residential Households | Cap-Tons | 9 | DEER:HVAC_Eff_AC | 0 | 0 | 0 | SWHC044-05 | 939.73 | 2022 | 304.26 | 2022 | 0 | 0 | SWHC044-05 | Res Ductless HVAC System - Fuel Sub - ZEAS 2030 - Marine ¦ PG&E ¦ Marine | Res Ductless HVAC System - Fuel Sub - ZEAS 2030 - Marine | 0.003367 | 0.47 | 1 | RASS 2019 | 0 | 2012 | 1 | SWHC044
RES-HVAC-FS-30-ZEAS.2 | Res ¦ Code HVAC Wall Furnace and Room AC - ZEAS 2030 - Marine ¦ PG&E ¦ Marine | Res ¦ Code HVAC Wall Furnace and Room AC - ZEAS 2030 - Marine | PG&E ¦ Marine | PG&E | All | Electric & Gas | Code HVAC Wall Furnace and Room AC | Average Existing and Code |  | 2030 | 1 | Conventional | HVAC | Res - Multi Family | Res | ROB and NEW | 0 | Residential Households | Cap-Tons | 9 | DEER:HVAC_Eff_AC | 0 | 0 | 0 | SWHC044-05 | 939.73 | 2022 | 304.26 | 2022 | 0 | 0 | SWHC044-05 | Res Ductless HVAC System - Fuel Sub - ZEAS 2030 - Marine ¦ PG&E ¦ Marine | Res Ductless HVAC System - Fuel Sub - ZEAS 2030 - Marine | 8.3696e-05 | 0.47 | 1 | RASS 2019 | 0 | 2012 | 1 | SWHC044
RES-HVAC-FS-30-ZEAS.3 | Res ¦ Code HVAC Wall Furnace and Room AC - ZEAS 2030 - Hot-Dry ¦ PG&E ¦ Hot-Dry | Res ¦ Code HVAC Wall Furnace and Room AC - ZEAS 2030 - Hot-Dry | PG&E ¦ Hot-Dry | PG&E | All | Electric & Gas | Code HVAC Wall Furnace and Room AC | Average Existing and Code |  | 2030 | 1 | Conventional | HVAC | Res - Single Family | Res | ROB and NEW | 0 | Residential Households | Cap-Tons | 9 | DEER:HVAC_Eff_AC | 0 | 0 | 0 | SWHC044-05 | 939.73 | 2022 | 304.26 | 2022 | 0 | 0 | SWHC044-05 | Res Ductless HVAC System - Fuel Sub - ZEAS 2030 - Hot-Dry ¦ PG&E ¦ Hot-Dry | Res Ductless HVAC System - Fuel Sub - ZEAS 2030 - Hot-Dry | 0.003367 | 0.47 | 1 | RASS 2019 | 0 | 2012 | 1 | SWHC044
RES-HVAC-FS-30-ZEAS.4 | Res ¦ Code HVAC Wall Furnace and Room AC - ZEAS 2030 - Hot-Dry ¦ PG&E ¦ Hot-Dry | Res ¦ Code HVAC Wall Furnace and Room AC - ZEAS 2030 - Hot-Dry | PG&E ¦ Hot-Dry | PG&E | All | Electric & Gas | Code HVAC Wall Furnace and Room AC | Average Existing and Code |  | 2030 | 1 | Conventional | HVAC | Res - Multi Family | Res | ROB and NEW | 0 | Residential Households | Cap-Tons | 9 | DEER:HVAC_Eff_AC | 0 | 0 | 0 | SWHC044-05 | 939.73 | 2022 | 304.26 | 2022 | 0 | 0 | SWHC044-05 | Res Ductless HVAC System - Fuel Sub - ZEAS 2030 - Hot-Dry ¦ PG&E ¦ Hot-Dry | Res Ductless HVAC System - Fuel Sub - ZEAS 2030 - Hot-Dry | 8.3696e-05 | 0.47 | 1 | RASS 2019 | 0 | 2012 | 1 | SWHC044
RES-HVAC-FS-30-ZEAS.5 | Res ¦ Code HVAC Wall Furnace and Room AC - ZEAS 2030 - Cold ¦ PG&E ¦ Cold | Res ¦ Code HVAC Wall Furnace and Room AC - ZEAS 2030 - Cold | PG&E ¦ Cold | PG&E | All | Electric & Gas | Code HVAC Wall Furnace and Room AC | Average Existing and Code |  | 2030 | 1 | Conventional | HVAC | Res - Single Family | Res | ROB and NEW | 0 | Residential Households | Cap-Tons | 9 | DEER:HVAC_Eff_AC | 0 | 0 | 0 | SWHC044-05 | 939.73 | 2022 | 304.26 | 2022 | 0 | 0 | SWHC044-05 | Res Ductless HVAC System - Fuel Sub - ZEAS 2030 - Cold ¦ PG&E ¦ Cold | Res Ductless HVAC System - Fuel Sub - ZEAS 2030 - Cold | 0.003367 | 0.47 | 1 | RASS 2019 | 0 | 2012 | 1 | SWHC044
RES-HVAC-FS-30-ZEAS.6 | Res ¦ Code HVAC Wall Furnace and Room AC - ZEAS 2030 - Cold ¦ PG&E ¦ Cold | Res ¦ Code HVAC Wall Furnace and Room AC - ZEAS 2030 - Cold | PG&E ¦ Cold | PG&E | All | Electric & Gas | Code HVAC Wall Furnace and Room AC | Average Existing and Code |  | 2030 | 1 | Conventional | HVAC | Res - Multi Family | Res | ROB and NEW | 0 | Residential Households | Cap-Tons | 9 | DEER:HVAC_Eff_AC | 0 | 0 | 0 | SWHC044-05 | 939.73 | 2022 | 304.26 | 2022 | 0 | 0 | SWHC044-05 | Res Ductless HVAC System - Fuel Sub - ZEAS 2030 - Cold ¦ PG&E ¦ Cold | Res Ductless HVAC System - Fuel Sub - ZEAS 2030 - Cold | 8.3696e-05 | 0.47 | 1 | RASS 2019 | 0 | 2012 | 1 | SWHC044
RES-HVAC-FS-30-ZEAS.7 | Res ¦ Code HVAC Wall Furnace and Room AC - ZEAS 2030 - Marine ¦ SCG ¦ Marine | Res ¦ Code HVAC Wall Furnace and Room AC - ZEAS 2030 - Marine | SCG ¦ Marine | SCG | All | Electric & Gas | Code HVAC Wall Furnace and Room AC | Average Existing and Code |  | 2030 | 1 | Conventional | HVAC | Res - Single Family | Res | ROB and NEW | 0 | Residential Households | Cap-Tons | 9 | DEER:HVAC_Eff_AC | 0 | 0 | 0 | SWHC044-05 | 939.73 | 2022 | 304.26 | 2022 | 0 | 0 | SWHC044-05 | Res Ductless HVAC System - Fuel Sub - ZEAS 2030 - Marine ¦ SCG ¦ Marine | Res Ductless HVAC System - Fuel Sub - ZEAS 2030 - Marine | 0.018094 | 0.47 | 0.96667 | RASS 2019 | 0 | 2012 | 1 | SWHC044
RES-HVAC-FS-30-ZEAS.8 | Res ¦ Code HVAC Wall Furnace and Room AC - ZEAS 2030 - Marine ¦ SCG ¦ Marine | Res ¦ Code HVAC Wall Furnace and Room AC - ZEAS 2030 - Marine | SCG ¦ Marine | SCG | All | Electric & Gas | Code HVAC Wall Furnace and Room AC | Average Existing and Code |  | 2030 | 1 | Conventional | HVAC | Res - Multi Family | Res | ROB and NEW | 0 | Residential Households | Cap-Tons | 9 | DEER:HVAC_Eff_AC | 0 | 0 | 0 | SWHC044-05 | 939.73 | 2022 | 304.26 | 2022 | 0 | 0 | SWHC044-05 | Res Ductless HVAC System - Fuel Sub - ZEAS 2030 - Marine ¦ SCG ¦ Marine | Res Ductless HVAC System - Fuel Sub - ZEAS 2030 - Marine | 0.003365 | 0.47 | 1 | RASS 2019 | 0 | 2012 | 1 | SWHC044
RES-HVAC-FS-30-ZEAS.9 | Res ¦ Code HVAC Wall Furnace and Room AC - ZEAS 2030 - Hot-Dry ¦ SCG ¦ Hot-Dry | Res ¦ Code HVAC Wall Furnace and Room AC - ZEAS 2030 - Hot-Dry | SCG ¦ Hot-Dry | SCG | All | Electric & Gas | Code HVAC Wall Furnace and Room AC | Average Existing and Code |  | 2030 | 1 | Conventional | HVAC | Res - Single Family | Res | ROB and NEW | 0 | Residential Households | Cap-Tons | 9 | DEER:HVAC_Eff_AC | 0 | 0 | 0 | SWHC044-05 | 939.73 | 2022 | 304.26 | 2022 | 0 | 0 | SWHC044-05 | Res Ductless HVAC System - Fuel Sub - ZEAS 2030 - Hot-Dry ¦ SCG ¦ Hot-Dry | Res Ductless HVAC System - Fuel Sub - ZEAS 2030 - Hot-Dry | 0.018094 | 0.47 | 0.96667 | RASS 2019 | 0 | 2012 | 1 | SWHC044
RES-HVAC-FS-30-ZEAS.10 | Res ¦ Code HVAC Wall Furnace and Room AC - ZEAS 2030 - Hot-Dry ¦ SCG ¦ Hot-Dry | Res ¦ Code HVAC Wall Furnace and Room AC - ZEAS 2030 - Hot-Dry | SCG ¦ Hot-Dry | SCG | All | Electric & Gas | Code HVAC Wall Furnace and Room AC | Average Existing and Code |  | 2030 | 1 | Conventional | HVAC | Res - Multi Family | Res | ROB and NEW | 0 | Residential Households | Cap-Tons | 9 | DEER:HVAC_Eff_AC | 0 | 0 | 0 | SWHC044-05 | 939.73 | 2022 | 304.26 | 2022 | 0 | 0 | SWHC044-05 | Res Ductless HVAC System - Fuel Sub - ZEAS 2030 - Hot-Dry ¦ SCG ¦ Hot-Dry | Res Ductless HVAC System - Fuel Sub - ZEAS 2030 - Hot-Dry | 0.003365 | 0.47 | 1 | RASS 2019 | 0 | 2012 | 1 | SWHC044
RES-HVAC-FS-30-ZEAS.11 | Res ¦ Code HVAC Wall Furnace and Room AC - ZEAS 2030 - Cold ¦ SCG ¦ Cold | Res ¦ Code HVAC Wall Furnace and Room AC - ZEAS 2030 - Cold | SCG ¦ Cold | SCG | All | Electric & Gas | Code HVAC Wall Furnace and Room AC | Average Existing and Code |  | 2030 | 1 | Conventional | HVAC | Res - Single Family | Res | ROB and NEW | 0 | Residential Households | Cap-Tons | 9 | DEER:HVAC_Eff_AC | 0 | 0 | 0 | SWHC044-05 | 939.73 | 2022 | 304.26 | 2022 | 0 | 0 | SWHC044-05 | Res Ductless HVAC System - Fuel Sub - ZEAS 2030 - Cold ¦ SCG ¦ Cold | Res Ductless HVAC System - Fuel Sub - ZEAS 2030 - Cold | 0.018094 | 0.47 | 0.96667 | RASS 2019 | 0 | 2012 | 1 | SWHC044
RES-HVAC-FS-30-ZEAS.12 | Res ¦ Code HVAC Wall Furnace and Room AC - ZEAS 2030 - Cold ¦ SCG ¦ Cold | Res ¦ Code HVAC Wall Furnace and Room AC - ZEAS 2030 - Cold | SCG ¦ Cold | SCG | All | Electric & Gas | Code HVAC Wall Furnace and Room AC | Average Existing and Code |  | 2030 | 1 | Conventional | HVAC | Res - Multi Family | Res | ROB and NEW | 0 | Residential Households | Cap-Tons | 9 | DEER:HVAC_Eff_AC | 0 | 0 | 0 | SWHC044-05 | 939.73 | 2022 | 304.26 | 2022 | 0 | 0 | SWHC044-05 | Res Ductless HVAC System - Fuel Sub - ZEAS 2030 - Cold ¦ SCG ¦ Cold | Res Ductless HVAC System - Fuel Sub - ZEAS 2030 - Cold | 0.003365 | 0.47 | 1 | RASS 2019 | 0 | 2012 | 1 | SWHC044
RES-HVAC-FS-30-ZEAS.13 | Res ¦ Code HVAC Wall Furnace and Room AC - ZEAS 2030 - Marine ¦ SDG&E ¦ Marine | Res ¦ Code HVAC Wall Furnace and Room AC - ZEAS 2030 - Marine | SDG&E ¦ Marine | SDG&E | All | Electric & Gas | Code HVAC Wall Furnace and Room AC | Average Existing and Code |  | 2030 | 1 | Conventional | HVAC | Res - Single Family | Res | ROB and NEW | 0 | Residential Households | Cap-Tons | 9 | DEER:HVAC_Eff_AC | 0 | 0 | 0 | SWHC044-05 | 939.73 | 2022 | 304.26 | 2022 | 0 | 0 | SWHC044-05 | Res Ductless HVAC System - Fuel Sub - ZEAS 2030 - Marine ¦ SDG&E ¦ Marine | Res Ductless HVAC System - Fuel Sub - ZEAS 2030 - Marine | 0.019158 | 0.47 | 1 | RASS 2019 | 0 | 2012 | 1 | SWHC044
RES-HVAC-FS-30-ZEAS.14 | Res ¦ Code HVAC Wall Furnace and Room AC - ZEAS 2030 - Marine ¦ SDG&E ¦ Marine | Res ¦ Code HVAC Wall Furnace and Room AC - ZEAS 2030 - Marine | SDG&E ¦ Marine | SDG&E | All | Electric & Gas | Code HVAC Wall Furnace and Room AC | Average Existing and Code |  | 2030 | 1 | Conventional | HVAC | Res - Multi Family | Res | ROB and NEW | 0 | Residential Households | Cap-Tons | 9 | DEER:HVAC_Eff_AC | 0 | 0 | 0 | SWHC044-05 | 939.73 | 2022 | 304.26 | 2022 | 0 | 0 | SWHC044-05 | Res Ductless HVAC System - Fuel Sub - ZEAS 2030 - Marine ¦ SDG&E ¦ Marine | Res Ductless HVAC System - Fuel Sub - ZEAS 2030 - Marine | 0.00065131 | 0.47 | 1 | RASS 2019 | 0 | 2012 | 1 | SWHC044
RES-HVAC-FS-30-ZEAS.15 | Res ¦ Code HVAC Wall Furnace and Room AC - ZEAS 2030 - Hot-Dry ¦ SDG&E ¦ Hot-Dry | Res ¦ Code HVAC Wall Furnace and Room AC - ZEAS 2030 - Hot-Dry | SDG&E ¦ Hot-Dry | SDG&E | All | Electric & Gas | Code HVAC Wall Furnace and Room AC | Average Existing and Code |  | 2030 | 1 | Conventional | HVAC | Res - Single Family | Res | ROB and NEW | 0 | Residential Households | Cap-Tons | 9 | DEER:HVAC_Eff_AC | 0 | 0 | 0 | SWHC044-05 | 939.73 | 2022 | 304.26 | 2022 | 0 | 0 | SWHC044-05 | Res Ductless HVAC System - Fuel Sub - ZEAS 2030 - Hot-Dry ¦ SDG&E ¦ Hot-Dry | Res Ductless HVAC System - Fuel Sub - ZEAS 2030 - Hot-Dry | 0.019158 | 0.47 | 1 | RASS 2019 | 0 | 2012 | 1 | SWHC044
RES-HVAC-FS-30-ZEAS.16 | Res ¦ Code HVAC Wall Furnace and Room AC - ZEAS 2030 - Hot-Dry ¦ SDG&E ¦ Hot-Dry | Res ¦ Code HVAC Wall Furnace and Room AC - ZEAS 2030 - Hot-Dry | SDG&E ¦ Hot-Dry | SDG&E | All | Electric & Gas | Code HVAC Wall Furnace and Room AC | Average Existing and Code |  | 2030 | 1 | Conventional | HVAC | Res - Multi Family | Res | ROB and NEW | 0 | Residential Households | Cap-Tons | 9 | DEER:HVAC_Eff_AC | 0 | 0 | 0 | SWHC044-05 | 939.73 | 2022 | 304.26 | 2022 | 0 | 0 | SWHC044-05 | Res Ductless HVAC System - Fuel Sub - ZEAS 2030 - Hot-Dry ¦ SDG&E ¦ Hot-Dry | Res Ductless HVAC System - Fuel Sub - ZEAS 2030 - Hot-Dry | 0.00065131 | 0.47 | 1 | RASS 2019 | 0 | 2012 | 1 | SWHC044
RES-HVAC-FS-31-ZEAS.1 | Res ¦ Efficient Wall Furnace and ENERGY STAR Room AC - ZEAS 2030 - Marine ¦ PG&E ¦ Marine | Res ¦ Efficient Wall Furnace and ENERGY STAR Room AC - ZEAS 2030 - Marine | PG&E ¦ Marine | PG&E | All | Electric & Gas | Efficient Wall Furnace and ENERGY STAR Room AC | Efficient |  | 2030 | 1 | Conventional | HVAC | Res - Single Family | Res | ROB and NEW | 0 | Residential Households | Cap-Tons | 9 | DEER:HVAC_Eff_AC | -15.984 | 0 | -4.6006 | SWHC001-05, SWAP007-04 | 1089.5444 | 2022 | 304.26 | 2022 | 0 | 0 | SWHC001-05, SWAP007-04 | Res Ductless HVAC System - Fuel Sub - ZEAS 2030 - Marine ¦ PG&E ¦ Marine | Res Ductless HVAC System - Fuel Sub - ZEAS 2030 - Marine | 0.003367 | 0.47 | 0 | RASS 2019 | 0 | 2012 | 1 | SWHC001 (furnace), SWAP007 (AC)
RES-HVAC-FS-31-ZEAS.2 | Res ¦ Efficient Wall Furnace and ENERGY STAR Room AC - ZEAS 2030 - Marine ¦ PG&E ¦ Marine | Res ¦ Efficient Wall Furnace and ENERGY STAR Room AC - ZEAS 2030 - Marine | PG&E ¦ Marine | PG&E | All | Electric & Gas | Efficient Wall Furnace and ENERGY STAR Room AC | Efficient |  | 2030 | 1 | Conventional | HVAC | Res - Multi Family | Res | ROB and NEW | 0 | Residential Households | Cap-Tons | 9 | DEER:HVAC_Eff_AC | -4.32 | 0 | -2.7755 | SWHC001-05, SWAP007-04 | 1089.5444 | 2022 | 304.26 | 2022 | 0 | 0 | SWHC001-05, SWAP007-04 | Res Ductless HVAC System - Fuel Sub - ZEAS 2030 - Marine ¦ PG&E ¦ Marine | Res Ductless HVAC System - Fuel Sub - ZEAS 2030 - Marine | 8.3696e-05 | 0.47 | 0 | RASS 2019 | 0 | 2012 | 1 | SWHC001 (furnace), SWAP007 (AC)
RES-HVAC-FS-31-ZEAS.3 | Res ¦ Efficient Wall Furnace and ENERGY STAR Room AC - ZEAS 2030 - Hot-Dry ¦ PG&E ¦ Hot-Dry | Res ¦ Efficient Wall Furnace and ENERGY STAR Room AC - ZEAS 2030 - Hot-Dry | PG&E ¦ Hot-Dry | PG&E | All | Electric & Gas | Efficient Wall Furnace and ENERGY STAR Room AC | Efficient |  | 2030 | 1 | Conventional | HVAC | Res - Single Family | Res | ROB and NEW | 0 | Residential Households | Cap-Tons | 9 | DEER:HVAC_Eff_AC | -46.44 | 0 | -4.073 | SWHC001-05, SWAP007-04 | 1089.5444 | 2022 | 304.26 | 2022 | 0 | 0 | SWHC001-05, SWAP007-04 | Res Ductless HVAC System - Fuel Sub - ZEAS 2030 - Hot-Dry ¦ PG&E ¦ Hot-Dry | Res Ductless HVAC System - Fuel Sub - ZEAS 2030 - Hot-Dry | 0.003367 | 0.47 | 0 | RASS 2019 | 0 | 2012 | 1 | SWHC001 (furnace), SWAP007 (AC)
RES-HVAC-FS-31-ZEAS.4 | Res ¦ Efficient Wall Furnace and ENERGY STAR Room AC - ZEAS 2030 - Hot-Dry ¦ PG&E ¦ Hot-Dry | Res ¦ Efficient Wall Furnace and ENERGY STAR Room AC - ZEAS 2030 - Hot-Dry | PG&E ¦ Hot-Dry | PG&E | All | Electric & Gas | Efficient Wall Furnace and ENERGY STAR Room AC | Efficient |  | 2030 | 1 | Conventional | HVAC | Res - Multi Family | Res | ROB and NEW | 0 | Residential Households | Cap-Tons | 9 | DEER:HVAC_Eff_AC | -30.708 | 0 | -1.8752 | SWHC001-05, SWAP007-04 | 1089.5444 | 2022 | 304.26 | 2022 | 0 | 0 | SWHC001-05, SWAP007-04 | Res Ductless HVAC System - Fuel Sub - ZEAS 2030 - Hot-Dry ¦ PG&E ¦ Hot-Dry | Res Ductless HVAC System - Fuel Sub - ZEAS 2030 - Hot-Dry | 8.3696e-05 | 0.47 | 0 | RASS 2019 | 0 | 2012 | 1 | SWHC001 (furnace), SWAP007 (AC)
RES-HVAC-FS-31-ZEAS.5 | Res ¦ Efficient Wall Furnace and ENERGY STAR Room AC - ZEAS 2030 - Cold ¦ PG&E ¦ Cold | Res ¦ Efficient Wall Furnace and ENERGY STAR Room AC - ZEAS 2030 - Cold | PG&E ¦ Cold | PG&E | All | Electric & Gas | Efficient Wall Furnace and ENERGY STAR Room AC | Efficient |  | 2030 | 1 | Conventional | HVAC | Res - Single Family | Res | ROB and NEW | 0 | Residential Households | Cap-Tons | 9 | DEER:HVAC_Eff_AC | -48.96 | 0 | -2.0906 | SWHC001-05, SWAP007-04 | 1089.5444 | 2022 | 304.26 | 2022 | 0 | 0 | SWHC001-05, SWAP007-04 | Res Ductless HVAC System - Fuel Sub - ZEAS 2030 - Cold ¦ PG&E ¦ Cold | Res Ductless HVAC System - Fuel Sub - ZEAS 2030 - Cold | 0.003367 | 0.47 | 0 | RASS 2019 | 0 | 2012 | 1 | SWHC001 (furnace), SWAP007 (AC)
RES-HVAC-FS-31-ZEAS.6 | Res ¦ Efficient Wall Furnace and ENERGY STAR Room AC - ZEAS 2030 - Cold ¦ PG&E ¦ Cold | Res ¦ Efficient Wall Furnace and ENERGY STAR Room AC - ZEAS 2030 - Cold | PG&E ¦ Cold | PG&E | All | Electric & Gas | Efficient Wall Furnace and ENERGY STAR Room AC | Efficient |  | 2030 | 1 | Conventional | HVAC | Res - Multi Family | Res | ROB and NEW | 0 | Residential Households | Cap-Tons | 9 | DEER:HVAC_Eff_AC | -38.88 | 0 | -2.3958 | SWHC001-05, SWAP007-04 | 1089.5444 | 2022 | 304.26 | 2022 | 0 | 0 | SWHC001-05, SWAP007-04 | Res Ductless HVAC System - Fuel Sub - ZEAS 2030 - Cold ¦ PG&E ¦ Cold | Res Ductless HVAC System - Fuel Sub - ZEAS 2030 - Cold | 8.3696e-05 | 0.47 | 0 | RASS 2019 | 0 | 2012 | 1 | SWHC001 (furnace), SWAP007 (AC)
RES-HVAC-FS-31-ZEAS.7 | Res ¦ Efficient Wall Furnace and ENERGY STAR Room AC - ZEAS 2030 - Marine ¦ SCG ¦ Marine | Res ¦ Efficient Wall Furnace and ENERGY STAR Room AC - ZEAS 2030 - Marine | SCG ¦ Marine | SCG | All | Electric & Gas | Efficient Wall Furnace and ENERGY STAR Room AC | Efficient |  | 2030 | 1 | Conventional | HVAC | Res - Single Family | Res | ROB and NEW | 0 | Residential Households | Cap-Tons | 9 | DEER:HVAC_Eff_AC | -24.192 | 0 | -3.3831 | SWHC001-05, SWAP007-04 | 1089.5444 | 2022 | 304.26 | 2022 | 0 | 0 | SWHC001-05, SWAP007-04 | Res Ductless HVAC System - Fuel Sub - ZEAS 2030 - Marine ¦ SCG ¦ Marine | Res Ductless HVAC System - Fuel Sub - ZEAS 2030 - Marine | 0.018094 | 0.47 | 0.033333 | RASS 2019 | 0 | 2012 | 1 | SWHC001 (furnace), SWAP007 (AC)
RES-HVAC-FS-31-ZEAS.8 | Res ¦ Efficient Wall Furnace and ENERGY STAR Room AC - ZEAS 2030 - Marine ¦ SCG ¦ Marine | Res ¦ Efficient Wall Furnace and ENERGY STAR Room AC - ZEAS 2030 - Marine | SCG ¦ Marine | SCG | All | Electric & Gas | Efficient Wall Furnace and ENERGY STAR Room AC | Efficient |  | 2030 | 1 | Conventional | HVAC | Res - Multi Family | Res | ROB and NEW | 0 | Residential Households | Cap-Tons | 9 | DEER:HVAC_Eff_AC | -16.128 | 0 | -1.7467 | SWHC001-05, SWAP007-04 | 1089.5444 | 2022 | 304.26 | 2022 | 0 | 0 | SWHC001-05, SWAP007-04 | Res Ductless HVAC System - Fuel Sub - ZEAS 2030 - Marine ¦ SCG ¦ Marine | Res Ductless HVAC System - Fuel Sub - ZEAS 2030 - Marine | 0.003365 | 0.47 | 0 | RASS 2019 | 0 | 2012 | 1 | SWHC001 (furnace), SWAP007 (AC)
RES-HVAC-FS-31-ZEAS.9 | Res ¦ Efficient Wall Furnace and ENERGY STAR Room AC - ZEAS 2030 - Hot-Dry ¦ SCG ¦ Hot-Dry | Res ¦ Efficient Wall Furnace and ENERGY STAR Room AC - ZEAS 2030 - Hot-Dry | SCG ¦ Hot-Dry | SCG | All | Electric & Gas | Efficient Wall Furnace and ENERGY STAR Room AC | Efficient |  | 2030 | 1 | Conventional | HVAC | Res - Single Family | Res | ROB and NEW | 0 | Residential Households | Cap-Tons | 9 | DEER:HVAC_Eff_AC | -28.224 | 0 | -3.4138 | SWHC001-05, SWAP007-04 | 1089.5444 | 2022 | 304.26 | 2022 | 0 | 0 | SWHC001-05, SWAP007-04 | Res Ductless HVAC System - Fuel Sub - ZEAS 2030 - Hot-Dry ¦ SCG ¦ Hot-Dry | Res Ductless HVAC System - Fuel Sub - ZEAS 2030 - Hot-Dry | 0.018094 | 0.47 | 0.033333 | RASS 2019 | 0 | 2012 | 1 | SWHC001 (furnace), SWAP007 (AC)
RES-HVAC-FS-31-ZEAS.10 | Res ¦ Efficient Wall Furnace and ENERGY STAR Room AC - ZEAS 2030 - Hot-Dry ¦ SCG ¦ Hot-Dry | Res ¦ Efficient Wall Furnace and ENERGY STAR Room AC - ZEAS 2030 - Hot-Dry | SCG ¦ Hot-Dry | SCG | All | Electric & Gas | Efficient Wall Furnace and ENERGY STAR Room AC | Efficient |  | 2030 | 1 | Conventional | HVAC | Res - Multi Family | Res | ROB and NEW | 0 | Residential Households | Cap-Tons | 9 | DEER:HVAC_Eff_AC | -18 | 0 | -1.9524 | SWHC001-05, SWAP007-04 | 1089.5444 | 2022 | 304.26 | 2022 | 0 | 0 | SWHC001-05, SWAP007-04 | Res Ductless HVAC System - Fuel Sub - ZEAS 2030 - Hot-Dry ¦ SCG ¦ Hot-Dry | Res Ductless HVAC System - Fuel Sub - ZEAS 2030 - Hot-Dry | 0.003365 | 0.47 | 0 | RASS 2019 | 0 | 2012 | 1 | SWHC001 (furnace), SWAP007 (AC)
RES-HVAC-FS-31-ZEAS.11 | Res ¦ Efficient Wall Furnace and ENERGY STAR Room AC - ZEAS 2030 - Cold ¦ SCG ¦ Cold | Res ¦ Efficient Wall Furnace and ENERGY STAR Room AC - ZEAS 2030 - Cold | SCG ¦ Cold | SCG | All | Electric & Gas | Efficient Wall Furnace and ENERGY STAR Room AC | Efficient |  | 2030 | 1 | Conventional | HVAC | Res - Single Family | Res | ROB and NEW | 0 | Residential Households | Cap-Tons | 9 | DEER:HVAC_Eff_AC | -48.96 | 0 | -2.0906 | SWHC001-05, SWAP007-04 | 1089.5444 | 2022 | 304.26 | 2022 | 0 | 0 | SWHC001-05, SWAP007-04 | Res Ductless HVAC System - Fuel Sub - ZEAS 2030 - Cold ¦ SCG ¦ Cold | Res Ductless HVAC System - Fuel Sub - ZEAS 2030 - Cold | 0.018094 | 0.47 | 0.033333 | RASS 2019 | 0 | 2012 | 1 | SWHC001 (furnace), SWAP007 (AC)
RES-HVAC-FS-31-ZEAS.12 | Res ¦ Efficient Wall Furnace and ENERGY STAR Room AC - ZEAS 2030 - Cold ¦ SCG ¦ Cold | Res ¦ Efficient Wall Furnace and ENERGY STAR Room AC - ZEAS 2030 - Cold | SCG ¦ Cold | SCG | All | Electric & Gas | Efficient Wall Furnace and ENERGY STAR Room AC | Efficient |  | 2030 | 1 | Conventional | HVAC | Res - Multi Family | Res | ROB and NEW | 0 | Residential Households | Cap-Tons | 9 | DEER:HVAC_Eff_AC | -38.88 | 0 | -2.3958 | SWHC001-05, SWAP007-04 | 1089.5444 | 2022 | 304.26 | 2022 | 0 | 0 | SWHC001-05, SWAP007-04 | Res Ductless HVAC System - Fuel Sub - ZEAS 2030 - Cold ¦ SCG ¦ Cold | Res Ductless HVAC System - Fuel Sub - ZEAS 2030 - Cold | 0.003365 | 0.47 | 0 | RASS 2019 | 0 | 2012 | 1 | SWHC001 (furnace), SWAP007 (AC)
RES-HVAC-FS-31-ZEAS.13 | Res ¦ Efficient Wall Furnace and ENERGY STAR Room AC - ZEAS 2030 - Marine ¦ SDG&E ¦ Marine | Res ¦ Efficient Wall Furnace and ENERGY STAR Room AC - ZEAS 2030 - Marine | SDG&E ¦ Marine | SDG&E | All | Electric & Gas | Efficient Wall Furnace and ENERGY STAR Room AC | Efficient |  | 2030 | 1 | Conventional | HVAC | Res - Single Family | Res | ROB and NEW | 0 | Residential Households | Cap-Tons | 9 | DEER:HVAC_Eff_AC | -24.192 | 0 | -3.3831 | SWHC001-05, SWAP007-04 | 1089.5444 | 2022 | 304.26 | 2022 | 0 | 0 | SWHC001-05, SWAP007-04 | Res Ductless HVAC System - Fuel Sub - ZEAS 2030 - Marine ¦ SDG&E ¦ Marine | Res Ductless HVAC System - Fuel Sub - ZEAS 2030 - Marine | 0.019158 | 0.47 | 0 | RASS 2019 | 0 | 2012 | 1 | SWHC001 (furnace), SWAP007 (AC)
RES-HVAC-FS-31-ZEAS.14 | Res ¦ Efficient Wall Furnace and ENERGY STAR Room AC - ZEAS 2030 - Marine ¦ SDG&E ¦ Marine | Res ¦ Efficient Wall Furnace and ENERGY STAR Room AC - ZEAS 2030 - Marine | SDG&E ¦ Marine | SDG&E | All | Electric & Gas | Efficient Wall Furnace and ENERGY STAR Room AC | Efficient |  | 2030 | 1 | Conventional | HVAC | Res - Multi Family | Res | ROB and NEW | 0 | Residential Households | Cap-Tons | 9 | DEER:HVAC_Eff_AC | -16.128 | 0 | -1.7467 | SWHC001-05, SWAP007-04 | 1089.5444 | 2022 | 304.26 | 2022 | 0 | 0 | SWHC001-05, SWAP007-04 | Res Ductless HVAC System - Fuel Sub - ZEAS 2030 - Marine ¦ SDG&E ¦ Marine | Res Ductless HVAC System - Fuel Sub - ZEAS 2030 - Marine | 0.00065131 | 0.47 | 0 | RASS 2019 | 0 | 2012 | 1 | SWHC001 (furnace), SWAP007 (AC)
RES-HVAC-FS-31-ZEAS.15 | Res ¦ Efficient Wall Furnace and ENERGY STAR Room AC - ZEAS 2030 - Hot-Dry ¦ SDG&E ¦ Hot-Dry | Res ¦ Efficient Wall Furnace and ENERGY STAR Room AC - ZEAS 2030 - Hot-Dry | SDG&E ¦ Hot-Dry | SDG&E | All | Electric & Gas | Efficient Wall Furnace and ENERGY STAR Room AC | Efficient |  | 2030 | 1 | Conventional | HVAC | Res - Single Family | Res | ROB and NEW | 0 | Residential Households | Cap-Tons | 9 | DEER:HVAC_Eff_AC | -19.512 | 0 | -3.7372 | SWHC001-05, SWAP007-04 | 1089.5444 | 2022 | 304.26 | 2022 | 0 | 0 | SWHC001-05, SWAP007-04 | Res Ductless HVAC System - Fuel Sub - ZEAS 2030 - Hot-Dry ¦ SDG&E ¦ Hot-Dry | Res Ductless HVAC System - Fuel Sub - ZEAS 2030 - Hot-Dry | 0.019158 | 0.47 | 0 | RASS 2019 | 0 | 2012 | 1 | SWHC001 (furnace), SWAP007 (AC)
RES-HVAC-FS-31-ZEAS.16 | Res ¦ Efficient Wall Furnace and ENERGY STAR Room AC - ZEAS 2030 - Hot-Dry ¦ SDG&E ¦ Hot-Dry | Res ¦ Efficient Wall Furnace and ENERGY STAR Room AC - ZEAS 2030 - Hot-Dry | SDG&E ¦ Hot-Dry | SDG&E | All | Electric & Gas | Efficient Wall Furnace and ENERGY STAR Room AC | Efficient |  | 2030 | 1 | Conventional | HVAC | Res - Multi Family | Res | ROB and NEW | 0 | Residential Households | Cap-Tons | 9 | DEER:HVAC_Eff_AC | -12.672 | 0 | -1.4885 | SWHC001-05, SWAP007-04 | 1089.5444 | 2022 | 304.26 | 2022 | 0 | 0 | SWHC001-05, SWAP007-04 | Res Ductless HVAC System - Fuel Sub - ZEAS 2030 - Hot-Dry ¦ SDG&E ¦ Hot-Dry | Res Ductless HVAC System - Fuel Sub - ZEAS 2030 - Hot-Dry | 0.00065131 | 0.47 | 0 | RASS 2019 | 0 | 2012 | 1 | SWHC001 (furnace), SWAP007 (AC)
RES-HVAC-FS-30B-ZEAS.1 | Res ¦ Ductless Mini Split Heat Pump (SEER2 14.3) - Fuel Sub Future Baseline - ZEAS 2030 - Marine ¦ PG&E ¦ Marine | Res ¦ Ductless Mini Split Heat Pump (SEER2 14.3) - Fuel Sub Future Baseline - ZEAS 2030 - Marine | PG&E ¦ Marine | PG&E | All | Electric & Gas | Ductless Mini Split Heat Pump (SEER2 14.3) - Fuel Sub Future Baseline | Efficient | 2030 |  | 1 | Conventional | HVAC | Res - Single Family | Res | ROB and NEW | 1 | Residential Households | Cap-Tons | 23 | DEER:HVAC_Eff_AC | 174.76 | 0.008322 | -64.3 | SWHC050-05 | 1108.0485 | 2022 | 912.802 | 2022 | 0 | -132.13 | SWHC050-05 | Res Ductless HVAC System - Fuel Sub - ZEAS 2030 - Marine ¦ PG&E ¦ Marine | Res Ductless HVAC System - Fuel Sub - ZEAS 2030 - Marine | 0.003367 | 0.47 | 0 | RASS 2019 | 0 | 2012 | 1 | SWHC050
RES-HVAC-FS-30B-ZEAS.2 | Res ¦ Ductless Mini Split Heat Pump (SEER2 14.3) - Fuel Sub Future Baseline - ZEAS 2030 - Marine ¦ PG&E ¦ Marine | Res ¦ Ductless Mini Split Heat Pump (SEER2 14.3) - Fuel Sub Future Baseline - ZEAS 2030 - Marine | PG&E ¦ Marine | PG&E | All | Electric & Gas | Ductless Mini Split Heat Pump (SEER2 14.3) - Fuel Sub Future Baseline | Efficient | 2030 |  | 1 | Conventional | HVAC | Res - Multi Family | Res | ROB and NEW | 1 | Residential Households | Cap-Tons | 23 | DEER:HVAC_Eff_AC | 48.66 | 0.00873 | -48.2 | SWHC050-05 | 1108.0485 | 2022 | 912.802 | 2022 | 0 | -132.13 | SWHC050-05 | Res Ductless HVAC System - Fuel Sub - ZEAS 2030 - Marine ¦ PG&E ¦ Marine | Res Ductless HVAC System - Fuel Sub - ZEAS 2030 - Marine | 8.3696e-05 | 0.47 | 0 | RASS 2019 | 0 | 2012 | 1 | SWHC050
RES-HVAC-FS-30B-ZEAS.3 | Res ¦ Ductless Mini Split Heat Pump (SEER2 14.3) - Fuel Sub Future Baseline - ZEAS 2030 - Hot-Dry ¦ PG&E ¦ Hot-Dry | Res ¦ Ductless Mini Split Heat Pump (SEER2 14.3) - Fuel Sub Future Baseline - ZEAS 2030 - Hot-Dry | PG&E ¦ Hot-Dry | PG&E | All | Electric & Gas | Ductless Mini Split Heat Pump (SEER2 14.3) - Fuel Sub Future Baseline | Efficient | 2030 |  | 1 | Conventional | HVAC | Res - Single Family | Res | ROB and NEW | 1 | Residential Households | Cap-Tons | 23 | DEER:HVAC_Eff_AC | 108.13 | 0.01284 | -65.3 | SWHC050-05 | 1108.0485 | 2022 | 912.802 | 2022 | 0 | -132.13 | SWHC050-05 | Res Ductless HVAC System - Fuel Sub - ZEAS 2030 - Hot-Dry ¦ PG&E ¦ Hot-Dry | Res Ductless HVAC System - Fuel Sub - ZEAS 2030 - Hot-Dry | 0.003367 | 0.47 | 0 | RASS 2019 | 0 | 2012 | 1 | SWHC050
RES-HVAC-FS-30B-ZEAS.4 | Res ¦ Ductless Mini Split Heat Pump (SEER2 14.3) - Fuel Sub Future Baseline - ZEAS 2030 - Hot-Dry ¦ PG&E ¦ Hot-Dry | Res ¦ Ductless Mini Split Heat Pump (SEER2 14.3) - Fuel Sub Future Baseline - ZEAS 2030 - Hot-Dry | PG&E ¦ Hot-Dry | PG&E | All | Electric & Gas | Ductless Mini Split Heat Pump (SEER2 14.3) - Fuel Sub Future Baseline | Efficient | 2030 |  | 1 | Conventional | HVAC | Res - Multi Family | Res | ROB and NEW | 1 | Residential Households | Cap-Tons | 23 | DEER:HVAC_Eff_AC | 6.99 | 0.01296 | -35.2 | SWHC050-05 | 1108.0485 | 2022 | 912.802 | 2022 | 0 | -132.13 | SWHC050-05 | Res Ductless HVAC System - Fuel Sub - ZEAS 2030 - Hot-Dry ¦ PG&E ¦ Hot-Dry | Res Ductless HVAC System - Fuel Sub - ZEAS 2030 - Hot-Dry | 8.3696e-05 | 0.47 | 0 | RASS 2019 | 0 | 2012 | 1 | SWHC050
RES-HVAC-FS-30B-ZEAS.5 | Res ¦ Ductless Mini Split Heat Pump (SEER2 14.3) - Fuel Sub Future Baseline - ZEAS 2030 - Cold ¦ PG&E ¦ Cold | Res ¦ Ductless Mini Split Heat Pump (SEER2 14.3) - Fuel Sub Future Baseline - ZEAS 2030 - Cold | PG&E ¦ Cold | PG&E | All | Electric & Gas | Ductless Mini Split Heat Pump (SEER2 14.3) - Fuel Sub Future Baseline | Efficient | 2030 |  | 1 | Conventional | HVAC | Res - Single Family | Res | ROB and NEW | 1 | Residential Households | Cap-Tons | 23 | DEER:HVAC_Eff_AC | -147.29 | 0.01284 | -64.8 | SWHC050-05 | 1108.0485 | 2022 | 912.802 | 2022 | 0 | -132.13 | SWHC050-05 | Res Ductless HVAC System - Fuel Sub - ZEAS 2030 - Cold ¦ PG&E ¦ Cold | Res Ductless HVAC System - Fuel Sub - ZEAS 2030 - Cold | 0.003367 | 0.47 | 0 | RASS 2019 | 0 | 2012 | 1 | SWHC050
RES-HVAC-FS-30B-ZEAS.6 | Res ¦ Ductless Mini Split Heat Pump (SEER2 14.3) - Fuel Sub Future Baseline - ZEAS 2030 - Cold ¦ PG&E ¦ Cold | Res ¦ Ductless Mini Split Heat Pump (SEER2 14.3) - Fuel Sub Future Baseline - ZEAS 2030 - Cold | PG&E ¦ Cold | PG&E | All | Electric & Gas | Ductless Mini Split Heat Pump (SEER2 14.3) - Fuel Sub Future Baseline | Efficient | 2030 |  | 1 | Conventional | HVAC | Res - Multi Family | Res | ROB and NEW | 1 | Residential Households | Cap-Tons | 23 | DEER:HVAC_Eff_AC | 2.67 | 0.01428 | -64.7 | SWHC050-05 | 1108.0485 | 2022 | 912.802 | 2022 | 0 | -132.13 | SWHC050-05 | Res Ductless HVAC System - Fuel Sub - ZEAS 2030 - Cold ¦ PG&E ¦ Cold | Res Ductless HVAC System - Fuel Sub - ZEAS 2030 - Cold | 8.3696e-05 | 0.47 | 0 | RASS 2019 | 0 | 2012 | 1 | SWHC050
RES-HVAC-FS-30B-ZEAS.7 | Res ¦ Ductless Mini Split Heat Pump (SEER2 14.3) - Fuel Sub Future Baseline - ZEAS 2030 - Marine ¦ SCG ¦ Marine | Res ¦ Ductless Mini Split Heat Pump (SEER2 14.3) - Fuel Sub Future Baseline - ZEAS 2030 - Marine | SCG ¦ Marine | SCG | All | Electric & Gas | Ductless Mini Split Heat Pump (SEER2 14.3) - Fuel Sub Future Baseline | Efficient | 2030 |  | 1 | Conventional | HVAC | Res - Single Family | Res | ROB and NEW | 1 | Residential Households | Cap-Tons | 23 | DEER:HVAC_Eff_AC | 10.996 | 0.004461 | -33.8 | SWHC050-05 | 1108.0485 | 2022 | 912.802 | 2022 | 0 | -132.13 | SWHC050-05 | Res Ductless HVAC System - Fuel Sub - ZEAS 2030 - Marine ¦ SCG ¦ Marine | Res Ductless HVAC System - Fuel Sub - ZEAS 2030 - Marine | 0.018094 | 0.47 | 0 | RASS 2019 | 0 | 2012 | 1 | SWHC050
RES-HVAC-FS-30B-ZEAS.8 | Res ¦ Ductless Mini Split Heat Pump (SEER2 14.3) - Fuel Sub Future Baseline - ZEAS 2030 - Marine ¦ SCG ¦ Marine | Res ¦ Ductless Mini Split Heat Pump (SEER2 14.3) - Fuel Sub Future Baseline - ZEAS 2030 - Marine | SCG ¦ Marine | SCG | All | Electric & Gas | Ductless Mini Split Heat Pump (SEER2 14.3) - Fuel Sub Future Baseline | Efficient | 2030 |  | 1 | Conventional | HVAC | Res - Multi Family | Res | ROB and NEW | 1 | Residential Households | Cap-Tons | 23 | DEER:HVAC_Eff_AC | -54.546 | 0.005457 | -27.7998 | SWHC050-05 | 1108.0485 | 2022 | 912.802 | 2022 | 0 | -132.13 | SWHC050-05 | Res Ductless HVAC System - Fuel Sub - ZEAS 2030 - Marine ¦ SCG ¦ Marine | Res Ductless HVAC System - Fuel Sub - ZEAS 2030 - Marine | 0.003365 | 0.47 | 0 | RASS 2019 | 0 | 2012 | 1 | SWHC050
RES-HVAC-FS-30B-ZEAS.9 | Res ¦ Ductless Mini Split Heat Pump (SEER2 14.3) - Fuel Sub Future Baseline - ZEAS 2030 - Hot-Dry ¦ SCG ¦ Hot-Dry | Res ¦ Ductless Mini Split Heat Pump (SEER2 14.3) - Fuel Sub Future Baseline - ZEAS 2030 - Hot-Dry | SCG ¦ Hot-Dry | SCG | All | Electric & Gas | Ductless Mini Split Heat Pump (SEER2 14.3) - Fuel Sub Future Baseline | Efficient | 2030 |  | 1 | Conventional | HVAC | Res - Single Family | Res | ROB and NEW | 1 | Residential Households | Cap-Tons | 23 | DEER:HVAC_Eff_AC | -37.46 | 0.01089 | -38.1 | SWHC050-05 | 1108.0485 | 2022 | 912.802 | 2022 | 0 | -132.13 | SWHC050-05 | Res Ductless HVAC System - Fuel Sub - ZEAS 2030 - Hot-Dry ¦ SCG ¦ Hot-Dry | Res Ductless HVAC System - Fuel Sub - ZEAS 2030 - Hot-Dry | 0.018094 | 0.47 | 0 | RASS 2019 | 0 | 2012 | 1 | SWHC050
RES-HVAC-FS-30B-ZEAS.10 | Res ¦ Ductless Mini Split Heat Pump (SEER2 14.3) - Fuel Sub Future Baseline - ZEAS 2030 - Hot-Dry ¦ SCG ¦ Hot-Dry | Res ¦ Ductless Mini Split Heat Pump (SEER2 14.3) - Fuel Sub Future Baseline - ZEAS 2030 - Hot-Dry | SCG ¦ Hot-Dry | SCG | All | Electric & Gas | Ductless Mini Split Heat Pump (SEER2 14.3) - Fuel Sub Future Baseline | Efficient | 2030 |  | 1 | Conventional | HVAC | Res - Multi Family | Res | ROB and NEW | 1 | Residential Households | Cap-Tons | 23 | DEER:HVAC_Eff_AC | -158.08 | 0.00966 | -28.8 | SWHC050-05 | 1108.0485 | 2022 | 912.802 | 2022 | 0 | -132.13 | SWHC050-05 | Res Ductless HVAC System - Fuel Sub - ZEAS 2030 - Hot-Dry ¦ SCG ¦ Hot-Dry | Res Ductless HVAC System - Fuel Sub - ZEAS 2030 - Hot-Dry | 0.003365 | 0.47 | 0 | RASS 2019 | 0 | 2012 | 1 | SWHC050
RES-HVAC-FS-30B-ZEAS.11 | Res ¦ Ductless Mini Split Heat Pump (SEER2 14.3) - Fuel Sub Future Baseline - ZEAS 2030 - Cold ¦ SCG ¦ Cold | Res ¦ Ductless Mini Split Heat Pump (SEER2 14.3) - Fuel Sub Future Baseline - ZEAS 2030 - Cold | SCG ¦ Cold | SCG | All | Electric & Gas | Ductless Mini Split Heat Pump (SEER2 14.3) - Fuel Sub Future Baseline | Efficient | 2030 |  | 1 | Conventional | HVAC | Res - Single Family | Res | ROB and NEW | 1 | Residential Households | Cap-Tons | 23 | DEER:HVAC_Eff_AC | -147.29 | 0.01284 | -64.8 | SWHC050-05 | 1108.0485 | 2022 | 912.802 | 2022 | 0 | -132.13 | SWHC050-05 | Res Ductless HVAC System - Fuel Sub - ZEAS 2030 - Cold ¦ SCG ¦ Cold | Res Ductless HVAC System - Fuel Sub - ZEAS 2030 - Cold | 0.018094 | 0.47 | 0 | RASS 2019 | 0 | 2012 | 1 | SWHC050
RES-HVAC-FS-30B-ZEAS.12 | Res ¦ Ductless Mini Split Heat Pump (SEER2 14.3) - Fuel Sub Future Baseline - ZEAS 2030 - Cold ¦ SCG ¦ Cold | Res ¦ Ductless Mini Split Heat Pump (SEER2 14.3) - Fuel Sub Future Baseline - ZEAS 2030 - Cold | SCG ¦ Cold | SCG | All | Electric & Gas | Ductless Mini Split Heat Pump (SEER2 14.3) - Fuel Sub Future Baseline | Efficient | 2030 |  | 1 | Conventional | HVAC | Res - Multi Family | Res | ROB and NEW | 1 | Residential Households | Cap-Tons | 23 | DEER:HVAC_Eff_AC | 2.67 | 0.01428 | -64.7 | SWHC050-05 | 1108.0485 | 2022 | 912.802 | 2022 | 0 | -132.13 | SWHC050-05 | Res Ductless HVAC System - Fuel Sub - ZEAS 2030 - Cold ¦ SCG ¦ Cold | Res Ductless HVAC System - Fuel Sub - ZEAS 2030 - Cold | 0.003365 | 0.47 | 0 | RASS 2019 | 0 | 2012 | 1 | SWHC050
RES-HVAC-FS-30B-ZEAS.13 | Res ¦ Ductless Mini Split Heat Pump (SEER2 14.3) - Fuel Sub Future Baseline - ZEAS 2030 - Marine ¦ SDG&E ¦ Marine | Res ¦ Ductless Mini Split Heat Pump (SEER2 14.3) - Fuel Sub Future Baseline - ZEAS 2030 - Marine | SDG&E ¦ Marine | SDG&E | All | Electric & Gas | Ductless Mini Split Heat Pump (SEER2 14.3) - Fuel Sub Future Baseline | Efficient | 2030 |  | 1 | Conventional | HVAC | Res - Single Family | Res | ROB and NEW | 1 | Residential Households | Cap-Tons | 23 | DEER:HVAC_Eff_AC | 10.996 | 0.004461 | -33.8 | SWHC050-05 | 1108.0485 | 2022 | 912.802 | 2022 | 0 | -132.13 | SWHC050-05 | Res Ductless HVAC System - Fuel Sub - ZEAS 2030 - Marine ¦ SDG&E ¦ Marine | Res Ductless HVAC System - Fuel Sub - ZEAS 2030 - Marine | 0.019158 | 0.47 | 0 | RASS 2019 | 0 | 2012 | 1 | SWHC050
RES-HVAC-FS-30B-ZEAS.14 | Res ¦ Ductless Mini Split Heat Pump (SEER2 14.3) - Fuel Sub Future Baseline - ZEAS 2030 - Marine ¦ SDG&E ¦ Marine | Res ¦ Ductless Mini Split Heat Pump (SEER2 14.3) - Fuel Sub Future Baseline - ZEAS 2030 - Marine | SDG&E ¦ Marine | SDG&E | All | Electric & Gas | Ductless Mini Split Heat Pump (SEER2 14.3) - Fuel Sub Future Baseline | Efficient | 2030 |  | 1 | Conventional | HVAC | Res - Multi Family | Res | ROB and NEW | 1 | Residential Households | Cap-Tons | 23 | DEER:HVAC_Eff_AC | -54.546 | 0.005457 | -27.7998 | SWHC050-05 | 1108.0485 | 2022 | 912.802 | 2022 | 0 | -132.13 | SWHC050-05 | Res Ductless HVAC System - Fuel Sub - ZEAS 2030 - Marine ¦ SDG&E ¦ Marine | Res Ductless HVAC System - Fuel Sub - ZEAS 2030 - Marine | 0.00065131 | 0.47 | 0 | RASS 2019 | 0 | 2012 | 1 | SWHC050
RES-HVAC-FS-30B-ZEAS.15 | Res ¦ Ductless Mini Split Heat Pump (SEER2 14.3) - Fuel Sub Future Baseline - ZEAS 2030 - Hot-Dry ¦ SDG&E ¦ Hot-Dry | Res ¦ Ductless Mini Split Heat Pump (SEER2 14.3) - Fuel Sub Future Baseline - ZEAS 2030 - Hot-Dry | SDG&E ¦ Hot-Dry | SDG&E | All | Electric & Gas | Ductless Mini Split Heat Pump (SEER2 14.3) - Fuel Sub Future Baseline | Efficient | 2030 |  | 1 | Conventional | HVAC | Res - Single Family | Res | ROB and NEW | 1 | Residential Households | Cap-Tons | 23 | DEER:HVAC_Eff_AC | 21.351 | 0.00858 | -41.6 | SWHC050-05 | 1108.0485 | 2022 | 912.802 | 2022 | 0 | -132.13 | SWHC050-05 | Res Ductless HVAC System - Fuel Sub - ZEAS 2030 - Hot-Dry ¦ SDG&E ¦ Hot-Dry | Res Ductless HVAC System - Fuel Sub - ZEAS 2030 - Hot-Dry | 0.019158 | 0.47 | 0 | RASS 2019 | 0 | 2012 | 1 | SWHC050
RES-HVAC-FS-30B-ZEAS.16 | Res ¦ Ductless Mini Split Heat Pump (SEER2 14.3) - Fuel Sub Future Baseline - ZEAS 2030 - Hot-Dry ¦ SDG&E ¦ Hot-Dry | Res ¦ Ductless Mini Split Heat Pump (SEER2 14.3) - Fuel Sub Future Baseline - ZEAS 2030 - Hot-Dry | SDG&E ¦ Hot-Dry | SDG&E | All | Electric & Gas | Ductless Mini Split Heat Pump (SEER2 14.3) - Fuel Sub Future Baseline | Efficient | 2030 |  | 1 | Conventional | HVAC | Res - Multi Family | Res | ROB and NEW | 1 | Residential Households | Cap-Tons | 23 | DEER:HVAC_Eff_AC | -60.311 | 0.009177 | -24 | SWHC050-05 | 1108.0485 | 2022 | 912.802 | 2022 | 0 | -132.13 | SWHC050-05 | Res Ductless HVAC System - Fuel Sub - ZEAS 2030 - Hot-Dry ¦ SDG&E ¦ Hot-Dry | Res Ductless HVAC System - Fuel Sub - ZEAS 2030 - Hot-Dry | 0.00065131 | 0.47 | 0 | RASS 2019 | 0 | 2012 | 1 | SWHC050
RES-HVAC-FS-32-ZEAS.1 | Res ¦ Ductless Mini Split Heat Pump (SEER2 15.2) - Fuel Sub - ZEAS 2030 - Marine ¦ PG&E ¦ Marine | Res ¦ Ductless Mini Split Heat Pump (SEER2 15.2) - Fuel Sub - ZEAS 2030 - Marine | PG&E ¦ Marine | PG&E | All | Electric & Gas | Ductless Mini Split Heat Pump (SEER2 15.2) - Fuel Sub | Efficient |  |  | 1 | Conventional | HVAC | Res - Single Family | Res | ROB Only | 1 | Residential Households | Cap-Tons | 23 | DEER:HVAC_Eff_AC | 166 | 0 | -64.3 | SWHC044-05 | 1204.3185 | 2022 | 912.802 | 2022 | 0 | -132.13 | SWHC044-05 | Res Ductless HVAC System - Fuel Sub - ZEAS 2030 - Marine ¦ PG&E ¦ Marine | Res Ductless HVAC System - Fuel Sub - ZEAS 2030 - Marine | 0.003367 | 0.47 | 0 | RASS 2019 | 466.6861 | 2032 | 1 | SWHC044
RES-HVAC-FS-32-ZEAS.2 | Res ¦ Ductless Mini Split Heat Pump (SEER2 15.2) - Fuel Sub - ZEAS 2030 - Marine ¦ PG&E ¦ Marine | Res ¦ Ductless Mini Split Heat Pump (SEER2 15.2) - Fuel Sub - ZEAS 2030 - Marine | PG&E ¦ Marine | PG&E | All | Electric & Gas | Ductless Mini Split Heat Pump (SEER2 15.2) - Fuel Sub | Efficient |  |  | 1 | Conventional | HVAC | Res - Multi Family | Res | ROB Only | 1 | Residential Households | Cap-Tons | 23 | DEER:HVAC_Eff_AC | 39.3 | 0 | -48.2 | SWHC044-05 | 1204.3185 | 2022 | 912.802 | 2022 | 0 | -132.13 | SWHC044-05 | Res Ductless HVAC System - Fuel Sub - ZEAS 2030 - Marine ¦ PG&E ¦ Marine | Res Ductless HVAC System - Fuel Sub - ZEAS 2030 - Marine | 8.3696e-05 | 0.47 | 0 | RASS 2019 | 0 | 2012 | 1 | SWHC044
RES-HVAC-FS-32-ZEAS.3 | Res ¦ Ductless Mini Split Heat Pump (SEER2 15.2) - Fuel Sub - ZEAS 2030 - Hot-Dry ¦ PG&E ¦ Hot-Dry | Res ¦ Ductless Mini Split Heat Pump (SEER2 15.2) - Fuel Sub - ZEAS 2030 - Hot-Dry | PG&E ¦ Hot-Dry | PG&E | All | Electric & Gas | Ductless Mini Split Heat Pump (SEER2 15.2) - Fuel Sub | Efficient |  |  | 1 | Conventional | HVAC | Res - Single Family | Res | ROB Only | 1 | Residential Households | Cap-Tons | 23 | DEER:HVAC_Eff_AC | 93.1 | 0 | -65.3 | SWHC044-05 | 1204.3185 | 2022 | 912.802 | 2022 | 0 | -132.13 | SWHC044-05 | Res Ductless HVAC System - Fuel Sub - ZEAS 2030 - Hot-Dry ¦ PG&E ¦ Hot-Dry | Res Ductless HVAC System - Fuel Sub - ZEAS 2030 - Hot-Dry | 0.003367 | 0.47 | 0 | RASS 2019 | 466.6861 | 2032 | 1 | SWHC044
RES-HVAC-FS-32-ZEAS.4 | Res ¦ Ductless Mini Split Heat Pump (SEER2 15.2) - Fuel Sub - ZEAS 2030 - Hot-Dry ¦ PG&E ¦ Hot-Dry | Res ¦ Ductless Mini Split Heat Pump (SEER2 15.2) - Fuel Sub - ZEAS 2030 - Hot-Dry | PG&E ¦ Hot-Dry | PG&E | All | Electric & Gas | Ductless Mini Split Heat Pump (SEER2 15.2) - Fuel Sub | Efficient |  |  | 1 | Conventional | HVAC | Res - Multi Family | Res | ROB Only | 1 | Residential Households | Cap-Tons | 23 | DEER:HVAC_Eff_AC | -4.65 | 0 | -35.2 | SWHC044-05 | 1204.3185 | 2022 | 912.802 | 2022 | 0 | -132.13 | SWHC044-05 | Res Ductless HVAC System - Fuel Sub - ZEAS 2030 - Hot-Dry ¦ PG&E ¦ Hot-Dry | Res Ductless HVAC System - Fuel Sub - ZEAS 2030 - Hot-Dry | 8.3696e-05 | 0.47 | 0 | RASS 2019 | 0 | 2012 | 1 | SWHC044
RES-HVAC-FS-32-ZEAS.5 | Res ¦ Ductless Mini Split Heat Pump (SEER2 15.2) - Fuel Sub - ZEAS 2030 - Cold ¦ PG&E ¦ Cold | Res ¦ Ductless Mini Split Heat Pump (SEER2 15.2) - Fuel Sub - ZEAS 2030 - Cold | PG&E ¦ Cold | PG&E | All | Electric & Gas | Ductless Mini Split Heat Pump (SEER2 15.2) - Fuel Sub | Efficient |  |  | 1 | Conventional | HVAC | Res - Single Family | Res | ROB Only | 1 | Residential Households | Cap-Tons | 23 | DEER:HVAC_Eff_AC | -167 | 0 | -64.8 | SWHC044-05 | 1204.3185 | 2022 | 912.802 | 2022 | 0 | -132.13 | SWHC044-05 | Res Ductless HVAC System - Fuel Sub - ZEAS 2030 - Cold ¦ PG&E ¦ Cold | Res Ductless HVAC System - Fuel Sub - ZEAS 2030 - Cold | 0.003367 | 0.47 | 0 | RASS 2019 | 466.6861 | 2032 | 1 | SWHC044
RES-HVAC-FS-32-ZEAS.6 | Res ¦ Ductless Mini Split Heat Pump (SEER2 15.2) - Fuel Sub - ZEAS 2030 - Cold ¦ PG&E ¦ Cold | Res ¦ Ductless Mini Split Heat Pump (SEER2 15.2) - Fuel Sub - ZEAS 2030 - Cold | PG&E ¦ Cold | PG&E | All | Electric & Gas | Ductless Mini Split Heat Pump (SEER2 15.2) - Fuel Sub | Efficient |  |  | 1 | Conventional | HVAC | Res - Multi Family | Res | ROB Only | 1 | Residential Households | Cap-Tons | 23 | DEER:HVAC_Eff_AC | -17.4 | 0 | -64.7 | SWHC044-05 | 1204.3185 | 2022 | 912.802 | 2022 | 0 | -132.13 | SWHC044-05 | Res Ductless HVAC System - Fuel Sub - ZEAS 2030 - Cold ¦ PG&E ¦ Cold | Res Ductless HVAC System - Fuel Sub - ZEAS 2030 - Cold | 8.3696e-05 | 0.47 | 0 | RASS 2019 | 0 | 2012 | 1 | SWHC044
RES-HVAC-FS-32-ZEAS.7 | Res ¦ Ductless Mini Split Heat Pump (SEER2 15.2) - Fuel Sub - ZEAS 2030 - Marine ¦ SCG ¦ Marine | Res ¦ Ductless Mini Split Heat Pump (SEER2 15.2) - Fuel Sub - ZEAS 2030 - Marine | SCG ¦ Marine | SCG | All | Electric & Gas | Ductless Mini Split Heat Pump (SEER2 15.2) - Fuel Sub | Efficient |  |  | 1 | Conventional | HVAC | Res - Single Family | Res | ROB Only | 1 | Residential Households | Cap-Tons | 23 | DEER:HVAC_Eff_AC | 4.03 | 0 | -33.8 | SWHC044-05 | 1204.3185 | 2022 | 912.802 | 2022 | 0 | -132.13 | SWHC044-05 | Res Ductless HVAC System - Fuel Sub - ZEAS 2030 - Marine ¦ SCG ¦ Marine | Res Ductless HVAC System - Fuel Sub - ZEAS 2030 - Marine | 0.018094 | 0.47 | 0 | RASS 2019 | 466.6861 | 2032 | 1 | SWHC044
RES-HVAC-FS-32-ZEAS.8 | Res ¦ Ductless Mini Split Heat Pump (SEER2 15.2) - Fuel Sub - ZEAS 2030 - Marine ¦ SCG ¦ Marine | Res ¦ Ductless Mini Split Heat Pump (SEER2 15.2) - Fuel Sub - ZEAS 2030 - Marine | SCG ¦ Marine | SCG | All | Electric & Gas | Ductless Mini Split Heat Pump (SEER2 15.2) - Fuel Sub | Efficient |  |  | 1 | Conventional | HVAC | Res - Multi Family | Res | ROB Only | 1 | Residential Households | Cap-Tons | 23 | DEER:HVAC_Eff_AC | -62.1 | 0 | -27.8 | SWHC044-05 | 1204.3185 | 2022 | 912.802 | 2022 | 0 | -132.13 | SWHC044-05 | Res Ductless HVAC System - Fuel Sub - ZEAS 2030 - Marine ¦ SCG ¦ Marine | Res Ductless HVAC System - Fuel Sub - ZEAS 2030 - Marine | 0.003365 | 0.47 | 0 | RASS 2019 | 0 | 2012 | 1 | SWHC044
RES-HVAC-FS-32-ZEAS.9 | Res ¦ Ductless Mini Split Heat Pump (SEER2 15.2) - Fuel Sub - ZEAS 2030 - Hot-Dry ¦ SCG ¦ Hot-Dry | Res ¦ Ductless Mini Split Heat Pump (SEER2 15.2) - Fuel Sub - ZEAS 2030 - Hot-Dry | SCG ¦ Hot-Dry | SCG | All | Electric & Gas | Ductless Mini Split Heat Pump (SEER2 15.2) - Fuel Sub | Efficient |  |  | 1 | Conventional | HVAC | Res - Single Family | Res | ROB Only | 1 | Residential Households | Cap-Tons | 23 | DEER:HVAC_Eff_AC | -50 | 0 | -38.1 | SWHC044-05 | 1204.3185 | 2022 | 912.802 | 2022 | 0 | -132.13 | SWHC044-05 | Res Ductless HVAC System - Fuel Sub - ZEAS 2030 - Hot-Dry ¦ SCG ¦ Hot-Dry | Res Ductless HVAC System - Fuel Sub - ZEAS 2030 - Hot-Dry | 0.018094 | 0.47 | 0 | RASS 2019 | 466.6861 | 2032 | 1 | SWHC044
RES-HVAC-FS-32-ZEAS.10 | Res ¦ Ductless Mini Split Heat Pump (SEER2 15.2) - Fuel Sub - ZEAS 2030 - Hot-Dry ¦ SCG ¦ Hot-Dry | Res ¦ Ductless Mini Split Heat Pump (SEER2 15.2) - Fuel Sub - ZEAS 2030 - Hot-Dry | SCG ¦ Hot-Dry | SCG | All | Electric & Gas | Ductless Mini Split Heat Pump (SEER2 15.2) - Fuel Sub | Efficient |  |  | 1 | Conventional | HVAC | Res - Multi Family | Res | ROB Only | 1 | Residential Households | Cap-Tons | 23 | DEER:HVAC_Eff_AC | -172 | 0 | -28.8 | SWHC044-05 | 1204.3185 | 2022 | 912.802 | 2022 | 0 | -132.13 | SWHC044-05 | Res Ductless HVAC System - Fuel Sub - ZEAS 2030 - Hot-Dry ¦ SCG ¦ Hot-Dry | Res Ductless HVAC System - Fuel Sub - ZEAS 2030 - Hot-Dry | 0.003365 | 0.47 | 0 | RASS 2019 | 0 | 2012 | 1 | SWHC044
RES-HVAC-FS-32-ZEAS.11 | Res ¦ Ductless Mini Split Heat Pump (SEER2 15.2) - Fuel Sub - ZEAS 2030 - Cold ¦ SCG ¦ Cold | Res ¦ Ductless Mini Split Heat Pump (SEER2 15.2) - Fuel Sub - ZEAS 2030 - Cold | SCG ¦ Cold | SCG | All | Electric & Gas | Ductless Mini Split Heat Pump (SEER2 15.2) - Fuel Sub | Efficient |  |  | 1 | Conventional | HVAC | Res - Single Family | Res | ROB Only | 1 | Residential Households | Cap-Tons | 23 | DEER:HVAC_Eff_AC | -167 | 0 | -64.8 | SWHC044-05 | 1204.3185 | 2022 | 912.802 | 2022 | 0 | -132.13 | SWHC044-05 | Res Ductless HVAC System - Fuel Sub - ZEAS 2030 - Cold ¦ SCG ¦ Cold | Res Ductless HVAC System - Fuel Sub - ZEAS 2030 - Cold | 0.018094 | 0.47 | 0 | RASS 2019 | 466.6861 | 2032 | 1 | SWHC044
RES-HVAC-FS-32-ZEAS.12 | Res ¦ Ductless Mini Split Heat Pump (SEER2 15.2) - Fuel Sub - ZEAS 2030 - Cold ¦ SCG ¦ Cold | Res ¦ Ductless Mini Split Heat Pump (SEER2 15.2) - Fuel Sub - ZEAS 2030 - Cold | SCG ¦ Cold | SCG | All | Electric & Gas | Ductless Mini Split Heat Pump (SEER2 15.2) - Fuel Sub | Efficient |  |  | 1 | Conventional | HVAC | Res - Multi Family | Res | ROB Only | 1 | Residential Households | Cap-Tons | 23 | DEER:HVAC_Eff_AC | -17.4 | 0 | -64.7 | SWHC044-05 | 1204.3185 | 2022 | 912.802 | 2022 | 0 | -132.13 | SWHC044-05 | Res Ductless HVAC System - Fuel Sub - ZEAS 2030 - Cold ¦ SCG ¦ Cold | Res Ductless HVAC System - Fuel Sub - ZEAS 2030 - Cold | 0.003365 | 0.47 | 0 | RASS 2019 | 0 | 2012 | 1 | SWHC044
RES-HVAC-FS-32-ZEAS.13 | Res ¦ Ductless Mini Split Heat Pump (SEER2 15.2) - Fuel Sub - ZEAS 2030 - Marine ¦ SDG&E ¦ Marine | Res ¦ Ductless Mini Split Heat Pump (SEER2 15.2) - Fuel Sub - ZEAS 2030 - Marine | SDG&E ¦ Marine | SDG&E | All | Electric & Gas | Ductless Mini Split Heat Pump (SEER2 15.2) - Fuel Sub | Efficient |  |  | 1 | Conventional | HVAC | Res - Single Family | Res | ROB Only | 1 | Residential Households | Cap-Tons | 23 | DEER:HVAC_Eff_AC | 4.03 | 0 | -33.8 | SWHC044-05 | 1204.3185 | 2022 | 912.802 | 2022 | 0 | -132.13 | SWHC044-05 | Res Ductless HVAC System - Fuel Sub - ZEAS 2030 - Marine ¦ SDG&E ¦ Marine | Res Ductless HVAC System - Fuel Sub - ZEAS 2030 - Marine | 0.019158 | 0.47 | 0 | RASS 2019 | 466.6861 | 2032 | 1 | SWHC044
RES-HVAC-FS-32-ZEAS.14 | Res ¦ Ductless Mini Split Heat Pump (SEER2 15.2) - Fuel Sub - ZEAS 2030 - Marine ¦ SDG&E ¦ Marine | Res ¦ Ductless Mini Split Heat Pump (SEER2 15.2) - Fuel Sub - ZEAS 2030 - Marine | SDG&E ¦ Marine | SDG&E | All | Electric & Gas | Ductless Mini Split Heat Pump (SEER2 15.2) - Fuel Sub | Efficient |  |  | 1 | Conventional | HVAC | Res - Multi Family | Res | ROB Only | 1 | Residential Households | Cap-Tons | 23 | DEER:HVAC_Eff_AC | -62.1 | 0 | -27.8 | SWHC044-05 | 1204.3185 | 2022 | 912.802 | 2022 | 0 | -132.13 | SWHC044-05 | Res Ductless HVAC System - Fuel Sub - ZEAS 2030 - Marine ¦ SDG&E ¦ Marine | Res Ductless HVAC System - Fuel Sub - ZEAS 2030 - Marine | 0.00065131 | 0.47 | 0 | RASS 2019 | 0 | 2012 | 1 | SWHC044
RES-HVAC-FS-32-ZEAS.15 | Res ¦ Ductless Mini Split Heat Pump (SEER2 15.2) - Fuel Sub - ZEAS 2030 - Hot-Dry ¦ SDG&E ¦ Hot-Dry | Res ¦ Ductless Mini Split Heat Pump (SEER2 15.2) - Fuel Sub - ZEAS 2030 - Hot-Dry | SDG&E ¦ Hot-Dry | SDG&E | All | Electric & Gas | Ductless Mini Split Heat Pump (SEER2 15.2) - Fuel Sub | Efficient |  |  | 1 | Conventional | HVAC | Res - Single Family | Res | ROB Only | 1 | Residential Households | Cap-Tons | 23 | DEER:HVAC_Eff_AC | 13.2 | 0 | -41.6 | SWHC044-05 | 1204.3185 | 2022 | 912.802 | 2022 | 0 | -132.13 | SWHC044-05 | Res Ductless HVAC System - Fuel Sub - ZEAS 2030 - Hot-Dry ¦ SDG&E ¦ Hot-Dry | Res Ductless HVAC System - Fuel Sub - ZEAS 2030 - Hot-Dry | 0.019158 | 0.47 | 0 | RASS 2019 | 466.6861 | 2032 | 1 | SWHC044
RES-HVAC-FS-32-ZEAS.16 | Res ¦ Ductless Mini Split Heat Pump (SEER2 15.2) - Fuel Sub - ZEAS 2030 - Hot-Dry ¦ SDG&E ¦ Hot-Dry | Res ¦ Ductless Mini Split Heat Pump (SEER2 15.2) - Fuel Sub - ZEAS 2030 - Hot-Dry | SDG&E ¦ Hot-Dry | SDG&E | All | Electric & Gas | Ductless Mini Split Heat Pump (SEER2 15.2) - Fuel Sub | Efficient |  |  | 1 | Conventional | HVAC | Res - Multi Family | Res | ROB Only | 1 | Residential Households | Cap-Tons | 23 | DEER:HVAC_Eff_AC | -68 | 0 | -24 | SWHC044-05 | 1204.3185 | 2022 | 912.802 | 2022 | 0 | -132.13 | SWHC044-05 | Res Ductless HVAC System - Fuel Sub - ZEAS 2030 - Hot-Dry ¦ SDG&E ¦ Hot-Dry | Res Ductless HVAC System - Fuel Sub - ZEAS 2030 - Hot-Dry | 0.00065131 | 0.47 | 0 | RASS 2019 | 0 | 2012 | 1 | SWHC044
RES-HVAC-FS-33-ZEAS.1 | Res ¦ Ductless Mini Split Heat Pump (SEER2 16.0) - Fuel Sub - ZEAS 2030 - Marine ¦ PG&E ¦ Marine | Res ¦ Ductless Mini Split Heat Pump (SEER2 16.0) - Fuel Sub - ZEAS 2030 - Marine | PG&E ¦ Marine | PG&E | All | Electric & Gas | Ductless Mini Split Heat Pump (SEER2 16.0) - Fuel Sub | Efficient |  |  | 1 | Conventional | HVAC | Res - Single Family | Res | ROB Only | 1 | Residential Households | Cap-Tons | 23 | DEER:HVAC_Eff_AC | 150 | 0 | -64.3 | SWHC044-05 | 1518.95 | 2022 | 1410.7 | 2022 | 0 | -132.13 | SWHC044-05 | Res Ductless HVAC System - Fuel Sub - ZEAS 2030 - Marine ¦ PG&E ¦ Marine | Res Ductless HVAC System - Fuel Sub - ZEAS 2030 - Marine | 0.003367 | 0.47 | 0 | RASS 2019 | 466.6861 | 2032 | 1 | SWHC044
RES-HVAC-FS-33-ZEAS.2 | Res ¦ Ductless Mini Split Heat Pump (SEER2 16.0) - Fuel Sub - ZEAS 2030 - Marine ¦ PG&E ¦ Marine | Res ¦ Ductless Mini Split Heat Pump (SEER2 16.0) - Fuel Sub - ZEAS 2030 - Marine | PG&E ¦ Marine | PG&E | All | Electric & Gas | Ductless Mini Split Heat Pump (SEER2 16.0) - Fuel Sub | Efficient |  |  | 1 | Conventional | HVAC | Res - Multi Family | Res | ROB Only | 1 | Residential Households | Cap-Tons | 23 | DEER:HVAC_Eff_AC | 26.3 | 0 | -48.2 | SWHC044-05 | 1518.95 | 2022 | 1410.7 | 2022 | 0 | -132.13 | SWHC044-05 | Res Ductless HVAC System - Fuel Sub - ZEAS 2030 - Marine ¦ PG&E ¦ Marine | Res Ductless HVAC System - Fuel Sub - ZEAS 2030 - Marine | 8.3696e-05 | 0.47 | 0 | RASS 2019 | 0 | 2012 | 1 | SWHC044
RES-HVAC-FS-33-ZEAS.3 | Res ¦ Ductless Mini Split Heat Pump (SEER2 16.0) - Fuel Sub - ZEAS 2030 - Hot-Dry ¦ PG&E ¦ Hot-Dry | Res ¦ Ductless Mini Split Heat Pump (SEER2 16.0) - Fuel Sub - ZEAS 2030 - Hot-Dry | PG&E ¦ Hot-Dry | PG&E | All | Electric & Gas | Ductless Mini Split Heat Pump (SEER2 16.0) - Fuel Sub | Efficient |  |  | 1 | Conventional | HVAC | Res - Single Family | Res | ROB Only | 1 | Residential Households | Cap-Tons | 23 | DEER:HVAC_Eff_AC | 72.8 | 0 | -65.3 | SWHC044-05 | 1518.95 | 2022 | 1410.7 | 2022 | 0 | -132.13 | SWHC044-05 | Res Ductless HVAC System - Fuel Sub - ZEAS 2030 - Hot-Dry ¦ PG&E ¦ Hot-Dry | Res Ductless HVAC System - Fuel Sub - ZEAS 2030 - Hot-Dry | 0.003367 | 0.47 | 0 | RASS 2019 | 466.6861 | 2032 | 1 | SWHC044
RES-HVAC-FS-33-ZEAS.4 | Res ¦ Ductless Mini Split Heat Pump (SEER2 16.0) - Fuel Sub - ZEAS 2030 - Hot-Dry ¦ PG&E ¦ Hot-Dry | Res ¦ Ductless Mini Split Heat Pump (SEER2 16.0) - Fuel Sub - ZEAS 2030 - Hot-Dry | PG&E ¦ Hot-Dry | PG&E | All | Electric & Gas | Ductless Mini Split Heat Pump (SEER2 16.0) - Fuel Sub | Efficient |  |  | 1 | Conventional | HVAC | Res - Multi Family | Res | ROB Only | 1 | Residential Households | Cap-Tons | 23 | DEER:HVAC_Eff_AC | -20.6 | 0 | -35.2 | SWHC044-05 | 1518.95 | 2022 | 1410.7 | 2022 | 0 | -132.13 | SWHC044-05 | Res Ductless HVAC System - Fuel Sub - ZEAS 2030 - Hot-Dry ¦ PG&E ¦ Hot-Dry | Res Ductless HVAC System - Fuel Sub - ZEAS 2030 - Hot-Dry | 8.3696e-05 | 0.47 | 0 | RASS 2019 | 0 | 2012 | 1 | SWHC044
RES-HVAC-FS-33-ZEAS.5 | Res ¦ Ductless Mini Split Heat Pump (SEER2 16.0) - Fuel Sub - ZEAS 2030 - Cold ¦ PG&E ¦ Cold | Res ¦ Ductless Mini Split Heat Pump (SEER2 16.0) - Fuel Sub - ZEAS 2030 - Cold | PG&E ¦ Cold | PG&E | All | Electric & Gas | Ductless Mini Split Heat Pump (SEER2 16.0) - Fuel Sub | Efficient |  |  | 1 | Conventional | HVAC | Res - Single Family | Res | ROB Only | 1 | Residential Households | Cap-Tons | 23 | DEER:HVAC_Eff_AC | -193 | 0 | -64.8 | SWHC044-05 | 1518.95 | 2022 | 1410.7 | 2022 | 0 | -132.13 | SWHC044-05 | Res Ductless HVAC System - Fuel Sub - ZEAS 2030 - Cold ¦ PG&E ¦ Cold | Res Ductless HVAC System - Fuel Sub - ZEAS 2030 - Cold | 0.003367 | 0.47 | 0 | RASS 2019 | 466.6861 | 2032 | 1 | SWHC044
RES-HVAC-FS-33-ZEAS.6 | Res ¦ Ductless Mini Split Heat Pump (SEER2 16.0) - Fuel Sub - ZEAS 2030 - Cold ¦ PG&E ¦ Cold | Res ¦ Ductless Mini Split Heat Pump (SEER2 16.0) - Fuel Sub - ZEAS 2030 - Cold | PG&E ¦ Cold | PG&E | All | Electric & Gas | Ductless Mini Split Heat Pump (SEER2 16.0) - Fuel Sub | Efficient |  |  | 1 | Conventional | HVAC | Res - Multi Family | Res | ROB Only | 1 | Residential Households | Cap-Tons | 23 | DEER:HVAC_Eff_AC | -44.1 | 0 | -64.7 | SWHC044-05 | 1518.95 | 2022 | 1410.7 | 2022 | 0 | -132.13 | SWHC044-05 | Res Ductless HVAC System - Fuel Sub - ZEAS 2030 - Cold ¦ PG&E ¦ Cold | Res Ductless HVAC System - Fuel Sub - ZEAS 2030 - Cold | 8.3696e-05 | 0.47 | 0 | RASS 2019 | 0 | 2012 | 1 | SWHC044
RES-HVAC-FS-33-ZEAS.7 | Res ¦ Ductless Mini Split Heat Pump (SEER2 16.0) - Fuel Sub - ZEAS 2030 - Marine ¦ SCG ¦ Marine | Res ¦ Ductless Mini Split Heat Pump (SEER2 16.0) - Fuel Sub - ZEAS 2030 - Marine | SCG ¦ Marine | SCG | All | Electric & Gas | Ductless Mini Split Heat Pump (SEER2 16.0) - Fuel Sub | Efficient |  |  | 1 | Conventional | HVAC | Res - Single Family | Res | ROB Only | 1 | Residential Households | Cap-Tons | 23 | DEER:HVAC_Eff_AC | -6.28 | 0 | -33.8 | SWHC044-05 | 1518.95 | 2022 | 1410.7 | 2022 | 0 | -132.13 | SWHC044-05 | Res Ductless HVAC System - Fuel Sub - ZEAS 2030 - Marine ¦ SCG ¦ Marine | Res Ductless HVAC System - Fuel Sub - ZEAS 2030 - Marine | 0.018094 | 0.47 | 0 | RASS 2019 | 466.6861 | 2032 | 1 | SWHC044
RES-HVAC-FS-33-ZEAS.8 | Res ¦ Ductless Mini Split Heat Pump (SEER2 16.0) - Fuel Sub - ZEAS 2030 - Marine ¦ SCG ¦ Marine | Res ¦ Ductless Mini Split Heat Pump (SEER2 16.0) - Fuel Sub - ZEAS 2030 - Marine | SCG ¦ Marine | SCG | All | Electric & Gas | Ductless Mini Split Heat Pump (SEER2 16.0) - Fuel Sub | Efficient |  |  | 1 | Conventional | HVAC | Res - Multi Family | Res | ROB Only | 1 | Residential Households | Cap-Tons | 23 | DEER:HVAC_Eff_AC | -73.7 | 0 | -27.8 | SWHC044-05 | 1518.95 | 2022 | 1410.7 | 2022 | 0 | -132.13 | SWHC044-05 | Res Ductless HVAC System - Fuel Sub - ZEAS 2030 - Marine ¦ SCG ¦ Marine | Res Ductless HVAC System - Fuel Sub - ZEAS 2030 - Marine | 0.003365 | 0.47 | 0 | RASS 2019 | 0 | 2012 | 1 | SWHC044
RES-HVAC-FS-33-ZEAS.9 | Res ¦ Ductless Mini Split Heat Pump (SEER2 16.0) - Fuel Sub - ZEAS 2030 - Hot-Dry ¦ SCG ¦ Hot-Dry | Res ¦ Ductless Mini Split Heat Pump (SEER2 16.0) - Fuel Sub - ZEAS 2030 - Hot-Dry | SCG ¦ Hot-Dry | SCG | All | Electric & Gas | Ductless Mini Split Heat Pump (SEER2 16.0) - Fuel Sub | Efficient |  |  | 1 | Conventional | HVAC | Res - Single Family | Res | ROB Only | 1 | Residential Households | Cap-Tons | 23 | DEER:HVAC_Eff_AC | -65.5 | 0 | -38.1 | SWHC044-05 | 1518.95 | 2022 | 1410.7 | 2022 | 0 | -132.13 | SWHC044-05 | Res Ductless HVAC System - Fuel Sub - ZEAS 2030 - Hot-Dry ¦ SCG ¦ Hot-Dry | Res Ductless HVAC System - Fuel Sub - ZEAS 2030 - Hot-Dry | 0.018094 | 0.47 | 0 | RASS 2019 | 466.6861 | 2032 | 1 | SWHC044
RES-HVAC-FS-33-ZEAS.10 | Res ¦ Ductless Mini Split Heat Pump (SEER2 16.0) - Fuel Sub - ZEAS 2030 - Hot-Dry ¦ SCG ¦ Hot-Dry | Res ¦ Ductless Mini Split Heat Pump (SEER2 16.0) - Fuel Sub - ZEAS 2030 - Hot-Dry | SCG ¦ Hot-Dry | SCG | All | Electric & Gas | Ductless Mini Split Heat Pump (SEER2 16.0) - Fuel Sub | Efficient |  |  | 1 | Conventional | HVAC | Res - Multi Family | Res | ROB Only | 1 | Residential Households | Cap-Tons | 23 | DEER:HVAC_Eff_AC | -190 | 0 | -28.8 | SWHC044-05 | 1518.95 | 2022 | 1410.7 | 2022 | 0 | -132.13 | SWHC044-05 | Res Ductless HVAC System - Fuel Sub - ZEAS 2030 - Hot-Dry ¦ SCG ¦ Hot-Dry | Res Ductless HVAC System - Fuel Sub - ZEAS 2030 - Hot-Dry | 0.003365 | 0.47 | 0 | RASS 2019 | 0 | 2012 | 1 | SWHC044
RES-HVAC-FS-33-ZEAS.11 | Res ¦ Ductless Mini Split Heat Pump (SEER2 16.0) - Fuel Sub - ZEAS 2030 - Cold ¦ SCG ¦ Cold | Res ¦ Ductless Mini Split Heat Pump (SEER2 16.0) - Fuel Sub - ZEAS 2030 - Cold | SCG ¦ Cold | SCG | All | Electric & Gas | Ductless Mini Split Heat Pump (SEER2 16.0) - Fuel Sub | Efficient |  |  | 1 | Conventional | HVAC | Res - Single Family | Res | ROB Only | 1 | Residential Households | Cap-Tons | 23 | DEER:HVAC_Eff_AC | -193 | 0 | -64.8 | SWHC044-05 | 1518.95 | 2022 | 1410.7 | 2022 | 0 | -132.13 | SWHC044-05 | Res Ductless HVAC System - Fuel Sub - ZEAS 2030 - Cold ¦ SCG ¦ Cold | Res Ductless HVAC System - Fuel Sub - ZEAS 2030 - Cold | 0.018094 | 0.47 | 0 | RASS 2019 | 466.6861 | 2032 | 1 | SWHC044
RES-HVAC-FS-33-ZEAS.12 | Res ¦ Ductless Mini Split Heat Pump (SEER2 16.0) - Fuel Sub - ZEAS 2030 - Cold ¦ SCG ¦ Cold | Res ¦ Ductless Mini Split Heat Pump (SEER2 16.0) - Fuel Sub - ZEAS 2030 - Cold | SCG ¦ Cold | SCG | All | Electric & Gas | Ductless Mini Split Heat Pump (SEER2 16.0) - Fuel Sub | Efficient |  |  | 1 | Conventional | HVAC | Res - Multi Family | Res | ROB Only | 1 | Residential Households | Cap-Tons | 23 | DEER:HVAC_Eff_AC | -44.1 | 0 | -64.7 | SWHC044-05 | 1518.95 | 2022 | 1410.7 | 2022 | 0 | -132.13 | SWHC044-05 | Res Ductless HVAC System - Fuel Sub - ZEAS 2030 - Cold ¦ SCG ¦ Cold | Res Ductless HVAC System - Fuel Sub - ZEAS 2030 - Cold | 0.003365 | 0.47 | 0 | RASS 2019 | 0 | 2012 | 1 | SWHC044
RES-HVAC-FS-33-ZEAS.13 | Res ¦ Ductless Mini Split Heat Pump (SEER2 16.0) - Fuel Sub - ZEAS 2030 - Marine ¦ SDG&E ¦ Marine | Res ¦ Ductless Mini Split Heat Pump (SEER2 16.0) - Fuel Sub - ZEAS 2030 - Marine | SDG&E ¦ Marine | SDG&E | All | Electric & Gas | Ductless Mini Split Heat Pump (SEER2 16.0) - Fuel Sub | Efficient |  |  | 1 | Conventional | HVAC | Res - Single Family | Res | ROB Only | 1 | Residential Households | Cap-Tons | 23 | DEER:HVAC_Eff_AC | -6.28 | 0 | -33.8 | SWHC044-05 | 1518.95 | 2022 | 1410.7 | 2022 | 0 | -132.13 | SWHC044-05 | Res Ductless HVAC System - Fuel Sub - ZEAS 2030 - Marine ¦ SDG&E ¦ Marine | Res Ductless HVAC System - Fuel Sub - ZEAS 2030 - Marine | 0.019158 | 0.47 | 0 | RASS 2019 | 466.6861 | 2032 | 1 | SWHC044
RES-HVAC-FS-33-ZEAS.14 | Res ¦ Ductless Mini Split Heat Pump (SEER2 16.0) - Fuel Sub - ZEAS 2030 - Marine ¦ SDG&E ¦ Marine | Res ¦ Ductless Mini Split Heat Pump (SEER2 16.0) - Fuel Sub - ZEAS 2030 - Marine | SDG&E ¦ Marine | SDG&E | All | Electric & Gas | Ductless Mini Split Heat Pump (SEER2 16.0) - Fuel Sub | Efficient |  |  | 1 | Conventional | HVAC | Res - Multi Family | Res | ROB Only | 1 | Residential Households | Cap-Tons | 23 | DEER:HVAC_Eff_AC | -73.7 | 0 | -27.8 | SWHC044-05 | 1518.95 | 2022 | 1410.7 | 2022 | 0 | -132.13 | SWHC044-05 | Res Ductless HVAC System - Fuel Sub - ZEAS 2030 - Marine ¦ SDG&E ¦ Marine | Res Ductless HVAC System - Fuel Sub - ZEAS 2030 - Marine | 0.00065131 | 0.47 | 0 | RASS 2019 | 0 | 2012 | 1 | SWHC044
RES-HVAC-FS-33-ZEAS.15 | Res ¦ Ductless Mini Split Heat Pump (SEER2 16.0) - Fuel Sub - ZEAS 2030 - Hot-Dry ¦ SDG&E ¦ Hot-Dry | Res ¦ Ductless Mini Split Heat Pump (SEER2 16.0) - Fuel Sub - ZEAS 2030 - Hot-Dry | SDG&E ¦ Hot-Dry | SDG&E | All | Electric & Gas | Ductless Mini Split Heat Pump (SEER2 16.0) - Fuel Sub | Efficient |  |  | 1 | Conventional | HVAC | Res - Single Family | Res | ROB Only | 1 | Residential Households | Cap-Tons | 23 | DEER:HVAC_Eff_AC | 0.865 | 0 | -41.6 | SWHC044-05 | 1518.95 | 2022 | 1410.7 | 2022 | 0 | -132.13 | SWHC044-05 | Res Ductless HVAC System - Fuel Sub - ZEAS 2030 - Hot-Dry ¦ SDG&E ¦ Hot-Dry | Res Ductless HVAC System - Fuel Sub - ZEAS 2030 - Hot-Dry | 0.019158 | 0.47 | 0 | RASS 2019 | 466.6861 | 2032 | 1 | SWHC044
RES-HVAC-FS-33-ZEAS.16 | Res ¦ Ductless Mini Split Heat Pump (SEER2 16.0) - Fuel Sub - ZEAS 2030 - Hot-Dry ¦ SDG&E ¦ Hot-Dry | Res ¦ Ductless Mini Split Heat Pump (SEER2 16.0) - Fuel Sub - ZEAS 2030 - Hot-Dry | SDG&E ¦ Hot-Dry | SDG&E | All | Electric & Gas | Ductless Mini Split Heat Pump (SEER2 16.0) - Fuel Sub | Efficient |  |  | 1 | Conventional | HVAC | Res - Multi Family | Res | ROB Only | 1 | Residential Households | Cap-Tons | 23 | DEER:HVAC_Eff_AC | -78.9 | 0 | -24 | SWHC044-05 | 1518.95 | 2022 | 1410.7 | 2022 | 0 | -132.13 | SWHC044-05 | Res Ductless HVAC System - Fuel Sub - ZEAS 2030 - Hot-Dry ¦ SDG&E ¦ Hot-Dry | Res Ductless HVAC System - Fuel Sub - ZEAS 2030 - Hot-Dry | 0.00065131 | 0.47 | 0 | RASS 2019 | 0 | 2012 | 1 | SWHC044
RES-HVAC-FS-34-ZEAS.1 | Res ¦ Ductless Mini Split Heat Pump (SEER2 17.8) - Fuel Sub - ZEAS 2030 - Marine ¦ PG&E ¦ Marine | Res ¦ Ductless Mini Split Heat Pump (SEER2 17.8) - Fuel Sub - ZEAS 2030 - Marine | PG&E ¦ Marine | PG&E | All | Electric & Gas | Ductless Mini Split Heat Pump (SEER2 17.8) - Fuel Sub | Efficient |  |  | 1 | Conventional | HVAC | Res - Single Family | Res | ROB Only | 1 | Residential Households | Cap-Tons | 23 | DEER:HVAC_Eff_AC | 126 | 0 | -64.3 | SWHC044-05 | 1715.25 | 2022 | 1410.7 | 2022 | 0 | -132.13 | SWHC044-05 | Res Ductless HVAC System - Fuel Sub - ZEAS 2030 - Marine ¦ PG&E ¦ Marine | Res Ductless HVAC System - Fuel Sub - ZEAS 2030 - Marine | 0.003367 | 0.47 | 0 | RASS 2019 | 466.6861 | 2032 | 1 | SWHC044
RES-HVAC-FS-34-ZEAS.2 | Res ¦ Ductless Mini Split Heat Pump (SEER2 17.8) - Fuel Sub - ZEAS 2030 - Marine ¦ PG&E ¦ Marine | Res ¦ Ductless Mini Split Heat Pump (SEER2 17.8) - Fuel Sub - ZEAS 2030 - Marine | PG&E ¦ Marine | PG&E | All | Electric & Gas | Ductless Mini Split Heat Pump (SEER2 17.8) - Fuel Sub | Efficient |  |  | 1 | Conventional | HVAC | Res - Multi Family | Res | ROB Only | 1 | Residential Households | Cap-Tons | 23 | DEER:HVAC_Eff_AC | 6.01 | 0 | -48.2 | SWHC044-05 | 1715.25 | 2022 | 1410.7 | 2022 | 0 | -132.13 | SWHC044-05 | Res Ductless HVAC System - Fuel Sub - ZEAS 2030 - Marine ¦ PG&E ¦ Marine | Res Ductless HVAC System - Fuel Sub - ZEAS 2030 - Marine | 8.3696e-05 | 0.47 | 0 | RASS 2019 | 0 | 2012 | 1 | SWHC044
RES-HVAC-FS-34-ZEAS.3 | Res ¦ Ductless Mini Split Heat Pump (SEER2 17.8) - Fuel Sub - ZEAS 2030 - Hot-Dry ¦ PG&E ¦ Hot-Dry | Res ¦ Ductless Mini Split Heat Pump (SEER2 17.8) - Fuel Sub - ZEAS 2030 - Hot-Dry | PG&E ¦ Hot-Dry | PG&E | All | Electric & Gas | Ductless Mini Split Heat Pump (SEER2 17.8) - Fuel Sub | Efficient |  |  | 1 | Conventional | HVAC | Res - Single Family | Res | ROB Only | 1 | Residential Households | Cap-Tons | 23 | DEER:HVAC_Eff_AC | 42.1 | 0 | -65.3 | SWHC044-05 | 1715.25 | 2022 | 1410.7 | 2022 | 0 | -132.13 | SWHC044-05 | Res Ductless HVAC System - Fuel Sub - ZEAS 2030 - Hot-Dry ¦ PG&E ¦ Hot-Dry | Res Ductless HVAC System - Fuel Sub - ZEAS 2030 - Hot-Dry | 0.003367 | 0.47 | 0 | RASS 2019 | 466.6861 | 2032 | 1 | SWHC044
RES-HVAC-FS-34-ZEAS.4 | Res ¦ Ductless Mini Split Heat Pump (SEER2 17.8) - Fuel Sub - ZEAS 2030 - Hot-Dry ¦ PG&E ¦ Hot-Dry | Res ¦ Ductless Mini Split Heat Pump (SEER2 17.8) - Fuel Sub - ZEAS 2030 - Hot-Dry | PG&E ¦ Hot-Dry | PG&E | All | Electric & Gas | Ductless Mini Split Heat Pump (SEER2 17.8) - Fuel Sub | Efficient |  |  | 1 | Conventional | HVAC | Res - Multi Family | Res | ROB Only | 1 | Residential Households | Cap-Tons | 23 | DEER:HVAC_Eff_AC | -44.7 | 0 | -35.2 | SWHC044-05 | 1715.25 | 2022 | 1410.7 | 2022 | 0 | -132.13 | SWHC044-05 | Res Ductless HVAC System - Fuel Sub - ZEAS 2030 - Hot-Dry ¦ PG&E ¦ Hot-Dry | Res Ductless HVAC System - Fuel Sub - ZEAS 2030 - Hot-Dry | 8.3696e-05 | 0.47 | 0 | RASS 2019 | 0 | 2012 | 1 | SWHC044
RES-HVAC-FS-34-ZEAS.5 | Res ¦ Ductless Mini Split Heat Pump (SEER2 17.8) - Fuel Sub - ZEAS 2030 - Cold ¦ PG&E ¦ Cold | Res ¦ Ductless Mini Split Heat Pump (SEER2 17.8) - Fuel Sub - ZEAS 2030 - Cold | PG&E ¦ Cold | PG&E | All | Electric & Gas | Ductless Mini Split Heat Pump (SEER2 17.8) - Fuel Sub | Efficient |  |  | 1 | Conventional | HVAC | Res - Single Family | Res | ROB Only | 1 | Residential Households | Cap-Tons | 23 | DEER:HVAC_Eff_AC | -231 | 0 | -64.8 | SWHC044-05 | 1715.25 | 2022 | 1410.7 | 2022 | 0 | -132.13 | SWHC044-05 | Res Ductless HVAC System - Fuel Sub - ZEAS 2030 - Cold ¦ PG&E ¦ Cold | Res Ductless HVAC System - Fuel Sub - ZEAS 2030 - Cold | 0.003367 | 0.47 | 0 | RASS 2019 | 466.6861 | 2032 | 1 | SWHC044
RES-HVAC-FS-34-ZEAS.6 | Res ¦ Ductless Mini Split Heat Pump (SEER2 17.8) - Fuel Sub - ZEAS 2030 - Cold ¦ PG&E ¦ Cold | Res ¦ Ductless Mini Split Heat Pump (SEER2 17.8) - Fuel Sub - ZEAS 2030 - Cold | PG&E ¦ Cold | PG&E | All | Electric & Gas | Ductless Mini Split Heat Pump (SEER2 17.8) - Fuel Sub | Efficient |  |  | 1 | Conventional | HVAC | Res - Multi Family | Res | ROB Only | 1 | Residential Households | Cap-Tons | 23 | DEER:HVAC_Eff_AC | -83.9 | 0 | -64.7 | SWHC044-05 | 1715.25 | 2022 | 1410.7 | 2022 | 0 | -132.13 | SWHC044-05 | Res Ductless HVAC System - Fuel Sub - ZEAS 2030 - Cold ¦ PG&E ¦ Cold | Res Ductless HVAC System - Fuel Sub - ZEAS 2030 - Cold | 8.3696e-05 | 0.47 | 0 | RASS 2019 | 0 | 2012 | 1 | SWHC044
RES-HVAC-FS-34-ZEAS.7 | Res ¦ Ductless Mini Split Heat Pump (SEER2 17.8) - Fuel Sub - ZEAS 2030 - Marine ¦ SCG ¦ Marine | Res ¦ Ductless Mini Split Heat Pump (SEER2 17.8) - Fuel Sub - ZEAS 2030 - Marine | SCG ¦ Marine | SCG | All | Electric & Gas | Ductless Mini Split Heat Pump (SEER2 17.8) - Fuel Sub | Efficient |  |  | 1 | Conventional | HVAC | Res - Single Family | Res | ROB Only | 1 | Residential Households | Cap-Tons | 23 | DEER:HVAC_Eff_AC | -22.7 | 0 | -33.8 | SWHC044-05 | 1715.25 | 2022 | 1410.7 | 2022 | 0 | -132.13 | SWHC044-05 | Res Ductless HVAC System - Fuel Sub - ZEAS 2030 - Marine ¦ SCG ¦ Marine | Res Ductless HVAC System - Fuel Sub - ZEAS 2030 - Marine | 0.018094 | 0.47 | 0 | RASS 2019 | 466.6861 | 2032 | 1 | SWHC044
RES-HVAC-FS-34-ZEAS.8 | Res ¦ Ductless Mini Split Heat Pump (SEER2 17.8) - Fuel Sub - ZEAS 2030 - Marine ¦ SCG ¦ Marine | Res ¦ Ductless Mini Split Heat Pump (SEER2 17.8) - Fuel Sub - ZEAS 2030 - Marine | SCG ¦ Marine | SCG | All | Electric & Gas | Ductless Mini Split Heat Pump (SEER2 17.8) - Fuel Sub | Efficient |  |  | 1 | Conventional | HVAC | Res - Multi Family | Res | ROB Only | 1 | Residential Households | Cap-Tons | 23 | DEER:HVAC_Eff_AC | -91 | 0 | -27.8 | SWHC044-05 | 1715.25 | 2022 | 1410.7 | 2022 | 0 | -132.13 | SWHC044-05 | Res Ductless HVAC System - Fuel Sub - ZEAS 2030 - Marine ¦ SCG ¦ Marine | Res Ductless HVAC System - Fuel Sub - ZEAS 2030 - Marine | 0.003365 | 0.47 | 0 | RASS 2019 | 0 | 2012 | 1 | SWHC044
RES-HVAC-FS-34-ZEAS.9 | Res ¦ Ductless Mini Split Heat Pump (SEER2 17.8) - Fuel Sub - ZEAS 2030 - Hot-Dry ¦ SCG ¦ Hot-Dry | Res ¦ Ductless Mini Split Heat Pump (SEER2 17.8) - Fuel Sub - ZEAS 2030 - Hot-Dry | SCG ¦ Hot-Dry | SCG | All | Electric & Gas | Ductless Mini Split Heat Pump (SEER2 17.8) - Fuel Sub | Efficient |  |  | 1 | Conventional | HVAC | Res - Single Family | Res | ROB Only | 1 | Residential Households | Cap-Tons | 23 | DEER:HVAC_Eff_AC | -89.4 | 0 | -38.1 | SWHC044-05 | 1715.25 | 2022 | 1410.7 | 2022 | 0 | -132.13 | SWHC044-05 | Res Ductless HVAC System - Fuel Sub - ZEAS 2030 - Hot-Dry ¦ SCG ¦ Hot-Dry | Res Ductless HVAC System - Fuel Sub - ZEAS 2030 - Hot-Dry | 0.018094 | 0.47 | 0 | RASS 2019 | 466.6861 | 2032 | 1 | SWHC044
RES-HVAC-FS-34-ZEAS.10 | Res ¦ Ductless Mini Split Heat Pump (SEER2 17.8) - Fuel Sub - ZEAS 2030 - Hot-Dry ¦ SCG ¦ Hot-Dry | Res ¦ Ductless Mini Split Heat Pump (SEER2 17.8) - Fuel Sub - ZEAS 2030 - Hot-Dry | SCG ¦ Hot-Dry | SCG | All | Electric & Gas | Ductless Mini Split Heat Pump (SEER2 17.8) - Fuel Sub | Efficient |  |  | 1 | Conventional | HVAC | Res - Multi Family | Res | ROB Only | 1 | Residential Households | Cap-Tons | 23 | DEER:HVAC_Eff_AC | -218 | 0 | -28.8 | SWHC044-05 | 1715.25 | 2022 | 1410.7 | 2022 | 0 | -132.13 | SWHC044-05 | Res Ductless HVAC System - Fuel Sub - ZEAS 2030 - Hot-Dry ¦ SCG ¦ Hot-Dry | Res Ductless HVAC System - Fuel Sub - ZEAS 2030 - Hot-Dry | 0.003365 | 0.47 | 0 | RASS 2019 | 0 | 2012 | 1 | SWHC044
RES-HVAC-FS-34-ZEAS.11 | Res ¦ Ductless Mini Split Heat Pump (SEER2 17.8) - Fuel Sub - ZEAS 2030 - Cold ¦ SCG ¦ Cold | Res ¦ Ductless Mini Split Heat Pump (SEER2 17.8) - Fuel Sub - ZEAS 2030 - Cold | SCG ¦ Cold | SCG | All | Electric & Gas | Ductless Mini Split Heat Pump (SEER2 17.8) - Fuel Sub | Efficient |  |  | 1 | Conventional | HVAC | Res - Single Family | Res | ROB Only | 1 | Residential Households | Cap-Tons | 23 | DEER:HVAC_Eff_AC | -231 | 0 | -64.8 | SWHC044-05 | 1715.25 | 2022 | 1410.7 | 2022 | 0 | -132.13 | SWHC044-05 | Res Ductless HVAC System - Fuel Sub - ZEAS 2030 - Cold ¦ SCG ¦ Cold | Res Ductless HVAC System - Fuel Sub - ZEAS 2030 - Cold | 0.018094 | 0.47 | 0 | RASS 2019 | 466.6861 | 2032 | 1 | SWHC044
RES-HVAC-FS-34-ZEAS.12 | Res ¦ Ductless Mini Split Heat Pump (SEER2 17.8) - Fuel Sub - ZEAS 2030 - Cold ¦ SCG ¦ Cold | Res ¦ Ductless Mini Split Heat Pump (SEER2 17.8) - Fuel Sub - ZEAS 2030 - Cold | SCG ¦ Cold | SCG | All | Electric & Gas | Ductless Mini Split Heat Pump (SEER2 17.8) - Fuel Sub | Efficient |  |  | 1 | Conventional | HVAC | Res - Multi Family | Res | ROB Only | 1 | Residential Households | Cap-Tons | 23 | DEER:HVAC_Eff_AC | -83.9 | 0 | -64.7 | SWHC044-05 | 1715.25 | 2022 | 1410.7 | 2022 | 0 | -132.13 | SWHC044-05 | Res Ductless HVAC System - Fuel Sub - ZEAS 2030 - Cold ¦ SCG ¦ Cold | Res Ductless HVAC System - Fuel Sub - ZEAS 2030 - Cold | 0.003365 | 0.47 | 0 | RASS 2019 | 0 | 2012 | 1 | SWHC044
RES-HVAC-FS-34-ZEAS.13 | Res ¦ Ductless Mini Split Heat Pump (SEER2 17.8) - Fuel Sub - ZEAS 2030 - Marine ¦ SDG&E ¦ Marine | Res ¦ Ductless Mini Split Heat Pump (SEER2 17.8) - Fuel Sub - ZEAS 2030 - Marine | SDG&E ¦ Marine | SDG&E | All | Electric & Gas | Ductless Mini Split Heat Pump (SEER2 17.8) - Fuel Sub | Efficient |  |  | 1 | Conventional | HVAC | Res - Single Family | Res | ROB Only | 1 | Residential Households | Cap-Tons | 23 | DEER:HVAC_Eff_AC | -22.7 | 0 | -33.8 | SWHC044-05 | 1715.25 | 2022 | 1410.7 | 2022 | 0 | -132.13 | SWHC044-05 | Res Ductless HVAC System - Fuel Sub - ZEAS 2030 - Marine ¦ SDG&E ¦ Marine | Res Ductless HVAC System - Fuel Sub - ZEAS 2030 - Marine | 0.019158 | 0.47 | 0 | RASS 2019 | 466.6861 | 2032 | 1 | SWHC044
RES-HVAC-FS-34-ZEAS.14 | Res ¦ Ductless Mini Split Heat Pump (SEER2 17.8) - Fuel Sub - ZEAS 2030 - Marine ¦ SDG&E ¦ Marine | Res ¦ Ductless Mini Split Heat Pump (SEER2 17.8) - Fuel Sub - ZEAS 2030 - Marine | SDG&E ¦ Marine | SDG&E | All | Electric & Gas | Ductless Mini Split Heat Pump (SEER2 17.8) - Fuel Sub | Efficient |  |  | 1 | Conventional | HVAC | Res - Multi Family | Res | ROB Only | 1 | Residential Households | Cap-Tons | 23 | DEER:HVAC_Eff_AC | -91 | 0 | -27.8 | SWHC044-05 | 1715.25 | 2022 | 1410.7 | 2022 | 0 | -132.13 | SWHC044-05 | Res Ductless HVAC System - Fuel Sub - ZEAS 2030 - Marine ¦ SDG&E ¦ Marine | Res Ductless HVAC System - Fuel Sub - ZEAS 2030 - Marine | 0.00065131 | 0.47 | 0 | RASS 2019 | 0 | 2012 | 1 | SWHC044
RES-HVAC-FS-34-ZEAS.15 | Res ¦ Ductless Mini Split Heat Pump (SEER2 17.8) - Fuel Sub - ZEAS 2030 - Hot-Dry ¦ SDG&E ¦ Hot-Dry | Res ¦ Ductless Mini Split Heat Pump (SEER2 17.8) - Fuel Sub - ZEAS 2030 - Hot-Dry | SDG&E ¦ Hot-Dry | SDG&E | All | Electric & Gas | Ductless Mini Split Heat Pump (SEER2 17.8) - Fuel Sub | Efficient |  |  | 1 | Conventional | HVAC | Res - Single Family | Res | ROB Only | 1 | Residential Households | Cap-Tons | 23 | DEER:HVAC_Eff_AC | -18.3 | 0 | -41.6 | SWHC044-05 | 1715.25 | 2022 | 1410.7 | 2022 | 0 | -132.13 | SWHC044-05 | Res Ductless HVAC System - Fuel Sub - ZEAS 2030 - Hot-Dry ¦ SDG&E ¦ Hot-Dry | Res Ductless HVAC System - Fuel Sub - ZEAS 2030 - Hot-Dry | 0.019158 | 0.47 | 0 | RASS 2019 | 466.6861 | 2032 | 1 | SWHC044
RES-HVAC-FS-34-ZEAS.16 | Res ¦ Ductless Mini Split Heat Pump (SEER2 17.8) - Fuel Sub - ZEAS 2030 - Hot-Dry ¦ SDG&E ¦ Hot-Dry | Res ¦ Ductless Mini Split Heat Pump (SEER2 17.8) - Fuel Sub - ZEAS 2030 - Hot-Dry | SDG&E ¦ Hot-Dry | SDG&E | All | Electric & Gas | Ductless Mini Split Heat Pump (SEER2 17.8) - Fuel Sub | Efficient |  |  | 1 | Conventional | HVAC | Res - Multi Family | Res | ROB Only | 1 | Residential Households | Cap-Tons | 23 | DEER:HVAC_Eff_AC | -94.8 | 0 | -24 | SWHC044-05 | 1715.25 | 2022 | 1410.7 | 2022 | 0 | -132.13 | SWHC044-05 | Res Ductless HVAC System - Fuel Sub - ZEAS 2030 - Hot-Dry ¦ SDG&E ¦ Hot-Dry | Res Ductless HVAC System - Fuel Sub - ZEAS 2030 - Hot-Dry | 0.00065131 | 0.47 | 0 | RASS 2019 | 0 | 2012 | 1 | SWHC044
RES-HVAC-FS-35-ZEAS.1 | Res ¦ Ductless Mini Split Heat Pump (SEER2 19.6) - Fuel Sub - ZEAS 2030 - Marine ¦ PG&E ¦ Marine | Res ¦ Ductless Mini Split Heat Pump (SEER2 19.6) - Fuel Sub - ZEAS 2030 - Marine | PG&E ¦ Marine | PG&E | All | Electric & Gas | Ductless Mini Split Heat Pump (SEER2 19.6) - Fuel Sub | Efficient |  |  | 1 | Conventional | HVAC | Res - Single Family | Res | ROB Only | 1 | Residential Households | Cap-Tons | 23 | DEER:HVAC_Eff_AC | 102 | 0 | -64.3 | SWHC044-05 | 1911.56 | 2022 | 1410.7 | 2022 | 0 | -132.13 | SWHC044-05 | Res Ductless HVAC System - Fuel Sub - ZEAS 2030 - Marine ¦ PG&E ¦ Marine | Res Ductless HVAC System - Fuel Sub - ZEAS 2030 - Marine | 0.003367 | 0.47 | 0 | RASS 2019 | 466.6861 | 2032 | 1 | SWHC044
RES-HVAC-FS-35-ZEAS.2 | Res ¦ Ductless Mini Split Heat Pump (SEER2 19.6) - Fuel Sub - ZEAS 2030 - Marine ¦ PG&E ¦ Marine | Res ¦ Ductless Mini Split Heat Pump (SEER2 19.6) - Fuel Sub - ZEAS 2030 - Marine | PG&E ¦ Marine | PG&E | All | Electric & Gas | Ductless Mini Split Heat Pump (SEER2 19.6) - Fuel Sub | Efficient |  |  | 1 | Conventional | HVAC | Res - Multi Family | Res | ROB Only | 1 | Residential Households | Cap-Tons | 23 | DEER:HVAC_Eff_AC | -12.3 | 0 | -48.2 | SWHC044-05 | 1911.56 | 2022 | 1410.7 | 2022 | 0 | -132.13 | SWHC044-05 | Res Ductless HVAC System - Fuel Sub - ZEAS 2030 - Marine ¦ PG&E ¦ Marine | Res Ductless HVAC System - Fuel Sub - ZEAS 2030 - Marine | 8.3696e-05 | 0.47 | 0 | RASS 2019 | 0 | 2012 | 1 | SWHC044
RES-HVAC-FS-35-ZEAS.3 | Res ¦ Ductless Mini Split Heat Pump (SEER2 19.6) - Fuel Sub - ZEAS 2030 - Hot-Dry ¦ PG&E ¦ Hot-Dry | Res ¦ Ductless Mini Split Heat Pump (SEER2 19.6) - Fuel Sub - ZEAS 2030 - Hot-Dry | PG&E ¦ Hot-Dry | PG&E | All | Electric & Gas | Ductless Mini Split Heat Pump (SEER2 19.6) - Fuel Sub | Efficient |  |  | 1 | Conventional | HVAC | Res - Single Family | Res | ROB Only | 1 | Residential Households | Cap-Tons | 23 | DEER:HVAC_Eff_AC | 13.3 | 0 | -65.3 | SWHC044-05 | 1911.56 | 2022 | 1410.7 | 2022 | 0 | -132.13 | SWHC044-05 | Res Ductless HVAC System - Fuel Sub - ZEAS 2030 - Hot-Dry ¦ PG&E ¦ Hot-Dry | Res Ductless HVAC System - Fuel Sub - ZEAS 2030 - Hot-Dry | 0.003367 | 0.47 | 0 | RASS 2019 | 466.6861 | 2032 | 1 | SWHC044
RES-HVAC-FS-35-ZEAS.4 | Res ¦ Ductless Mini Split Heat Pump (SEER2 19.6) - Fuel Sub - ZEAS 2030 - Hot-Dry ¦ PG&E ¦ Hot-Dry | Res ¦ Ductless Mini Split Heat Pump (SEER2 19.6) - Fuel Sub - ZEAS 2030 - Hot-Dry | PG&E ¦ Hot-Dry | PG&E | All | Electric & Gas | Ductless Mini Split Heat Pump (SEER2 19.6) - Fuel Sub | Efficient |  |  | 1 | Conventional | HVAC | Res - Multi Family | Res | ROB Only | 1 | Residential Households | Cap-Tons | 23 | DEER:HVAC_Eff_AC | -65.9 | 0 | -35.2 | SWHC044-05 | 1911.56 | 2022 | 1410.7 | 2022 | 0 | -132.13 | SWHC044-05 | Res Ductless HVAC System - Fuel Sub - ZEAS 2030 - Hot-Dry ¦ PG&E ¦ Hot-Dry | Res Ductless HVAC System - Fuel Sub - ZEAS 2030 - Hot-Dry | 8.3696e-05 | 0.47 | 0 | RASS 2019 | 0 | 2012 | 1 | SWHC044
RES-HVAC-FS-35-ZEAS.5 | Res ¦ Ductless Mini Split Heat Pump (SEER2 19.6) - Fuel Sub - ZEAS 2030 - Cold ¦ PG&E ¦ Cold | Res ¦ Ductless Mini Split Heat Pump (SEER2 19.6) - Fuel Sub - ZEAS 2030 - Cold | PG&E ¦ Cold | PG&E | All | Electric & Gas | Ductless Mini Split Heat Pump (SEER2 19.6) - Fuel Sub | Efficient |  |  | 1 | Conventional | HVAC | Res - Single Family | Res | ROB Only | 1 | Residential Households | Cap-Tons | 23 | DEER:HVAC_Eff_AC | -265 | 0 | -64.8 | SWHC044-05 | 1911.56 | 2022 | 1410.7 | 2022 | 0 | -132.13 | SWHC044-05 | Res Ductless HVAC System - Fuel Sub - ZEAS 2030 - Cold ¦ PG&E ¦ Cold | Res Ductless HVAC System - Fuel Sub - ZEAS 2030 - Cold | 0.003367 | 0.47 | 0 | RASS 2019 | 466.6861 | 2032 | 1 | SWHC044
RES-HVAC-FS-35-ZEAS.6 | Res ¦ Ductless Mini Split Heat Pump (SEER2 19.6) - Fuel Sub - ZEAS 2030 - Cold ¦ PG&E ¦ Cold | Res ¦ Ductless Mini Split Heat Pump (SEER2 19.6) - Fuel Sub - ZEAS 2030 - Cold | PG&E ¦ Cold | PG&E | All | Electric & Gas | Ductless Mini Split Heat Pump (SEER2 19.6) - Fuel Sub | Efficient |  |  | 1 | Conventional | HVAC | Res - Multi Family | Res | ROB Only | 1 | Residential Households | Cap-Tons | 23 | DEER:HVAC_Eff_AC | -120 | 0 | -64.7 | SWHC044-05 | 1911.56 | 2022 | 1410.7 | 2022 | 0 | -132.13 | SWHC044-05 | Res Ductless HVAC System - Fuel Sub - ZEAS 2030 - Cold ¦ PG&E ¦ Cold | Res Ductless HVAC System - Fuel Sub - ZEAS 2030 - Cold | 8.3696e-05 | 0.47 | 0 | RASS 2019 | 0 | 2012 | 1 | SWHC044
RES-HVAC-FS-35-ZEAS.7 | Res ¦ Ductless Mini Split Heat Pump (SEER2 19.6) - Fuel Sub - ZEAS 2030 - Marine ¦ SCG ¦ Marine | Res ¦ Ductless Mini Split Heat Pump (SEER2 19.6) - Fuel Sub - ZEAS 2030 - Marine | SCG ¦ Marine | SCG | All | Electric & Gas | Ductless Mini Split Heat Pump (SEER2 19.6) - Fuel Sub | Efficient |  |  | 1 | Conventional | HVAC | Res - Single Family | Res | ROB Only | 1 | Residential Households | Cap-Tons | 23 | DEER:HVAC_Eff_AC | -37.7 | 0 | -33.8 | SWHC044-05 | 1911.56 | 2022 | 1410.7 | 2022 | 0 | -132.13 | SWHC044-05 | Res Ductless HVAC System - Fuel Sub - ZEAS 2030 - Marine ¦ SCG ¦ Marine | Res Ductless HVAC System - Fuel Sub - ZEAS 2030 - Marine | 0.018094 | 0.47 | 0 | RASS 2019 | 466.6861 | 2032 | 1 | SWHC044
RES-HVAC-FS-35-ZEAS.8 | Res ¦ Ductless Mini Split Heat Pump (SEER2 19.6) - Fuel Sub - ZEAS 2030 - Marine ¦ SCG ¦ Marine | Res ¦ Ductless Mini Split Heat Pump (SEER2 19.6) - Fuel Sub - ZEAS 2030 - Marine | SCG ¦ Marine | SCG | All | Electric & Gas | Ductless Mini Split Heat Pump (SEER2 19.6) - Fuel Sub | Efficient |  |  | 1 | Conventional | HVAC | Res - Multi Family | Res | ROB Only | 1 | Residential Households | Cap-Tons | 23 | DEER:HVAC_Eff_AC | -107 | 0 | -27.8 | SWHC044-05 | 1911.56 | 2022 | 1410.7 | 2022 | 0 | -132.13 | SWHC044-05 | Res Ductless HVAC System - Fuel Sub - ZEAS 2030 - Marine ¦ SCG ¦ Marine | Res Ductless HVAC System - Fuel Sub - ZEAS 2030 - Marine | 0.003365 | 0.47 | 0 | RASS 2019 | 0 | 2012 | 1 | SWHC044
RES-HVAC-FS-35-ZEAS.9 | Res ¦ Ductless Mini Split Heat Pump (SEER2 19.6) - Fuel Sub - ZEAS 2030 - Hot-Dry ¦ SCG ¦ Hot-Dry | Res ¦ Ductless Mini Split Heat Pump (SEER2 19.6) - Fuel Sub - ZEAS 2030 - Hot-Dry | SCG ¦ Hot-Dry | SCG | All | Electric & Gas | Ductless Mini Split Heat Pump (SEER2 19.6) - Fuel Sub | Efficient |  |  | 1 | Conventional | HVAC | Res - Single Family | Res | ROB Only | 1 | Residential Households | Cap-Tons | 23 | DEER:HVAC_Eff_AC | -111 | 0 | -38.1 | SWHC044-05 | 1911.56 | 2022 | 1410.7 | 2022 | 0 | -132.13 | SWHC044-05 | Res Ductless HVAC System - Fuel Sub - ZEAS 2030 - Hot-Dry ¦ SCG ¦ Hot-Dry | Res Ductless HVAC System - Fuel Sub - ZEAS 2030 - Hot-Dry | 0.018094 | 0.47 | 0 | RASS 2019 | 466.6861 | 2032 | 1 | SWHC044
RES-HVAC-FS-35-ZEAS.10 | Res ¦ Ductless Mini Split Heat Pump (SEER2 19.6) - Fuel Sub - ZEAS 2030 - Hot-Dry ¦ SCG ¦ Hot-Dry | Res ¦ Ductless Mini Split Heat Pump (SEER2 19.6) - Fuel Sub - ZEAS 2030 - Hot-Dry | SCG ¦ Hot-Dry | SCG | All | Electric & Gas | Ductless Mini Split Heat Pump (SEER2 19.6) - Fuel Sub | Efficient |  |  | 1 | Conventional | HVAC | Res - Multi Family | Res | ROB Only | 1 | Residential Households | Cap-Tons | 23 | DEER:HVAC_Eff_AC | -241 | 0 | -28.8 | SWHC044-05 | 1911.56 | 2022 | 1410.7 | 2022 | 0 | -132.13 | SWHC044-05 | Res Ductless HVAC System - Fuel Sub - ZEAS 2030 - Hot-Dry ¦ SCG ¦ Hot-Dry | Res Ductless HVAC System - Fuel Sub - ZEAS 2030 - Hot-Dry | 0.003365 | 0.47 | 0 | RASS 2019 | 0 | 2012 | 1 | SWHC044
RES-HVAC-FS-35-ZEAS.11 | Res ¦ Ductless Mini Split Heat Pump (SEER2 19.6) - Fuel Sub - ZEAS 2030 - Cold ¦ SCG ¦ Cold | Res ¦ Ductless Mini Split Heat Pump (SEER2 19.6) - Fuel Sub - ZEAS 2030 - Cold | SCG ¦ Cold | SCG | All | Electric & Gas | Ductless Mini Split Heat Pump (SEER2 19.6) - Fuel Sub | Efficient |  |  | 1 | Conventional | HVAC | Res - Single Family | Res | ROB Only | 1 | Residential Households | Cap-Tons | 23 | DEER:HVAC_Eff_AC | -265 | 0 | -64.8 | SWHC044-05 | 1911.56 | 2022 | 1410.7 | 2022 | 0 | -132.13 | SWHC044-05 | Res Ductless HVAC System - Fuel Sub - ZEAS 2030 - Cold ¦ SCG ¦ Cold | Res Ductless HVAC System - Fuel Sub - ZEAS 2030 - Cold | 0.018094 | 0.47 | 0 | RASS 2019 | 466.6861 | 2032 | 1 | SWHC044
RES-HVAC-FS-35-ZEAS.12 | Res ¦ Ductless Mini Split Heat Pump (SEER2 19.6) - Fuel Sub - ZEAS 2030 - Cold ¦ SCG ¦ Cold | Res ¦ Ductless Mini Split Heat Pump (SEER2 19.6) - Fuel Sub - ZEAS 2030 - Cold | SCG ¦ Cold | SCG | All | Electric & Gas | Ductless Mini Split Heat Pump (SEER2 19.6) - Fuel Sub | Efficient |  |  | 1 | Conventional | HVAC | Res - Multi Family | Res | ROB Only | 1 | Residential Households | Cap-Tons | 23 | DEER:HVAC_Eff_AC | -120 | 0 | -64.7 | SWHC044-05 | 1911.56 | 2022 | 1410.7 | 2022 | 0 | -132.13 | SWHC044-05 | Res Ductless HVAC System - Fuel Sub - ZEAS 2030 - Cold ¦ SCG ¦ Cold | Res Ductless HVAC System - Fuel Sub - ZEAS 2030 - Cold | 0.003365 | 0.47 | 0 | RASS 2019 | 0 | 2012 | 1 | SWHC044
RES-HVAC-FS-35-ZEAS.13 | Res ¦ Ductless Mini Split Heat Pump (SEER2 19.6) - Fuel Sub - ZEAS 2030 - Marine ¦ SDG&E ¦ Marine | Res ¦ Ductless Mini Split Heat Pump (SEER2 19.6) - Fuel Sub - ZEAS 2030 - Marine | SDG&E ¦ Marine | SDG&E | All | Electric & Gas | Ductless Mini Split Heat Pump (SEER2 19.6) - Fuel Sub | Efficient |  |  | 1 | Conventional | HVAC | Res - Single Family | Res | ROB Only | 1 | Residential Households | Cap-Tons | 23 | DEER:HVAC_Eff_AC | -37.7 | 0 | -33.8 | SWHC044-05 | 1911.56 | 2022 | 1410.7 | 2022 | 0 | -132.13 | SWHC044-05 | Res Ductless HVAC System - Fuel Sub - ZEAS 2030 - Marine ¦ SDG&E ¦ Marine | Res Ductless HVAC System - Fuel Sub - ZEAS 2030 - Marine | 0.019158 | 0.47 | 0 | RASS 2019 | 466.6861 | 2032 | 1 | SWHC044
RES-HVAC-FS-35-ZEAS.14 | Res ¦ Ductless Mini Split Heat Pump (SEER2 19.6) - Fuel Sub - ZEAS 2030 - Marine ¦ SDG&E ¦ Marine | Res ¦ Ductless Mini Split Heat Pump (SEER2 19.6) - Fuel Sub - ZEAS 2030 - Marine | SDG&E ¦ Marine | SDG&E | All | Electric & Gas | Ductless Mini Split Heat Pump (SEER2 19.6) - Fuel Sub | Efficient |  |  | 1 | Conventional | HVAC | Res - Multi Family | Res | ROB Only | 1 | Residential Households | Cap-Tons | 23 | DEER:HVAC_Eff_AC | -107 | 0 | -27.8 | SWHC044-05 | 1911.56 | 2022 | 1410.7 | 2022 | 0 | -132.13 | SWHC044-05 | Res Ductless HVAC System - Fuel Sub - ZEAS 2030 - Marine ¦ SDG&E ¦ Marine | Res Ductless HVAC System - Fuel Sub - ZEAS 2030 - Marine | 0.00065131 | 0.47 | 0 | RASS 2019 | 0 | 2012 | 1 | SWHC044
RES-HVAC-FS-35-ZEAS.15 | Res ¦ Ductless Mini Split Heat Pump (SEER2 19.6) - Fuel Sub - ZEAS 2030 - Hot-Dry ¦ SDG&E ¦ Hot-Dry | Res ¦ Ductless Mini Split Heat Pump (SEER2 19.6) - Fuel Sub - ZEAS 2030 - Hot-Dry | SDG&E ¦ Hot-Dry | SDG&E | All | Electric & Gas | Ductless Mini Split Heat Pump (SEER2 19.6) - Fuel Sub | Efficient |  |  | 1 | Conventional | HVAC | Res - Single Family | Res | ROB Only | 1 | Residential Households | Cap-Tons | 23 | DEER:HVAC_Eff_AC | -36.2 | 0 | -41.6 | SWHC044-05 | 1911.56 | 2022 | 1410.7 | 2022 | 0 | -132.13 | SWHC044-05 | Res Ductless HVAC System - Fuel Sub - ZEAS 2030 - Hot-Dry ¦ SDG&E ¦ Hot-Dry | Res Ductless HVAC System - Fuel Sub - ZEAS 2030 - Hot-Dry | 0.019158 | 0.47 | 0 | RASS 2019 | 466.6861 | 2032 | 1 | SWHC044
RES-HVAC-FS-35-ZEAS.16 | Res ¦ Ductless Mini Split Heat Pump (SEER2 19.6) - Fuel Sub - ZEAS 2030 - Hot-Dry ¦ SDG&E ¦ Hot-Dry | Res ¦ Ductless Mini Split Heat Pump (SEER2 19.6) - Fuel Sub - ZEAS 2030 - Hot-Dry | SDG&E ¦ Hot-Dry | SDG&E | All | Electric & Gas | Ductless Mini Split Heat Pump (SEER2 19.6) - Fuel Sub | Efficient |  |  | 1 | Conventional | HVAC | Res - Multi Family | Res | ROB Only | 1 | Residential Households | Cap-Tons | 23 | DEER:HVAC_Eff_AC | -109 | 0 | -24 | SWHC044-05 | 1911.56 | 2022 | 1410.7 | 2022 | 0 | -132.13 | SWHC044-05 | Res Ductless HVAC System - Fuel Sub - ZEAS 2030 - Hot-Dry ¦ SDG&E ¦ Hot-Dry | Res Ductless HVAC System - Fuel Sub - ZEAS 2030 - Hot-Dry | 0.00065131 | 0.47 | 0 | RASS 2019 | 0 | 2012 | 1 | SWHC044
RES-HVAC-FS-PU-30-ZEAS.1 | Res ¦ Code HVAC Wall Furnace and Room AC - Panel Upgrade - ZEAS 2030 - Marine ¦ PG&E ¦ Marine | Res ¦ Code HVAC Wall Furnace and Room AC - Panel Upgrade - ZEAS 2030 - Marine | PG&E ¦ Marine | PG&E | All | Electric & Gas | Code HVAC Wall Furnace and Room AC | Average Existing and Code |  | 2030 | 1 | Conventional | HVAC | Res - Single Family | Res | ROB and NEW | 0 | Residential Households | Cap-Tons | 9 | DEER:HVAC_Eff_AC | 0 | 0 | 0 | SWHC044-05 | 939.73 | 2022 | 304.26 | 2022 | 0 | 0 | SWHC044-05 | Res Ductless HVAC System - Fuel Sub - Panel Upgrade - ZEAS 2030 - Marine ¦ PG&E ¦ Marine | Res Ductless HVAC System - Fuel Sub - Panel Upgrade - ZEAS 2030 - Marine | 0.003367 | 0.53 | 1 | RASS 2019 | 0 | 2012 | 1 | SWHC044
RES-HVAC-FS-PU-30-ZEAS.2 | Res ¦ Code HVAC Wall Furnace and Room AC - Panel Upgrade - ZEAS 2030 - Marine ¦ PG&E ¦ Marine | Res ¦ Code HVAC Wall Furnace and Room AC - Panel Upgrade - ZEAS 2030 - Marine | PG&E ¦ Marine | PG&E | All | Electric & Gas | Code HVAC Wall Furnace and Room AC | Average Existing and Code |  | 2030 | 1 | Conventional | HVAC | Res - Multi Family | Res | ROB and NEW | 0 | Residential Households | Cap-Tons | 9 | DEER:HVAC_Eff_AC | 0 | 0 | 0 | SWHC044-05 | 939.73 | 2022 | 304.26 | 2022 | 0 | 0 | SWHC044-05 | Res Ductless HVAC System - Fuel Sub - Panel Upgrade - ZEAS 2030 - Marine ¦ PG&E ¦ Marine | Res Ductless HVAC System - Fuel Sub - Panel Upgrade - ZEAS 2030 - Marine | 8.3696e-05 | 0.53 | 1 | RASS 2019 | 0 | 2012 | 1 | SWHC044
RES-HVAC-FS-PU-30-ZEAS.3 | Res ¦ Code HVAC Wall Furnace and Room AC - Panel Upgrade - ZEAS 2030 - Hot-Dry ¦ PG&E ¦ Hot-Dry | Res ¦ Code HVAC Wall Furnace and Room AC - Panel Upgrade - ZEAS 2030 - Hot-Dry | PG&E ¦ Hot-Dry | PG&E | All | Electric & Gas | Code HVAC Wall Furnace and Room AC | Average Existing and Code |  | 2030 | 1 | Conventional | HVAC | Res - Single Family | Res | ROB and NEW | 0 | Residential Households | Cap-Tons | 9 | DEER:HVAC_Eff_AC | 0 | 0 | 0 | SWHC044-05 | 939.73 | 2022 | 304.26 | 2022 | 0 | 0 | SWHC044-05 | Res Ductless HVAC System - Fuel Sub - Panel Upgrade - ZEAS 2030 - Hot-Dry ¦ PG&E ¦ Hot-Dry | Res Ductless HVAC System - Fuel Sub - Panel Upgrade - ZEAS 2030 - Hot-Dry | 0.003367 | 0.53 | 1 | RASS 2019 | 0 | 2012 | 1 | SWHC044
RES-HVAC-FS-PU-30-ZEAS.4 | Res ¦ Code HVAC Wall Furnace and Room AC - Panel Upgrade - ZEAS 2030 - Hot-Dry ¦ PG&E ¦ Hot-Dry | Res ¦ Code HVAC Wall Furnace and Room AC - Panel Upgrade - ZEAS 2030 - Hot-Dry | PG&E ¦ Hot-Dry | PG&E | All | Electric & Gas | Code HVAC Wall Furnace and Room AC | Average Existing and Code |  | 2030 | 1 | Conventional | HVAC | Res - Multi Family | Res | ROB and NEW | 0 | Residential Households | Cap-Tons | 9 | DEER:HVAC_Eff_AC | 0 | 0 | 0 | SWHC044-05 | 939.73 | 2022 | 304.26 | 2022 | 0 | 0 | SWHC044-05 | Res Ductless HVAC System - Fuel Sub - Panel Upgrade - ZEAS 2030 - Hot-Dry ¦ PG&E ¦ Hot-Dry | Res Ductless HVAC System - Fuel Sub - Panel Upgrade - ZEAS 2030 - Hot-Dry | 8.3696e-05 | 0.53 | 1 | RASS 2019 | 0 | 2012 | 1 | SWHC044
RES-HVAC-FS-PU-30-ZEAS.5 | Res ¦ Code HVAC Wall Furnace and Room AC - Panel Upgrade - ZEAS 2030 - Cold ¦ PG&E ¦ Cold | Res ¦ Code HVAC Wall Furnace and Room AC - Panel Upgrade - ZEAS 2030 - Cold | PG&E ¦ Cold | PG&E | All | Electric & Gas | Code HVAC Wall Furnace and Room AC | Average Existing and Code |  | 2030 | 1 | Conventional | HVAC | Res - Single Family | Res | ROB and NEW | 0 | Residential Households | Cap-Tons | 9 | DEER:HVAC_Eff_AC | 0 | 0 | 0 | SWHC044-05 | 939.73 | 2022 | 304.26 | 2022 | 0 | 0 | SWHC044-05 | Res Ductless HVAC System - Fuel Sub - Panel Upgrade - ZEAS 2030 - Cold ¦ PG&E ¦ Cold | Res Ductless HVAC System - Fuel Sub - Panel Upgrade - ZEAS 2030 - Cold | 0.003367 | 0.53 | 1 | RASS 2019 | 0 | 2012 | 1 | SWHC044
RES-HVAC-FS-PU-30-ZEAS.6 | Res ¦ Code HVAC Wall Furnace and Room AC - Panel Upgrade - ZEAS 2030 - Cold ¦ PG&E ¦ Cold | Res ¦ Code HVAC Wall Furnace and Room AC - Panel Upgrade - ZEAS 2030 - Cold | PG&E ¦ Cold | PG&E | All | Electric & Gas | Code HVAC Wall Furnace and Room AC | Average Existing and Code |  | 2030 | 1 | Conventional | HVAC | Res - Multi Family | Res | ROB and NEW | 0 | Residential Households | Cap-Tons | 9 | DEER:HVAC_Eff_AC | 0 | 0 | 0 | SWHC044-05 | 939.73 | 2022 | 304.26 | 2022 | 0 | 0 | SWHC044-05 | Res Ductless HVAC System - Fuel Sub - Panel Upgrade - ZEAS 2030 - Cold ¦ PG&E ¦ Cold | Res Ductless HVAC System - Fuel Sub - Panel Upgrade - ZEAS 2030 - Cold | 8.3696e-05 | 0.53 | 1 | RASS 2019 | 0 | 2012 | 1 | SWHC044
RES-HVAC-FS-PU-30-ZEAS.7 | Res ¦ Code HVAC Wall Furnace and Room AC - Panel Upgrade - ZEAS 2030 - Marine ¦ SCG ¦ Marine | Res ¦ Code HVAC Wall Furnace and Room AC - Panel Upgrade - ZEAS 2030 - Marine | SCG ¦ Marine | SCG | All | Electric & Gas | Code HVAC Wall Furnace and Room AC | Average Existing and Code |  | 2030 | 1 | Conventional | HVAC | Res - Single Family | Res | ROB and NEW | 0 | Residential Households | Cap-Tons | 9 | DEER:HVAC_Eff_AC | 0 | 0 | 0 | SWHC044-05 | 939.73 | 2022 | 304.26 | 2022 | 0 | 0 | SWHC044-05 | Res Ductless HVAC System - Fuel Sub - Panel Upgrade - ZEAS 2030 - Marine ¦ SCG ¦ Marine | Res Ductless HVAC System - Fuel Sub - Panel Upgrade - ZEAS 2030 - Marine | 0.018094 | 0.53 | 0.96667 | RASS 2019 | 0 | 2012 | 1 | SWHC044
RES-HVAC-FS-PU-30-ZEAS.8 | Res ¦ Code HVAC Wall Furnace and Room AC - Panel Upgrade - ZEAS 2030 - Marine ¦ SCG ¦ Marine | Res ¦ Code HVAC Wall Furnace and Room AC - Panel Upgrade - ZEAS 2030 - Marine | SCG ¦ Marine | SCG | All | Electric & Gas | Code HVAC Wall Furnace and Room AC | Average Existing and Code |  | 2030 | 1 | Conventional | HVAC | Res - Multi Family | Res | ROB and NEW | 0 | Residential Households | Cap-Tons | 9 | DEER:HVAC_Eff_AC | 0 | 0 | 0 | SWHC044-05 | 939.73 | 2022 | 304.26 | 2022 | 0 | 0 | SWHC044-05 | Res Ductless HVAC System - Fuel Sub - Panel Upgrade - ZEAS 2030 - Marine ¦ SCG ¦ Marine | Res Ductless HVAC System - Fuel Sub - Panel Upgrade - ZEAS 2030 - Marine | 0.003365 | 0.53 | 1 | RASS 2019 | 0 | 2012 | 1 | SWHC044
RES-HVAC-FS-PU-30-ZEAS.9 | Res ¦ Code HVAC Wall Furnace and Room AC - Panel Upgrade - ZEAS 2030 - Hot-Dry ¦ SCG ¦ Hot-Dry | Res ¦ Code HVAC Wall Furnace and Room AC - Panel Upgrade - ZEAS 2030 - Hot-Dry | SCG ¦ Hot-Dry | SCG | All | Electric & Gas | Code HVAC Wall Furnace and Room AC | Average Existing and Code |  | 2030 | 1 | Conventional | HVAC | Res - Single Family | Res | ROB and NEW | 0 | Residential Households | Cap-Tons | 9 | DEER:HVAC_Eff_AC | 0 | 0 | 0 | SWHC044-05 | 939.73 | 2022 | 304.26 | 2022 | 0 | 0 | SWHC044-05 | Res Ductless HVAC System - Fuel Sub - Panel Upgrade - ZEAS 2030 - Hot-Dry ¦ SCG ¦ Hot-Dry | Res Ductless HVAC System - Fuel Sub - Panel Upgrade - ZEAS 2030 - Hot-Dry | 0.018094 | 0.53 | 0.96667 | RASS 2019 | 0 | 2012 | 1 | SWHC044
RES-HVAC-FS-PU-30-ZEAS.10 | Res ¦ Code HVAC Wall Furnace and Room AC - Panel Upgrade - ZEAS 2030 - Hot-Dry ¦ SCG ¦ Hot-Dry | Res ¦ Code HVAC Wall Furnace and Room AC - Panel Upgrade - ZEAS 2030 - Hot-Dry | SCG ¦ Hot-Dry | SCG | All | Electric & Gas | Code HVAC Wall Furnace and Room AC | Average Existing and Code |  | 2030 | 1 | Conventional | HVAC | Res - Multi Family | Res | ROB and NEW | 0 | Residential Households | Cap-Tons | 9 | DEER:HVAC_Eff_AC | 0 | 0 | 0 | SWHC044-05 | 939.73 | 2022 | 304.26 | 2022 | 0 | 0 | SWHC044-05 | Res Ductless HVAC System - Fuel Sub - Panel Upgrade - ZEAS 2030 - Hot-Dry ¦ SCG ¦ Hot-Dry | Res Ductless HVAC System - Fuel Sub - Panel Upgrade - ZEAS 2030 - Hot-Dry | 0.003365 | 0.53 | 1 | RASS 2019 | 0 | 2012 | 1 | SWHC044
RES-HVAC-FS-PU-30-ZEAS.11 | Res ¦ Code HVAC Wall Furnace and Room AC - Panel Upgrade - ZEAS 2030 - Cold ¦ SCG ¦ Cold | Res ¦ Code HVAC Wall Furnace and Room AC - Panel Upgrade - ZEAS 2030 - Cold | SCG ¦ Cold | SCG | All | Electric & Gas | Code HVAC Wall Furnace and Room AC | Average Existing and Code |  | 2030 | 1 | Conventional | HVAC | Res - Single Family | Res | ROB and NEW | 0 | Residential Households | Cap-Tons | 9 | DEER:HVAC_Eff_AC | 0 | 0 | 0 | SWHC044-05 | 939.73 | 2022 | 304.26 | 2022 | 0 | 0 | SWHC044-05 | Res Ductless HVAC System - Fuel Sub - Panel Upgrade - ZEAS 2030 - Cold ¦ SCG ¦ Cold | Res Ductless HVAC System - Fuel Sub - Panel Upgrade - ZEAS 2030 - Cold | 0.018094 | 0.53 | 0.96667 | RASS 2019 | 0 | 2012 | 1 | SWHC044
RES-HVAC-FS-PU-30-ZEAS.12 | Res ¦ Code HVAC Wall Furnace and Room AC - Panel Upgrade - ZEAS 2030 - Cold ¦ SCG ¦ Cold | Res ¦ Code HVAC Wall Furnace and Room AC - Panel Upgrade - ZEAS 2030 - Cold | SCG ¦ Cold | SCG | All | Electric & Gas | Code HVAC Wall Furnace and Room AC | Average Existing and Code |  | 2030 | 1 | Conventional | HVAC | Res - Multi Family | Res | ROB and NEW | 0 | Residential Households | Cap-Tons | 9 | DEER:HVAC_Eff_AC | 0 | 0 | 0 | SWHC044-05 | 939.73 | 2022 | 304.26 | 2022 | 0 | 0 | SWHC044-05 | Res Ductless HVAC System - Fuel Sub - Panel Upgrade - ZEAS 2030 - Cold ¦ SCG ¦ Cold | Res Ductless HVAC System - Fuel Sub - Panel Upgrade - ZEAS 2030 - Cold | 0.003365 | 0.53 | 1 | RASS 2019 | 0 | 2012 | 1 | SWHC044
RES-HVAC-FS-PU-30-ZEAS.13 | Res ¦ Code HVAC Wall Furnace and Room AC - Panel Upgrade - ZEAS 2030 - Marine ¦ SDG&E ¦ Marine | Res ¦ Code HVAC Wall Furnace and Room AC - Panel Upgrade - ZEAS 2030 - Marine | SDG&E ¦ Marine | SDG&E | All | Electric & Gas | Code HVAC Wall Furnace and Room AC | Average Existing and Code |  | 2030 | 1 | Conventional | HVAC | Res - Single Family | Res | ROB and NEW | 0 | Residential Households | Cap-Tons | 9 | DEER:HVAC_Eff_AC | 0 | 0 | 0 | SWHC044-05 | 939.73 | 2022 | 304.26 | 2022 | 0 | 0 | SWHC044-05 | Res Ductless HVAC System - Fuel Sub - Panel Upgrade - ZEAS 2030 - Marine ¦ SDG&E ¦ Marine | Res Ductless HVAC System - Fuel Sub - Panel Upgrade - ZEAS 2030 - Marine | 0.019158 | 0.53 | 1 | RASS 2019 | 0 | 2012 | 1 | SWHC044
RES-HVAC-FS-PU-30-ZEAS.14 | Res ¦ Code HVAC Wall Furnace and Room AC - Panel Upgrade - ZEAS 2030 - Marine ¦ SDG&E ¦ Marine | Res ¦ Code HVAC Wall Furnace and Room AC - Panel Upgrade - ZEAS 2030 - Marine | SDG&E ¦ Marine | SDG&E | All | Electric & Gas | Code HVAC Wall Furnace and Room AC | Average Existing and Code |  | 2030 | 1 | Conventional | HVAC | Res - Multi Family | Res | ROB and NEW | 0 | Residential Households | Cap-Tons | 9 | DEER:HVAC_Eff_AC | 0 | 0 | 0 | SWHC044-05 | 939.73 | 2022 | 304.26 | 2022 | 0 | 0 | SWHC044-05 | Res Ductless HVAC System - Fuel Sub - Panel Upgrade - ZEAS 2030 - Marine ¦ SDG&E ¦ Marine | Res Ductless HVAC System - Fuel Sub - Panel Upgrade - ZEAS 2030 - Marine | 0.00065131 | 0.53 | 1 | RASS 2019 | 0 | 2012 | 1 | SWHC044
RES-HVAC-FS-PU-30-ZEAS.15 | Res ¦ Code HVAC Wall Furnace and Room AC - Panel Upgrade - ZEAS 2030 - Hot-Dry ¦ SDG&E ¦ Hot-Dry | Res ¦ Code HVAC Wall Furnace and Room AC - Panel Upgrade - ZEAS 2030 - Hot-Dry | SDG&E ¦ Hot-Dry | SDG&E | All | Electric & Gas | Code HVAC Wall Furnace and Room AC | Average Existing and Code |  | 2030 | 1 | Conventional | HVAC | Res - Single Family | Res | ROB and NEW | 0 | Residential Households | Cap-Tons | 9 | DEER:HVAC_Eff_AC | 0 | 0 | 0 | SWHC044-05 | 939.73 | 2022 | 304.26 | 2022 | 0 | 0 | SWHC044-05 | Res Ductless HVAC System - Fuel Sub - Panel Upgrade - ZEAS 2030 - Hot-Dry ¦ SDG&E ¦ Hot-Dry | Res Ductless HVAC System - Fuel Sub - Panel Upgrade - ZEAS 2030 - Hot-Dry | 0.019158 | 0.53 | 1 | RASS 2019 | 0 | 2012 | 1 | SWHC044
RES-HVAC-FS-PU-30-ZEAS.16 | Res ¦ Code HVAC Wall Furnace and Room AC - Panel Upgrade - ZEAS 2030 - Hot-Dry ¦ SDG&E ¦ Hot-Dry | Res ¦ Code HVAC Wall Furnace and Room AC - Panel Upgrade - ZEAS 2030 - Hot-Dry | SDG&E ¦ Hot-Dry | SDG&E | All | Electric & Gas | Code HVAC Wall Furnace and Room AC | Average Existing and Code |  | 2030 | 1 | Conventional | HVAC | Res - Multi Family | Res | ROB and NEW | 0 | Residential Households | Cap-Tons | 9 | DEER:HVAC_Eff_AC | 0 | 0 | 0 | SWHC044-05 | 939.73 | 2022 | 304.26 | 2022 | 0 | 0 | SWHC044-05 | Res Ductless HVAC System - Fuel Sub - Panel Upgrade - ZEAS 2030 - Hot-Dry ¦ SDG&E ¦ Hot-Dry | Res Ductless HVAC System - Fuel Sub - Panel Upgrade - ZEAS 2030 - Hot-Dry | 0.00065131 | 0.53 | 1 | RASS 2019 | 0 | 2012 | 1 | SWHC044
RES-HVAC-FS-PU-31-ZEAS.1 | Res ¦ Efficient Wall Furnace and ENERGY STAR Room AC - Panel Upgrade - ZEAS 2030 - Marine ¦ PG&E ¦ Marine | Res ¦ Efficient Wall Furnace and ENERGY STAR Room AC - Panel Upgrade - ZEAS 2030 - Marine | PG&E ¦ Marine | PG&E | All | Electric & Gas | Efficient Wall Furnace and ENERGY STAR Room AC | Efficient |  | 2030 | 1 | Conventional | HVAC | Res - Single Family | Res | ROB and NEW | 0 | Residential Households | Cap-Tons | 9 | DEER:HVAC_Eff_AC | -15.984 | 0 | -4.6006 | SWHC001-05, SWAP007-04 | 1089.5444 | 2022 | 304.26 | 2022 | 0 | 0 | SWHC001-05, SWAP007-04 | Res Ductless HVAC System - Fuel Sub - Panel Upgrade - ZEAS 2030 - Marine ¦ PG&E ¦ Marine | Res Ductless HVAC System - Fuel Sub - Panel Upgrade - ZEAS 2030 - Marine | 0.003367 | 0.53 | 0 | RASS 2019 | 0 | 2012 | 1 | SWHC001 (furnace), SWAP007 (AC)
RES-HVAC-FS-PU-31-ZEAS.2 | Res ¦ Efficient Wall Furnace and ENERGY STAR Room AC - Panel Upgrade - ZEAS 2030 - Marine ¦ PG&E ¦ Marine | Res ¦ Efficient Wall Furnace and ENERGY STAR Room AC - Panel Upgrade - ZEAS 2030 - Marine | PG&E ¦ Marine | PG&E | All | Electric & Gas | Efficient Wall Furnace and ENERGY STAR Room AC | Efficient |  | 2030 | 1 | Conventional | HVAC | Res - Multi Family | Res | ROB and NEW | 0 | Residential Households | Cap-Tons | 9 | DEER:HVAC_Eff_AC | -4.32 | 0 | -2.7755 | SWHC001-05, SWAP007-04 | 1089.5444 | 2022 | 304.26 | 2022 | 0 | 0 | SWHC001-05, SWAP007-04 | Res Ductless HVAC System - Fuel Sub - Panel Upgrade - ZEAS 2030 - Marine ¦ PG&E ¦ Marine | Res Ductless HVAC System - Fuel Sub - Panel Upgrade - ZEAS 2030 - Marine | 8.3696e-05 | 0.53 | 0 | RASS 2019 | 0 | 2012 | 1 | SWHC001 (furnace), SWAP007 (AC)
RES-HVAC-FS-PU-31-ZEAS.3 | Res ¦ Efficient Wall Furnace and ENERGY STAR Room AC - Panel Upgrade - ZEAS 2030 - Hot-Dry ¦ PG&E ¦ Hot-Dry | Res ¦ Efficient Wall Furnace and ENERGY STAR Room AC - Panel Upgrade - ZEAS 2030 - Hot-Dry | PG&E ¦ Hot-Dry | PG&E | All | Electric & Gas | Efficient Wall Furnace and ENERGY STAR Room AC | Efficient |  | 2030 | 1 | Conventional | HVAC | Res - Single Family | Res | ROB and NEW | 0 | Residential Households | Cap-Tons | 9 | DEER:HVAC_Eff_AC | -46.44 | 0 | -4.073 | SWHC001-05, SWAP007-04 | 1089.5444 | 2022 | 304.26 | 2022 | 0 | 0 | SWHC001-05, SWAP007-04 | Res Ductless HVAC System - Fuel Sub - Panel Upgrade - ZEAS 2030 - Hot-Dry ¦ PG&E ¦ Hot-Dry | Res Ductless HVAC System - Fuel Sub - Panel Upgrade - ZEAS 2030 - Hot-Dry | 0.003367 | 0.53 | 0 | RASS 2019 | 0 | 2012 | 1 | SWHC001 (furnace), SWAP007 (AC)
RES-HVAC-FS-PU-31-ZEAS.4 | Res ¦ Efficient Wall Furnace and ENERGY STAR Room AC - Panel Upgrade - ZEAS 2030 - Hot-Dry ¦ PG&E ¦ Hot-Dry | Res ¦ Efficient Wall Furnace and ENERGY STAR Room AC - Panel Upgrade - ZEAS 2030 - Hot-Dry | PG&E ¦ Hot-Dry | PG&E | All | Electric & Gas | Efficient Wall Furnace and ENERGY STAR Room AC | Efficient |  | 2030 | 1 | Conventional | HVAC | Res - Multi Family | Res | ROB and NEW | 0 | Residential Households | Cap-Tons | 9 | DEER:HVAC_Eff_AC | -30.708 | 0 | -1.8752 | SWHC001-05, SWAP007-04 | 1089.5444 | 2022 | 304.26 | 2022 | 0 | 0 | SWHC001-05, SWAP007-04 | Res Ductless HVAC System - Fuel Sub - Panel Upgrade - ZEAS 2030 - Hot-Dry ¦ PG&E ¦ Hot-Dry | Res Ductless HVAC System - Fuel Sub - Panel Upgrade - ZEAS 2030 - Hot-Dry | 8.3696e-05 | 0.53 | 0 | RASS 2019 | 0 | 2012 | 1 | SWHC001 (furnace), SWAP007 (AC)
RES-HVAC-FS-PU-31-ZEAS.5 | Res ¦ Efficient Wall Furnace and ENERGY STAR Room AC - Panel Upgrade - ZEAS 2030 - Cold ¦ PG&E ¦ Cold | Res ¦ Efficient Wall Furnace and ENERGY STAR Room AC - Panel Upgrade - ZEAS 2030 - Cold | PG&E ¦ Cold | PG&E | All | Electric & Gas | Efficient Wall Furnace and ENERGY STAR Room AC | Efficient |  | 2030 | 1 | Conventional | HVAC | Res - Single Family | Res | ROB and NEW | 0 | Residential Households | Cap-Tons | 9 | DEER:HVAC_Eff_AC | -48.96 | 0 | -2.0906 | SWHC001-05, SWAP007-04 | 1089.5444 | 2022 | 304.26 | 2022 | 0 | 0 | SWHC001-05, SWAP007-04 | Res Ductless HVAC System - Fuel Sub - Panel Upgrade - ZEAS 2030 - Cold ¦ PG&E ¦ Cold | Res Ductless HVAC System - Fuel Sub - Panel Upgrade - ZEAS 2030 - Cold | 0.003367 | 0.53 | 0 | RASS 2019 | 0 | 2012 | 1 | SWHC001 (furnace), SWAP007 (AC)
RES-HVAC-FS-PU-31-ZEAS.6 | Res ¦ Efficient Wall Furnace and ENERGY STAR Room AC - Panel Upgrade - ZEAS 2030 - Cold ¦ PG&E ¦ Cold | Res ¦ Efficient Wall Furnace and ENERGY STAR Room AC - Panel Upgrade - ZEAS 2030 - Cold | PG&E ¦ Cold | PG&E | All | Electric & Gas | Efficient Wall Furnace and ENERGY STAR Room AC | Efficient |  | 2030 | 1 | Conventional | HVAC | Res - Multi Family | Res | ROB and NEW | 0 | Residential Households | Cap-Tons | 9 | DEER:HVAC_Eff_AC | -38.88 | 0 | -2.3958 | SWHC001-05, SWAP007-04 | 1089.5444 | 2022 | 304.26 | 2022 | 0 | 0 | SWHC001-05, SWAP007-04 | Res Ductless HVAC System - Fuel Sub - Panel Upgrade - ZEAS 2030 - Cold ¦ PG&E ¦ Cold | Res Ductless HVAC System - Fuel Sub - Panel Upgrade - ZEAS 2030 - Cold | 8.3696e-05 | 0.53 | 0 | RASS 2019 | 0 | 2012 | 1 | SWHC001 (furnace), SWAP007 (AC)
RES-HVAC-FS-PU-31-ZEAS.7 | Res ¦ Efficient Wall Furnace and ENERGY STAR Room AC - Panel Upgrade - ZEAS 2030 - Marine ¦ SCG ¦ Marine | Res ¦ Efficient Wall Furnace and ENERGY STAR Room AC - Panel Upgrade - ZEAS 2030 - Marine | SCG ¦ Marine | SCG | All | Electric & Gas | Efficient Wall Furnace and ENERGY STAR Room AC | Efficient |  | 2030 | 1 | Conventional | HVAC | Res - Single Family | Res | ROB and NEW | 0 | Residential Households | Cap-Tons | 9 | DEER:HVAC_Eff_AC | -24.192 | 0 | -3.3831 | SWHC001-05, SWAP007-04 | 1089.5444 | 2022 | 304.26 | 2022 | 0 | 0 | SWHC001-05, SWAP007-04 | Res Ductless HVAC System - Fuel Sub - Panel Upgrade - ZEAS 2030 - Marine ¦ SCG ¦ Marine | Res Ductless HVAC System - Fuel Sub - Panel Upgrade - ZEAS 2030 - Marine | 0.018094 | 0.53 | 0.033333 | RASS 2019 | 0 | 2012 | 1 | SWHC001 (furnace), SWAP007 (AC)
RES-HVAC-FS-PU-31-ZEAS.8 | Res ¦ Efficient Wall Furnace and ENERGY STAR Room AC - Panel Upgrade - ZEAS 2030 - Marine ¦ SCG ¦ Marine | Res ¦ Efficient Wall Furnace and ENERGY STAR Room AC - Panel Upgrade - ZEAS 2030 - Marine | SCG ¦ Marine | SCG | All | Electric & Gas | Efficient Wall Furnace and ENERGY STAR Room AC | Efficient |  | 2030 | 1 | Conventional | HVAC | Res - Multi Family | Res | ROB and NEW | 0 | Residential Households | Cap-Tons | 9 | DEER:HVAC_Eff_AC | -16.128 | 0 | -1.7467 | SWHC001-05, SWAP007-04 | 1089.5444 | 2022 | 304.26 | 2022 | 0 | 0 | SWHC001-05, SWAP007-04 | Res Ductless HVAC System - Fuel Sub - Panel Upgrade - ZEAS 2030 - Marine ¦ SCG ¦ Marine | Res Ductless HVAC System - Fuel Sub - Panel Upgrade - ZEAS 2030 - Marine | 0.003365 | 0.53 | 0 | RASS 2019 | 0 | 2012 | 1 | SWHC001 (furnace), SWAP007 (AC)
RES-HVAC-FS-PU-31-ZEAS.9 | Res ¦ Efficient Wall Furnace and ENERGY STAR Room AC - Panel Upgrade - ZEAS 2030 - Hot-Dry ¦ SCG ¦ Hot-Dry | Res ¦ Efficient Wall Furnace and ENERGY STAR Room AC - Panel Upgrade - ZEAS 2030 - Hot-Dry | SCG ¦ Hot-Dry | SCG | All | Electric & Gas | Efficient Wall Furnace and ENERGY STAR Room AC | Efficient |  | 2030 | 1 | Conventional | HVAC | Res - Single Family | Res | ROB and NEW | 0 | Residential Households | Cap-Tons | 9 | DEER:HVAC_Eff_AC | -28.224 | 0 | -3.4138 | SWHC001-05, SWAP007-04 | 1089.5444 | 2022 | 304.26 | 2022 | 0 | 0 | SWHC001-05, SWAP007-04 | Res Ductless HVAC System - Fuel Sub - Panel Upgrade - ZEAS 2030 - Hot-Dry ¦ SCG ¦ Hot-Dry | Res Ductless HVAC System - Fuel Sub - Panel Upgrade - ZEAS 2030 - Hot-Dry | 0.018094 | 0.53 | 0.033333 | RASS 2019 | 0 | 2012 | 1 | SWHC001 (furnace), SWAP007 (AC)
RES-HVAC-FS-PU-31-ZEAS.10 | Res ¦ Efficient Wall Furnace and ENERGY STAR Room AC - Panel Upgrade - ZEAS 2030 - Hot-Dry ¦ SCG ¦ Hot-Dry | Res ¦ Efficient Wall Furnace and ENERGY STAR Room AC - Panel Upgrade - ZEAS 2030 - Hot-Dry | SCG ¦ Hot-Dry | SCG | All | Electric & Gas | Efficient Wall Furnace and ENERGY STAR Room AC | Efficient |  | 2030 | 1 | Conventional | HVAC | Res - Multi Family | Res | ROB and NEW | 0 | Residential Households | Cap-Tons | 9 | DEER:HVAC_Eff_AC | -18 | 0 | -1.9524 | SWHC001-05, SWAP007-04 | 1089.5444 | 2022 | 304.26 | 2022 | 0 | 0 | SWHC001-05, SWAP007-04 | Res Ductless HVAC System - Fuel Sub - Panel Upgrade - ZEAS 2030 - Hot-Dry ¦ SCG ¦ Hot-Dry | Res Ductless HVAC System - Fuel Sub - Panel Upgrade - ZEAS 2030 - Hot-Dry | 0.003365 | 0.53 | 0 | RASS 2019 | 0 | 2012 | 1 | SWHC001 (furnace), SWAP007 (AC)
RES-HVAC-FS-PU-31-ZEAS.11 | Res ¦ Efficient Wall Furnace and ENERGY STAR Room AC - Panel Upgrade - ZEAS 2030 - Cold ¦ SCG ¦ Cold | Res ¦ Efficient Wall Furnace and ENERGY STAR Room AC - Panel Upgrade - ZEAS 2030 - Cold | SCG ¦ Cold | SCG | All | Electric & Gas | Efficient Wall Furnace and ENERGY STAR Room AC | Efficient |  | 2030 | 1 | Conventional | HVAC | Res - Single Family | Res | ROB and NEW | 0 | Residential Households | Cap-Tons | 9 | DEER:HVAC_Eff_AC | -48.96 | 0 | -2.0906 | SWHC001-05, SWAP007-04 | 1089.5444 | 2022 | 304.26 | 2022 | 0 | 0 | SWHC001-05, SWAP007-04 | Res Ductless HVAC System - Fuel Sub - Panel Upgrade - ZEAS 2030 - Cold ¦ SCG ¦ Cold | Res Ductless HVAC System - Fuel Sub - Panel Upgrade - ZEAS 2030 - Cold | 0.018094 | 0.53 | 0.033333 | RASS 2019 | 0 | 2012 | 1 | SWHC001 (furnace), SWAP007 (AC)
RES-HVAC-FS-PU-31-ZEAS.12 | Res ¦ Efficient Wall Furnace and ENERGY STAR Room AC - Panel Upgrade - ZEAS 2030 - Cold ¦ SCG ¦ Cold | Res ¦ Efficient Wall Furnace and ENERGY STAR Room AC - Panel Upgrade - ZEAS 2030 - Cold | SCG ¦ Cold | SCG | All | Electric & Gas | Efficient Wall Furnace and ENERGY STAR Room AC | Efficient |  | 2030 | 1 | Conventional | HVAC | Res - Multi Family | Res | ROB and NEW | 0 | Residential Households | Cap-Tons | 9 | DEER:HVAC_Eff_AC | -38.88 | 0 | -2.3958 | SWHC001-05, SWAP007-04 | 1089.5444 | 2022 | 304.26 | 2022 | 0 | 0 | SWHC001-05, SWAP007-04 | Res Ductless HVAC System - Fuel Sub - Panel Upgrade - ZEAS 2030 - Cold ¦ SCG ¦ Cold | Res Ductless HVAC System - Fuel Sub - Panel Upgrade - ZEAS 2030 - Cold | 0.003365 | 0.53 | 0 | RASS 2019 | 0 | 2012 | 1 | SWHC001 (furnace), SWAP007 (AC)
RES-HVAC-FS-PU-31-ZEAS.13 | Res ¦ Efficient Wall Furnace and ENERGY STAR Room AC - Panel Upgrade - ZEAS 2030 - Marine ¦ SDG&E ¦ Marine | Res ¦ Efficient Wall Furnace and ENERGY STAR Room AC - Panel Upgrade - ZEAS 2030 - Marine | SDG&E ¦ Marine | SDG&E | All | Electric & Gas | Efficient Wall Furnace and ENERGY STAR Room AC | Efficient |  | 2030 | 1 | Conventional | HVAC | Res - Single Family | Res | ROB and NEW | 0 | Residential Households | Cap-Tons | 9 | DEER:HVAC_Eff_AC | -24.192 | 0 | -3.3831 | SWHC001-05, SWAP007-04 | 1089.5444 | 2022 | 304.26 | 2022 | 0 | 0 | SWHC001-05, SWAP007-04 | Res Ductless HVAC System - Fuel Sub - Panel Upgrade - ZEAS 2030 - Marine ¦ SDG&E ¦ Marine | Res Ductless HVAC System - Fuel Sub - Panel Upgrade - ZEAS 2030 - Marine | 0.019158 | 0.53 | 0 | RASS 2019 | 0 | 2012 | 1 | SWHC001 (furnace), SWAP007 (AC)
RES-HVAC-FS-PU-31-ZEAS.14 | Res ¦ Efficient Wall Furnace and ENERGY STAR Room AC - Panel Upgrade - ZEAS 2030 - Marine ¦ SDG&E ¦ Marine | Res ¦ Efficient Wall Furnace and ENERGY STAR Room AC - Panel Upgrade - ZEAS 2030 - Marine | SDG&E ¦ Marine | SDG&E | All | Electric & Gas | Efficient Wall Furnace and ENERGY STAR Room AC | Efficient |  | 2030 | 1 | Conventional | HVAC | Res - Multi Family | Res | ROB and NEW | 0 | Residential Households | Cap-Tons | 9 | DEER:HVAC_Eff_AC | -16.128 | 0 | -1.7467 | SWHC001-05, SWAP007-04 | 1089.5444 | 2022 | 304.26 | 2022 | 0 | 0 | SWHC001-05, SWAP007-04 | Res Ductless HVAC System - Fuel Sub - Panel Upgrade - ZEAS 2030 - Marine ¦ SDG&E ¦ Marine | Res Ductless HVAC System - Fuel Sub - Panel Upgrade - ZEAS 2030 - Marine | 0.00065131 | 0.53 | 0 | RASS 2019 | 0 | 2012 | 1 | SWHC001 (furnace), SWAP007 (AC)
RES-HVAC-FS-PU-31-ZEAS.15 | Res ¦ Efficient Wall Furnace and ENERGY STAR Room AC - Panel Upgrade - ZEAS 2030 - Hot-Dry ¦ SDG&E ¦ Hot-Dry | Res ¦ Efficient Wall Furnace and ENERGY STAR Room AC - Panel Upgrade - ZEAS 2030 - Hot-Dry | SDG&E ¦ Hot-Dry | SDG&E | All | Electric & Gas | Efficient Wall Furnace and ENERGY STAR Room AC | Efficient |  | 2030 | 1 | Conventional | HVAC | Res - Single Family | Res | ROB and NEW | 0 | Residential Households | Cap-Tons | 9 | DEER:HVAC_Eff_AC | -19.512 | 0 | -3.7372 | SWHC001-05, SWAP007-04 | 1089.5444 | 2022 | 304.26 | 2022 | 0 | 0 | SWHC001-05, SWAP007-04 | Res Ductless HVAC System - Fuel Sub - Panel Upgrade - ZEAS 2030 - Hot-Dry ¦ SDG&E ¦ Hot-Dry | Res Ductless HVAC System - Fuel Sub - Panel Upgrade - ZEAS 2030 - Hot-Dry | 0.019158 | 0.53 | 0 | RASS 2019 | 0 | 2012 | 1 | SWHC001 (furnace), SWAP007 (AC)
RES-HVAC-FS-PU-31-ZEAS.16 | Res ¦ Efficient Wall Furnace and ENERGY STAR Room AC - Panel Upgrade - ZEAS 2030 - Hot-Dry ¦ SDG&E ¦ Hot-Dry | Res ¦ Efficient Wall Furnace and ENERGY STAR Room AC - Panel Upgrade - ZEAS 2030 - Hot-Dry | SDG&E ¦ Hot-Dry | SDG&E | All | Electric & Gas | Efficient Wall Furnace and ENERGY STAR Room AC | Efficient |  | 2030 | 1 | Conventional | HVAC | Res - Multi Family | Res | ROB and NEW | 0 | Residential Households | Cap-Tons | 9 | DEER:HVAC_Eff_AC | -12.672 | 0 | -1.4885 | SWHC001-05, SWAP007-04 | 1089.5444 | 2022 | 304.26 | 2022 | 0 | 0 | SWHC001-05, SWAP007-04 | Res Ductless HVAC System - Fuel Sub - Panel Upgrade - ZEAS 2030 - Hot-Dry ¦ SDG&E ¦ Hot-Dry | Res Ductless HVAC System - Fuel Sub - Panel Upgrade - ZEAS 2030 - Hot-Dry | 0.00065131 | 0.53 | 0 | RASS 2019 | 0 | 2012 | 1 | SWHC001 (furnace), SWAP007 (AC)
RES-HVAC-FS-PU-30B-ZEAS.1 | Res ¦ Ductless Mini Split Heat Pump (SEER2 14.3) - Fuel Sub Future Baseline - Panel Upgrade - ZEAS 2030 - Marine ¦ PG&E ¦ Marine | Res ¦ Ductless Mini Split Heat Pump (SEER2 14.3) - Fuel Sub Future Baseline - Panel Upgrade - ZEAS 2030 - Marine | PG&E ¦ Marine | PG&E | All | Electric & Gas | Ductless Mini Split Heat Pump (SEER2 14.3) - Fuel Sub Future Baseline | Efficient | 2030 |  | 1 | Conventional | HVAC | Res - Single Family | Res | ROB and NEW | 1 | Residential Households | Cap-Tons | 23 | DEER:HVAC_Eff_AC | 174.76 | 0.008322 | -64.3 | SWHC050-05 | 1108.0485 | 2022 | 912.802 | 2022 | 930.9413 | -132.13 | SWHC050-05 | Res Ductless HVAC System - Fuel Sub - Panel Upgrade - ZEAS 2030 - Marine ¦ PG&E ¦ Marine | Res Ductless HVAC System - Fuel Sub - Panel Upgrade - ZEAS 2030 - Marine | 0.003367 | 0.53 | 0 | RASS 2019 | 0 | 2012 | 1 | SWHC050
RES-HVAC-FS-PU-30B-ZEAS.2 | Res ¦ Ductless Mini Split Heat Pump (SEER2 14.3) - Fuel Sub Future Baseline - Panel Upgrade - ZEAS 2030 - Marine ¦ PG&E ¦ Marine | Res ¦ Ductless Mini Split Heat Pump (SEER2 14.3) - Fuel Sub Future Baseline - Panel Upgrade - ZEAS 2030 - Marine | PG&E ¦ Marine | PG&E | All | Electric & Gas | Ductless Mini Split Heat Pump (SEER2 14.3) - Fuel Sub Future Baseline | Efficient | 2030 |  | 1 | Conventional | HVAC | Res - Multi Family | Res | ROB and NEW | 1 | Residential Households | Cap-Tons | 23 | DEER:HVAC_Eff_AC | 48.66 | 0.00873 | -48.2 | SWHC050-05 | 1108.0485 | 2022 | 912.802 | 2022 | 930.9413 | -132.13 | SWHC050-05 | Res Ductless HVAC System - Fuel Sub - Panel Upgrade - ZEAS 2030 - Marine ¦ PG&E ¦ Marine | Res Ductless HVAC System - Fuel Sub - Panel Upgrade - ZEAS 2030 - Marine | 8.3696e-05 | 0.53 | 0 | RASS 2019 | 0 | 2012 | 1 | SWHC050
RES-HVAC-FS-PU-30B-ZEAS.3 | Res ¦ Ductless Mini Split Heat Pump (SEER2 14.3) - Fuel Sub Future Baseline - Panel Upgrade - ZEAS 2030 - Hot-Dry ¦ PG&E ¦ Hot-Dry | Res ¦ Ductless Mini Split Heat Pump (SEER2 14.3) - Fuel Sub Future Baseline - Panel Upgrade - ZEAS 2030 - Hot-Dry | PG&E ¦ Hot-Dry | PG&E | All | Electric & Gas | Ductless Mini Split Heat Pump (SEER2 14.3) - Fuel Sub Future Baseline | Efficient | 2030 |  | 1 | Conventional | HVAC | Res - Single Family | Res | ROB and NEW | 1 | Residential Households | Cap-Tons | 23 | DEER:HVAC_Eff_AC | 108.13 | 0.01284 | -65.3 | SWHC050-05 | 1108.0485 | 2022 | 912.802 | 2022 | 1217.3847 | -132.13 | SWHC050-05 | Res Ductless HVAC System - Fuel Sub - Panel Upgrade - ZEAS 2030 - Hot-Dry ¦ PG&E ¦ Hot-Dry | Res Ductless HVAC System - Fuel Sub - Panel Upgrade - ZEAS 2030 - Hot-Dry | 0.003367 | 0.53 | 0 | RASS 2019 | 0 | 2012 | 1 | SWHC050
RES-HVAC-FS-PU-30B-ZEAS.4 | Res ¦ Ductless Mini Split Heat Pump (SEER2 14.3) - Fuel Sub Future Baseline - Panel Upgrade - ZEAS 2030 - Hot-Dry ¦ PG&E ¦ Hot-Dry | Res ¦ Ductless Mini Split Heat Pump (SEER2 14.3) - Fuel Sub Future Baseline - Panel Upgrade - ZEAS 2030 - Hot-Dry | PG&E ¦ Hot-Dry | PG&E | All | Electric & Gas | Ductless Mini Split Heat Pump (SEER2 14.3) - Fuel Sub Future Baseline | Efficient | 2030 |  | 1 | Conventional | HVAC | Res - Multi Family | Res | ROB and NEW | 1 | Residential Households | Cap-Tons | 23 | DEER:HVAC_Eff_AC | 6.99 | 0.01296 | -35.2 | SWHC050-05 | 1108.0485 | 2022 | 912.802 | 2022 | 1217.3847 | -132.13 | SWHC050-05 | Res Ductless HVAC System - Fuel Sub - Panel Upgrade - ZEAS 2030 - Hot-Dry ¦ PG&E ¦ Hot-Dry | Res Ductless HVAC System - Fuel Sub - Panel Upgrade - ZEAS 2030 - Hot-Dry | 8.3696e-05 | 0.53 | 0 | RASS 2019 | 0 | 2012 | 1 | SWHC050
RES-HVAC-FS-PU-30B-ZEAS.5 | Res ¦ Ductless Mini Split Heat Pump (SEER2 14.3) - Fuel Sub Future Baseline - Panel Upgrade - ZEAS 2030 - Cold ¦ PG&E ¦ Cold | Res ¦ Ductless Mini Split Heat Pump (SEER2 14.3) - Fuel Sub Future Baseline - Panel Upgrade - ZEAS 2030 - Cold | PG&E ¦ Cold | PG&E | All | Electric & Gas | Ductless Mini Split Heat Pump (SEER2 14.3) - Fuel Sub Future Baseline | Efficient | 2030 |  | 1 | Conventional | HVAC | Res - Single Family | Res | ROB and NEW | 1 | Residential Households | Cap-Tons | 23 | DEER:HVAC_Eff_AC | -147.29 | 0.01284 | -64.8 | SWHC050-05 | 1108.0485 | 2022 | 912.802 | 2022 | 832.9474 | -132.13 | SWHC050-05 | Res Ductless HVAC System - Fuel Sub - Panel Upgrade - ZEAS 2030 - Cold ¦ PG&E ¦ Cold | Res Ductless HVAC System - Fuel Sub - Panel Upgrade - ZEAS 2030 - Cold | 0.003367 | 0.53 | 0 | RASS 2019 | 0 | 2012 | 1 | SWHC050
RES-HVAC-FS-PU-30B-ZEAS.6 | Res ¦ Ductless Mini Split Heat Pump (SEER2 14.3) - Fuel Sub Future Baseline - Panel Upgrade - ZEAS 2030 - Cold ¦ PG&E ¦ Cold | Res ¦ Ductless Mini Split Heat Pump (SEER2 14.3) - Fuel Sub Future Baseline - Panel Upgrade - ZEAS 2030 - Cold | PG&E ¦ Cold | PG&E | All | Electric & Gas | Ductless Mini Split Heat Pump (SEER2 14.3) - Fuel Sub Future Baseline | Efficient | 2030 |  | 1 | Conventional | HVAC | Res - Multi Family | Res | ROB and NEW | 1 | Residential Households | Cap-Tons | 23 | DEER:HVAC_Eff_AC | 2.67 | 0.01428 | -64.7 | SWHC050-05 | 1108.0485 | 2022 | 912.802 | 2022 | 832.9474 | -132.13 | SWHC050-05 | Res Ductless HVAC System - Fuel Sub - Panel Upgrade - ZEAS 2030 - Cold ¦ PG&E ¦ Cold | Res Ductless HVAC System - Fuel Sub - Panel Upgrade - ZEAS 2030 - Cold | 8.3696e-05 | 0.53 | 0 | RASS 2019 | 0 | 2012 | 1 | SWHC050
RES-HVAC-FS-PU-30B-ZEAS.7 | Res ¦ Ductless Mini Split Heat Pump (SEER2 14.3) - Fuel Sub Future Baseline - Panel Upgrade - ZEAS 2030 - Marine ¦ SCG ¦ Marine | Res ¦ Ductless Mini Split Heat Pump (SEER2 14.3) - Fuel Sub Future Baseline - Panel Upgrade - ZEAS 2030 - Marine | SCG ¦ Marine | SCG | All | Electric & Gas | Ductless Mini Split Heat Pump (SEER2 14.3) - Fuel Sub Future Baseline | Efficient | 2030 |  | 1 | Conventional | HVAC | Res - Single Family | Res | ROB and NEW | 1 | Residential Households | Cap-Tons | 23 | DEER:HVAC_Eff_AC | 10.996 | 0.004461 | -33.8 | SWHC050-05 | 1108.0485 | 2022 | 912.802 | 2022 | 749.8604 | -132.13 | SWHC050-05 | Res Ductless HVAC System - Fuel Sub - Panel Upgrade - ZEAS 2030 - Marine ¦ SCG ¦ Marine | Res Ductless HVAC System - Fuel Sub - Panel Upgrade - ZEAS 2030 - Marine | 0.018094 | 0.53 | 0 | RASS 2019 | 0 | 2012 | 1 | SWHC050
RES-HVAC-FS-PU-30B-ZEAS.8 | Res ¦ Ductless Mini Split Heat Pump (SEER2 14.3) - Fuel Sub Future Baseline - Panel Upgrade - ZEAS 2030 - Marine ¦ SCG ¦ Marine | Res ¦ Ductless Mini Split Heat Pump (SEER2 14.3) - Fuel Sub Future Baseline - Panel Upgrade - ZEAS 2030 - Marine | SCG ¦ Marine | SCG | All | Electric & Gas | Ductless Mini Split Heat Pump (SEER2 14.3) - Fuel Sub Future Baseline | Efficient | 2030 |  | 1 | Conventional | HVAC | Res - Multi Family | Res | ROB and NEW | 1 | Residential Households | Cap-Tons | 23 | DEER:HVAC_Eff_AC | -54.546 | 0.005457 | -27.7998 | SWHC050-05 | 1108.0485 | 2022 | 912.802 | 2022 | 749.8604 | -132.13 | SWHC050-05 | Res Ductless HVAC System - Fuel Sub - Panel Upgrade - ZEAS 2030 - Marine ¦ SCG ¦ Marine | Res Ductless HVAC System - Fuel Sub - Panel Upgrade - ZEAS 2030 - Marine | 0.003365 | 0.53 | 0 | RASS 2019 | 0 | 2012 | 1 | SWHC050
RES-HVAC-FS-PU-30B-ZEAS.9 | Res ¦ Ductless Mini Split Heat Pump (SEER2 14.3) - Fuel Sub Future Baseline - Panel Upgrade - ZEAS 2030 - Hot-Dry ¦ SCG ¦ Hot-Dry | Res ¦ Ductless Mini Split Heat Pump (SEER2 14.3) - Fuel Sub Future Baseline - Panel Upgrade - ZEAS 2030 - Hot-Dry | SCG ¦ Hot-Dry | SCG | All | Electric & Gas | Ductless Mini Split Heat Pump (SEER2 14.3) - Fuel Sub Future Baseline | Efficient | 2030 |  | 1 | Conventional | HVAC | Res - Single Family | Res | ROB and NEW | 1 | Residential Households | Cap-Tons | 23 | DEER:HVAC_Eff_AC | -37.46 | 0.01089 | -38.1 | SWHC050-05 | 1108.0485 | 2022 | 912.802 | 2022 | 892.2671 | -132.13 | SWHC050-05 | Res Ductless HVAC System - Fuel Sub - Panel Upgrade - ZEAS 2030 - Hot-Dry ¦ SCG ¦ Hot-Dry | Res Ductless HVAC System - Fuel Sub - Panel Upgrade - ZEAS 2030 - Hot-Dry | 0.018094 | 0.53 | 0 | RASS 2019 | 0 | 2012 | 1 | SWHC050
RES-HVAC-FS-PU-30B-ZEAS.10 | Res ¦ Ductless Mini Split Heat Pump (SEER2 14.3) - Fuel Sub Future Baseline - Panel Upgrade - ZEAS 2030 - Hot-Dry ¦ SCG ¦ Hot-Dry | Res ¦ Ductless Mini Split Heat Pump (SEER2 14.3) - Fuel Sub Future Baseline - Panel Upgrade - ZEAS 2030 - Hot-Dry | SCG ¦ Hot-Dry | SCG | All | Electric & Gas | Ductless Mini Split Heat Pump (SEER2 14.3) - Fuel Sub Future Baseline | Efficient | 2030 |  | 1 | Conventional | HVAC | Res - Multi Family | Res | ROB and NEW | 1 | Residential Households | Cap-Tons | 23 | DEER:HVAC_Eff_AC | -158.08 | 0.00966 | -28.8 | SWHC050-05 | 1108.0485 | 2022 | 912.802 | 2022 | 892.2671 | -132.13 | SWHC050-05 | Res Ductless HVAC System - Fuel Sub - Panel Upgrade - ZEAS 2030 - Hot-Dry ¦ SCG ¦ Hot-Dry | Res Ductless HVAC System - Fuel Sub - Panel Upgrade - ZEAS 2030 - Hot-Dry | 0.003365 | 0.53 | 0 | RASS 2019 | 0 | 2012 | 1 | SWHC050
RES-HVAC-FS-PU-30B-ZEAS.11 | Res ¦ Ductless Mini Split Heat Pump (SEER2 14.3) - Fuel Sub Future Baseline - Panel Upgrade - ZEAS 2030 - Cold ¦ SCG ¦ Cold | Res ¦ Ductless Mini Split Heat Pump (SEER2 14.3) - Fuel Sub Future Baseline - Panel Upgrade - ZEAS 2030 - Cold | SCG ¦ Cold | SCG | All | Electric & Gas | Ductless Mini Split Heat Pump (SEER2 14.3) - Fuel Sub Future Baseline | Efficient | 2030 |  | 1 | Conventional | HVAC | Res - Single Family | Res | ROB and NEW | 1 | Residential Households | Cap-Tons | 23 | DEER:HVAC_Eff_AC | -147.29 | 0.01284 | -64.8 | SWHC050-05 | 1108.0485 | 2022 | 912.802 | 2022 | 832.9474 | -132.13 | SWHC050-05 | Res Ductless HVAC System - Fuel Sub - Panel Upgrade - ZEAS 2030 - Cold ¦ SCG ¦ Cold | Res Ductless HVAC System - Fuel Sub - Panel Upgrade - ZEAS 2030 - Cold | 0.018094 | 0.53 | 0 | RASS 2019 | 0 | 2012 | 1 | SWHC050
RES-HVAC-FS-PU-30B-ZEAS.12 | Res ¦ Ductless Mini Split Heat Pump (SEER2 14.3) - Fuel Sub Future Baseline - Panel Upgrade - ZEAS 2030 - Cold ¦ SCG ¦ Cold | Res ¦ Ductless Mini Split Heat Pump (SEER2 14.3) - Fuel Sub Future Baseline - Panel Upgrade - ZEAS 2030 - Cold | SCG ¦ Cold | SCG | All | Electric & Gas | Ductless Mini Split Heat Pump (SEER2 14.3) - Fuel Sub Future Baseline | Efficient | 2030 |  | 1 | Conventional | HVAC | Res - Multi Family | Res | ROB and NEW | 1 | Residential Households | Cap-Tons | 23 | DEER:HVAC_Eff_AC | 2.67 | 0.01428 | -64.7 | SWHC050-05 | 1108.0485 | 2022 | 912.802 | 2022 | 832.9474 | -132.13 | SWHC050-05 | Res Ductless HVAC System - Fuel Sub - Panel Upgrade - ZEAS 2030 - Cold ¦ SCG ¦ Cold | Res Ductless HVAC System - Fuel Sub - Panel Upgrade - ZEAS 2030 - Cold | 0.003365 | 0.53 | 0 | RASS 2019 | 0 | 2012 | 1 | SWHC050
RES-HVAC-FS-PU-30B-ZEAS.13 | Res ¦ Ductless Mini Split Heat Pump (SEER2 14.3) - Fuel Sub Future Baseline - Panel Upgrade - ZEAS 2030 - Marine ¦ SDG&E ¦ Marine | Res ¦ Ductless Mini Split Heat Pump (SEER2 14.3) - Fuel Sub Future Baseline - Panel Upgrade - ZEAS 2030 - Marine | SDG&E ¦ Marine | SDG&E | All | Electric & Gas | Ductless Mini Split Heat Pump (SEER2 14.3) - Fuel Sub Future Baseline | Efficient | 2030 |  | 1 | Conventional | HVAC | Res - Single Family | Res | ROB and NEW | 1 | Residential Households | Cap-Tons | 23 | DEER:HVAC_Eff_AC | 10.996 | 0.004461 | -33.8 | SWHC050-05 | 1108.0485 | 2022 | 912.802 | 2022 | 749.8604 | -132.13 | SWHC050-05 | Res Ductless HVAC System - Fuel Sub - Panel Upgrade - ZEAS 2030 - Marine ¦ SDG&E ¦ Marine | Res Ductless HVAC System - Fuel Sub - Panel Upgrade - ZEAS 2030 - Marine | 0.019158 | 0.53 | 0 | RASS 2019 | 0 | 2012 | 1 | SWHC050
RES-HVAC-FS-PU-30B-ZEAS.14 | Res ¦ Ductless Mini Split Heat Pump (SEER2 14.3) - Fuel Sub Future Baseline - Panel Upgrade - ZEAS 2030 - Marine ¦ SDG&E ¦ Marine | Res ¦ Ductless Mini Split Heat Pump (SEER2 14.3) - Fuel Sub Future Baseline - Panel Upgrade - ZEAS 2030 - Marine | SDG&E ¦ Marine | SDG&E | All | Electric & Gas | Ductless Mini Split Heat Pump (SEER2 14.3) - Fuel Sub Future Baseline | Efficient | 2030 |  | 1 | Conventional | HVAC | Res - Multi Family | Res | ROB and NEW | 1 | Residential Households | Cap-Tons | 23 | DEER:HVAC_Eff_AC | -54.546 | 0.005457 | -27.7998 | SWHC050-05 | 1108.0485 | 2022 | 912.802 | 2022 | 749.8604 | -132.13 | SWHC050-05 | Res Ductless HVAC System - Fuel Sub - Panel Upgrade - ZEAS 2030 - Marine ¦ SDG&E ¦ Marine | Res Ductless HVAC System - Fuel Sub - Panel Upgrade - ZEAS 2030 - Marine | 0.00065131 | 0.53 | 0 | RASS 2019 | 0 | 2012 | 1 | SWHC050
RES-HVAC-FS-PU-30B-ZEAS.15 | Res ¦ Ductless Mini Split Heat Pump (SEER2 14.3) - Fuel Sub Future Baseline - Panel Upgrade - ZEAS 2030 - Hot-Dry ¦ SDG&E ¦ Hot-Dry | Res ¦ Ductless Mini Split Heat Pump (SEER2 14.3) - Fuel Sub Future Baseline - Panel Upgrade - ZEAS 2030 - Hot-Dry | SDG&E ¦ Hot-Dry | SDG&E | All | Electric & Gas | Ductless Mini Split Heat Pump (SEER2 14.3) - Fuel Sub Future Baseline | Efficient | 2030 |  | 1 | Conventional | HVAC | Res - Single Family | Res | ROB and NEW | 1 | Residential Households | Cap-Tons | 23 | DEER:HVAC_Eff_AC | 21.351 | 0.00858 | -41.6 | SWHC050-05 | 1108.0485 | 2022 | 912.802 | 2022 | 936.7415 | -132.13 | SWHC050-05 | Res Ductless HVAC System - Fuel Sub - Panel Upgrade - ZEAS 2030 - Hot-Dry ¦ SDG&E ¦ Hot-Dry | Res Ductless HVAC System - Fuel Sub - Panel Upgrade - ZEAS 2030 - Hot-Dry | 0.019158 | 0.53 | 0 | RASS 2019 | 0 | 2012 | 1 | SWHC050
RES-HVAC-FS-PU-30B-ZEAS.16 | Res ¦ Ductless Mini Split Heat Pump (SEER2 14.3) - Fuel Sub Future Baseline - Panel Upgrade - ZEAS 2030 - Hot-Dry ¦ SDG&E ¦ Hot-Dry | Res ¦ Ductless Mini Split Heat Pump (SEER2 14.3) - Fuel Sub Future Baseline - Panel Upgrade - ZEAS 2030 - Hot-Dry | SDG&E ¦ Hot-Dry | SDG&E | All | Electric & Gas | Ductless Mini Split Heat Pump (SEER2 14.3) - Fuel Sub Future Baseline | Efficient | 2030 |  | 1 | Conventional | HVAC | Res - Multi Family | Res | ROB and NEW | 1 | Residential Households | Cap-Tons | 23 | DEER:HVAC_Eff_AC | -60.311 | 0.009177 | -24 | SWHC050-05 | 1108.0485 | 2022 | 912.802 | 2022 | 936.7415 | -132.13 | SWHC050-05 | Res Ductless HVAC System - Fuel Sub - Panel Upgrade - ZEAS 2030 - Hot-Dry ¦ SDG&E ¦ Hot-Dry | Res Ductless HVAC System - Fuel Sub - Panel Upgrade - ZEAS 2030 - Hot-Dry | 0.00065131 | 0.53 | 0 | RASS 2019 | 0 | 2012 | 1 | SWHC050
RES-HVAC-FS-PU-32-ZEAS.1 | Res ¦ Ductless Mini Split Heat Pump (SEER2 15.2) - Fuel Sub - Panel Upgrade - ZEAS 2030 - Marine ¦ PG&E ¦ Marine | Res ¦ Ductless Mini Split Heat Pump (SEER2 15.2) - Fuel Sub - Panel Upgrade - ZEAS 2030 - Marine | PG&E ¦ Marine | PG&E | All | Electric & Gas | Ductless Mini Split Heat Pump (SEER2 15.2) - Fuel Sub | Efficient |  |  | 1 | Conventional | HVAC | Res - Single Family | Res | ROB Only | 1 | Residential Households | Cap-Tons | 23 | DEER:HVAC_Eff_AC | 166 | 0 | -64.3 | SWHC044-05 | 1204.3185 | 2022 | 912.802 | 2022 | 930.9413 | -132.13 | SWHC044-05 | Res Ductless HVAC System - Fuel Sub - Panel Upgrade - ZEAS 2030 - Marine ¦ PG&E ¦ Marine | Res Ductless HVAC System - Fuel Sub - Panel Upgrade - ZEAS 2030 - Marine | 0.003367 | 0.53 | 0 | RASS 2019 | 635.1361 | 2032 | 1 | SWHC044
RES-HVAC-FS-PU-32-ZEAS.2 | Res ¦ Ductless Mini Split Heat Pump (SEER2 15.2) - Fuel Sub - Panel Upgrade - ZEAS 2030 - Marine ¦ PG&E ¦ Marine | Res ¦ Ductless Mini Split Heat Pump (SEER2 15.2) - Fuel Sub - Panel Upgrade - ZEAS 2030 - Marine | PG&E ¦ Marine | PG&E | All | Electric & Gas | Ductless Mini Split Heat Pump (SEER2 15.2) - Fuel Sub | Efficient |  |  | 1 | Conventional | HVAC | Res - Multi Family | Res | ROB Only | 1 | Residential Households | Cap-Tons | 23 | DEER:HVAC_Eff_AC | 39.3 | 0 | -48.2 | SWHC044-05 | 1204.3185 | 2022 | 912.802 | 2022 | 930.9413 | -132.13 | SWHC044-05 | Res Ductless HVAC System - Fuel Sub - Panel Upgrade - ZEAS 2030 - Marine ¦ PG&E ¦ Marine | Res Ductless HVAC System - Fuel Sub - Panel Upgrade - ZEAS 2030 - Marine | 8.3696e-05 | 0.53 | 0 | RASS 2019 | 0 | 2012 | 1 | SWHC044
RES-HVAC-FS-PU-32-ZEAS.3 | Res ¦ Ductless Mini Split Heat Pump (SEER2 15.2) - Fuel Sub - Panel Upgrade - ZEAS 2030 - Hot-Dry ¦ PG&E ¦ Hot-Dry | Res ¦ Ductless Mini Split Heat Pump (SEER2 15.2) - Fuel Sub - Panel Upgrade - ZEAS 2030 - Hot-Dry | PG&E ¦ Hot-Dry | PG&E | All | Electric & Gas | Ductless Mini Split Heat Pump (SEER2 15.2) - Fuel Sub | Efficient |  |  | 1 | Conventional | HVAC | Res - Single Family | Res | ROB Only | 1 | Residential Households | Cap-Tons | 23 | DEER:HVAC_Eff_AC | 93.1 | 0 | -65.3 | SWHC044-05 | 1204.3185 | 2022 | 912.802 | 2022 | 1217.3847 | -132.13 | SWHC044-05 | Res Ductless HVAC System - Fuel Sub - Panel Upgrade - ZEAS 2030 - Hot-Dry ¦ PG&E ¦ Hot-Dry | Res Ductless HVAC System - Fuel Sub - Panel Upgrade - ZEAS 2030 - Hot-Dry | 0.003367 | 0.53 | 0 | RASS 2019 | 635.1361 | 2032 | 1 | SWHC044
RES-HVAC-FS-PU-32-ZEAS.4 | Res ¦ Ductless Mini Split Heat Pump (SEER2 15.2) - Fuel Sub - Panel Upgrade - ZEAS 2030 - Hot-Dry ¦ PG&E ¦ Hot-Dry | Res ¦ Ductless Mini Split Heat Pump (SEER2 15.2) - Fuel Sub - Panel Upgrade - ZEAS 2030 - Hot-Dry | PG&E ¦ Hot-Dry | PG&E | All | Electric & Gas | Ductless Mini Split Heat Pump (SEER2 15.2) - Fuel Sub | Efficient |  |  | 1 | Conventional | HVAC | Res - Multi Family | Res | ROB Only | 1 | Residential Households | Cap-Tons | 23 | DEER:HVAC_Eff_AC | -4.65 | 0 | -35.2 | SWHC044-05 | 1204.3185 | 2022 | 912.802 | 2022 | 1217.3847 | -132.13 | SWHC044-05 | Res Ductless HVAC System - Fuel Sub - Panel Upgrade - ZEAS 2030 - Hot-Dry ¦ PG&E ¦ Hot-Dry | Res Ductless HVAC System - Fuel Sub - Panel Upgrade - ZEAS 2030 - Hot-Dry | 8.3696e-05 | 0.53 | 0 | RASS 2019 | 0 | 2012 | 1 | SWHC044
RES-HVAC-FS-PU-32-ZEAS.5 | Res ¦ Ductless Mini Split Heat Pump (SEER2 15.2) - Fuel Sub - Panel Upgrade - ZEAS 2030 - Cold ¦ PG&E ¦ Cold | Res ¦ Ductless Mini Split Heat Pump (SEER2 15.2) - Fuel Sub - Panel Upgrade - ZEAS 2030 - Cold | PG&E ¦ Cold | PG&E | All | Electric & Gas | Ductless Mini Split Heat Pump (SEER2 15.2) - Fuel Sub | Efficient |  |  | 1 | Conventional | HVAC | Res - Single Family | Res | ROB Only | 1 | Residential Households | Cap-Tons | 23 | DEER:HVAC_Eff_AC | -167 | 0 | -64.8 | SWHC044-05 | 1204.3185 | 2022 | 912.802 | 2022 | 832.9474 | -132.13 | SWHC044-05 | Res Ductless HVAC System - Fuel Sub - Panel Upgrade - ZEAS 2030 - Cold ¦ PG&E ¦ Cold | Res Ductless HVAC System - Fuel Sub - Panel Upgrade - ZEAS 2030 - Cold | 0.003367 | 0.53 | 0 | RASS 2019 | 635.1361 | 2032 | 1 | SWHC044
RES-HVAC-FS-PU-32-ZEAS.6 | Res ¦ Ductless Mini Split Heat Pump (SEER2 15.2) - Fuel Sub - Panel Upgrade - ZEAS 2030 - Cold ¦ PG&E ¦ Cold | Res ¦ Ductless Mini Split Heat Pump (SEER2 15.2) - Fuel Sub - Panel Upgrade - ZEAS 2030 - Cold | PG&E ¦ Cold | PG&E | All | Electric & Gas | Ductless Mini Split Heat Pump (SEER2 15.2) - Fuel Sub | Efficient |  |  | 1 | Conventional | HVAC | Res - Multi Family | Res | ROB Only | 1 | Residential Households | Cap-Tons | 23 | DEER:HVAC_Eff_AC | -17.4 | 0 | -64.7 | SWHC044-05 | 1204.3185 | 2022 | 912.802 | 2022 | 832.9474 | -132.13 | SWHC044-05 | Res Ductless HVAC System - Fuel Sub - Panel Upgrade - ZEAS 2030 - Cold ¦ PG&E ¦ Cold | Res Ductless HVAC System - Fuel Sub - Panel Upgrade - ZEAS 2030 - Cold | 8.3696e-05 | 0.53 | 0 | RASS 2019 | 0 | 2012 | 1 | SWHC044
RES-HVAC-FS-PU-32-ZEAS.7 | Res ¦ Ductless Mini Split Heat Pump (SEER2 15.2) - Fuel Sub - Panel Upgrade - ZEAS 2030 - Marine ¦ SCG ¦ Marine | Res ¦ Ductless Mini Split Heat Pump (SEER2 15.2) - Fuel Sub - Panel Upgrade - ZEAS 2030 - Marine | SCG ¦ Marine | SCG | All | Electric & Gas | Ductless Mini Split Heat Pump (SEER2 15.2) - Fuel Sub | Efficient |  |  | 1 | Conventional | HVAC | Res - Single Family | Res | ROB Only | 1 | Residential Households | Cap-Tons | 23 | DEER:HVAC_Eff_AC | 4.03 | 0 | -33.8 | SWHC044-05 | 1204.3185 | 2022 | 912.802 | 2022 | 749.8604 | -132.13 | SWHC044-05 | Res Ductless HVAC System - Fuel Sub - Panel Upgrade - ZEAS 2030 - Marine ¦ SCG ¦ Marine | Res Ductless HVAC System - Fuel Sub - Panel Upgrade - ZEAS 2030 - Marine | 0.018094 | 0.53 | 0 | RASS 2019 | 635.1361 | 2032 | 1 | SWHC044
RES-HVAC-FS-PU-32-ZEAS.8 | Res ¦ Ductless Mini Split Heat Pump (SEER2 15.2) - Fuel Sub - Panel Upgrade - ZEAS 2030 - Marine ¦ SCG ¦ Marine | Res ¦ Ductless Mini Split Heat Pump (SEER2 15.2) - Fuel Sub - Panel Upgrade - ZEAS 2030 - Marine | SCG ¦ Marine | SCG | All | Electric & Gas | Ductless Mini Split Heat Pump (SEER2 15.2) - Fuel Sub | Efficient |  |  | 1 | Conventional | HVAC | Res - Multi Family | Res | ROB Only | 1 | Residential Households | Cap-Tons | 23 | DEER:HVAC_Eff_AC | -62.1 | 0 | -27.8 | SWHC044-05 | 1204.3185 | 2022 | 912.802 | 2022 | 749.8604 | -132.13 | SWHC044-05 | Res Ductless HVAC System - Fuel Sub - Panel Upgrade - ZEAS 2030 - Marine ¦ SCG ¦ Marine | Res Ductless HVAC System - Fuel Sub - Panel Upgrade - ZEAS 2030 - Marine | 0.003365 | 0.53 | 0 | RASS 2019 | 0 | 2012 | 1 | SWHC044
RES-HVAC-FS-PU-32-ZEAS.9 | Res ¦ Ductless Mini Split Heat Pump (SEER2 15.2) - Fuel Sub - Panel Upgrade - ZEAS 2030 - Hot-Dry ¦ SCG ¦ Hot-Dry | Res ¦ Ductless Mini Split Heat Pump (SEER2 15.2) - Fuel Sub - Panel Upgrade - ZEAS 2030 - Hot-Dry | SCG ¦ Hot-Dry | SCG | All | Electric & Gas | Ductless Mini Split Heat Pump (SEER2 15.2) - Fuel Sub | Efficient |  |  | 1 | Conventional | HVAC | Res - Single Family | Res | ROB Only | 1 | Residential Households | Cap-Tons | 23 | DEER:HVAC_Eff_AC | -50 | 0 | -38.1 | SWHC044-05 | 1204.3185 | 2022 | 912.802 | 2022 | 892.2671 | -132.13 | SWHC044-05 | Res Ductless HVAC System - Fuel Sub - Panel Upgrade - ZEAS 2030 - Hot-Dry ¦ SCG ¦ Hot-Dry | Res Ductless HVAC System - Fuel Sub - Panel Upgrade - ZEAS 2030 - Hot-Dry | 0.018094 | 0.53 | 0 | RASS 2019 | 635.1361 | 2032 | 1 | SWHC044
RES-HVAC-FS-PU-32-ZEAS.10 | Res ¦ Ductless Mini Split Heat Pump (SEER2 15.2) - Fuel Sub - Panel Upgrade - ZEAS 2030 - Hot-Dry ¦ SCG ¦ Hot-Dry | Res ¦ Ductless Mini Split Heat Pump (SEER2 15.2) - Fuel Sub - Panel Upgrade - ZEAS 2030 - Hot-Dry | SCG ¦ Hot-Dry | SCG | All | Electric & Gas | Ductless Mini Split Heat Pump (SEER2 15.2) - Fuel Sub | Efficient |  |  | 1 | Conventional | HVAC | Res - Multi Family | Res | ROB Only | 1 | Residential Households | Cap-Tons | 23 | DEER:HVAC_Eff_AC | -172 | 0 | -28.8 | SWHC044-05 | 1204.3185 | 2022 | 912.802 | 2022 | 892.2671 | -132.13 | SWHC044-05 | Res Ductless HVAC System - Fuel Sub - Panel Upgrade - ZEAS 2030 - Hot-Dry ¦ SCG ¦ Hot-Dry | Res Ductless HVAC System - Fuel Sub - Panel Upgrade - ZEAS 2030 - Hot-Dry | 0.003365 | 0.53 | 0 | RASS 2019 | 0 | 2012 | 1 | SWHC044
RES-HVAC-FS-PU-32-ZEAS.11 | Res ¦ Ductless Mini Split Heat Pump (SEER2 15.2) - Fuel Sub - Panel Upgrade - ZEAS 2030 - Cold ¦ SCG ¦ Cold | Res ¦ Ductless Mini Split Heat Pump (SEER2 15.2) - Fuel Sub - Panel Upgrade - ZEAS 2030 - Cold | SCG ¦ Cold | SCG | All | Electric & Gas | Ductless Mini Split Heat Pump (SEER2 15.2) - Fuel Sub | Efficient |  |  | 1 | Conventional | HVAC | Res - Single Family | Res | ROB Only | 1 | Residential Households | Cap-Tons | 23 | DEER:HVAC_Eff_AC | -167 | 0 | -64.8 | SWHC044-05 | 1204.3185 | 2022 | 912.802 | 2022 | 832.9474 | -132.13 | SWHC044-05 | Res Ductless HVAC System - Fuel Sub - Panel Upgrade - ZEAS 2030 - Cold ¦ SCG ¦ Cold | Res Ductless HVAC System - Fuel Sub - Panel Upgrade - ZEAS 2030 - Cold | 0.018094 | 0.53 | 0 | RASS 2019 | 635.1361 | 2032 | 1 | SWHC044
RES-HVAC-FS-PU-32-ZEAS.12 | Res ¦ Ductless Mini Split Heat Pump (SEER2 15.2) - Fuel Sub - Panel Upgrade - ZEAS 2030 - Cold ¦ SCG ¦ Cold | Res ¦ Ductless Mini Split Heat Pump (SEER2 15.2) - Fuel Sub - Panel Upgrade - ZEAS 2030 - Cold | SCG ¦ Cold | SCG | All | Electric & Gas | Ductless Mini Split Heat Pump (SEER2 15.2) - Fuel Sub | Efficient |  |  | 1 | Conventional | HVAC | Res - Multi Family | Res | ROB Only | 1 | Residential Households | Cap-Tons | 23 | DEER:HVAC_Eff_AC | -17.4 | 0 | -64.7 | SWHC044-05 | 1204.3185 | 2022 | 912.802 | 2022 | 832.9474 | -132.13 | SWHC044-05 | Res Ductless HVAC System - Fuel Sub - Panel Upgrade - ZEAS 2030 - Cold ¦ SCG ¦ Cold | Res Ductless HVAC System - Fuel Sub - Panel Upgrade - ZEAS 2030 - Cold | 0.003365 | 0.53 | 0 | RASS 2019 | 0 | 2012 | 1 | SWHC044
RES-HVAC-FS-PU-32-ZEAS.13 | Res ¦ Ductless Mini Split Heat Pump (SEER2 15.2) - Fuel Sub - Panel Upgrade - ZEAS 2030 - Marine ¦ SDG&E ¦ Marine | Res ¦ Ductless Mini Split Heat Pump (SEER2 15.2) - Fuel Sub - Panel Upgrade - ZEAS 2030 - Marine | SDG&E ¦ Marine | SDG&E | All | Electric & Gas | Ductless Mini Split Heat Pump (SEER2 15.2) - Fuel Sub | Efficient |  |  | 1 | Conventional | HVAC | Res - Single Family | Res | ROB Only | 1 | Residential Households | Cap-Tons | 23 | DEER:HVAC_Eff_AC | 4.03 | 0 | -33.8 | SWHC044-05 | 1204.3185 | 2022 | 912.802 | 2022 | 749.8604 | -132.13 | SWHC044-05 | Res Ductless HVAC System - Fuel Sub - Panel Upgrade - ZEAS 2030 - Marine ¦ SDG&E ¦ Marine | Res Ductless HVAC System - Fuel Sub - Panel Upgrade - ZEAS 2030 - Marine | 0.019158 | 0.53 | 0 | RASS 2019 | 635.1361 | 2032 | 1 | SWHC044
RES-HVAC-FS-PU-32-ZEAS.14 | Res ¦ Ductless Mini Split Heat Pump (SEER2 15.2) - Fuel Sub - Panel Upgrade - ZEAS 2030 - Marine ¦ SDG&E ¦ Marine | Res ¦ Ductless Mini Split Heat Pump (SEER2 15.2) - Fuel Sub - Panel Upgrade - ZEAS 2030 - Marine | SDG&E ¦ Marine | SDG&E | All | Electric & Gas | Ductless Mini Split Heat Pump (SEER2 15.2) - Fuel Sub | Efficient |  |  | 1 | Conventional | HVAC | Res - Multi Family | Res | ROB Only | 1 | Residential Households | Cap-Tons | 23 | DEER:HVAC_Eff_AC | -62.1 | 0 | -27.8 | SWHC044-05 | 1204.3185 | 2022 | 912.802 | 2022 | 749.8604 | -132.13 | SWHC044-05 | Res Ductless HVAC System - Fuel Sub - Panel Upgrade - ZEAS 2030 - Marine ¦ SDG&E ¦ Marine | Res Ductless HVAC System - Fuel Sub - Panel Upgrade - ZEAS 2030 - Marine | 0.00065131 | 0.53 | 0 | RASS 2019 | 0 | 2012 | 1 | SWHC044
RES-HVAC-FS-PU-32-ZEAS.15 | Res ¦ Ductless Mini Split Heat Pump (SEER2 15.2) - Fuel Sub - Panel Upgrade - ZEAS 2030 - Hot-Dry ¦ SDG&E ¦ Hot-Dry | Res ¦ Ductless Mini Split Heat Pump (SEER2 15.2) - Fuel Sub - Panel Upgrade - ZEAS 2030 - Hot-Dry | SDG&E ¦ Hot-Dry | SDG&E | All | Electric & Gas | Ductless Mini Split Heat Pump (SEER2 15.2) - Fuel Sub | Efficient |  |  | 1 | Conventional | HVAC | Res - Single Family | Res | ROB Only | 1 | Residential Households | Cap-Tons | 23 | DEER:HVAC_Eff_AC | 13.2 | 0 | -41.6 | SWHC044-05 | 1204.3185 | 2022 | 912.802 | 2022 | 936.7415 | -132.13 | SWHC044-05 | Res Ductless HVAC System - Fuel Sub - Panel Upgrade - ZEAS 2030 - Hot-Dry ¦ SDG&E ¦ Hot-Dry | Res Ductless HVAC System - Fuel Sub - Panel Upgrade - ZEAS 2030 - Hot-Dry | 0.019158 | 0.53 | 0 | RASS 2019 | 635.1361 | 2032 | 1 | SWHC044
RES-HVAC-FS-PU-32-ZEAS.16 | Res ¦ Ductless Mini Split Heat Pump (SEER2 15.2) - Fuel Sub - Panel Upgrade - ZEAS 2030 - Hot-Dry ¦ SDG&E ¦ Hot-Dry | Res ¦ Ductless Mini Split Heat Pump (SEER2 15.2) - Fuel Sub - Panel Upgrade - ZEAS 2030 - Hot-Dry | SDG&E ¦ Hot-Dry | SDG&E | All | Electric & Gas | Ductless Mini Split Heat Pump (SEER2 15.2) - Fuel Sub | Efficient |  |  | 1 | Conventional | HVAC | Res - Multi Family | Res | ROB Only | 1 | Residential Households | Cap-Tons | 23 | DEER:HVAC_Eff_AC | -68 | 0 | -24 | SWHC044-05 | 1204.3185 | 2022 | 912.802 | 2022 | 936.7415 | -132.13 | SWHC044-05 | Res Ductless HVAC System - Fuel Sub - Panel Upgrade - ZEAS 2030 - Hot-Dry ¦ SDG&E ¦ Hot-Dry | Res Ductless HVAC System - Fuel Sub - Panel Upgrade - ZEAS 2030 - Hot-Dry | 0.00065131 | 0.53 | 0 | RASS 2019 | 0 | 2012 | 1 | SWHC044
RES-HVAC-FS-PU-33-ZEAS.1 | Res ¦ Ductless Mini Split Heat Pump (SEER2 16.0) - Fuel Sub - Panel Upgrade - ZEAS 2030 - Marine ¦ PG&E ¦ Marine | Res ¦ Ductless Mini Split Heat Pump (SEER2 16.0) - Fuel Sub - Panel Upgrade - ZEAS 2030 - Marine | PG&E ¦ Marine | PG&E | All | Electric & Gas | Ductless Mini Split Heat Pump (SEER2 16.0) - Fuel Sub | Efficient |  |  | 1 | Conventional | HVAC | Res - Single Family | Res | ROB Only | 1 | Residential Households | Cap-Tons | 23 | DEER:HVAC_Eff_AC | 150 | 0 | -64.3 | SWHC044-05 | 1518.95 | 2022 | 1410.7 | 2022 | 930.9413 | -132.13 | SWHC044-05 | Res Ductless HVAC System - Fuel Sub - Panel Upgrade - ZEAS 2030 - Marine ¦ PG&E ¦ Marine | Res Ductless HVAC System - Fuel Sub - Panel Upgrade - ZEAS 2030 - Marine | 0.003367 | 0.53 | 0 | RASS 2019 | 686.5398 | 2032 | 1 | SWHC044
RES-HVAC-FS-PU-33-ZEAS.2 | Res ¦ Ductless Mini Split Heat Pump (SEER2 16.0) - Fuel Sub - Panel Upgrade - ZEAS 2030 - Marine ¦ PG&E ¦ Marine | Res ¦ Ductless Mini Split Heat Pump (SEER2 16.0) - Fuel Sub - Panel Upgrade - ZEAS 2030 - Marine | PG&E ¦ Marine | PG&E | All | Electric & Gas | Ductless Mini Split Heat Pump (SEER2 16.0) - Fuel Sub | Efficient |  |  | 1 | Conventional | HVAC | Res - Multi Family | Res | ROB Only | 1 | Residential Households | Cap-Tons | 23 | DEER:HVAC_Eff_AC | 26.3 | 0 | -48.2 | SWHC044-05 | 1518.95 | 2022 | 1410.7 | 2022 | 930.9413 | -132.13 | SWHC044-05 | Res Ductless HVAC System - Fuel Sub - Panel Upgrade - ZEAS 2030 - Marine ¦ PG&E ¦ Marine | Res Ductless HVAC System - Fuel Sub - Panel Upgrade - ZEAS 2030 - Marine | 8.3696e-05 | 0.53 | 0 | RASS 2019 | 0 | 2012 | 1 | SWHC044
RES-HVAC-FS-PU-33-ZEAS.3 | Res ¦ Ductless Mini Split Heat Pump (SEER2 16.0) - Fuel Sub - Panel Upgrade - ZEAS 2030 - Hot-Dry ¦ PG&E ¦ Hot-Dry | Res ¦ Ductless Mini Split Heat Pump (SEER2 16.0) - Fuel Sub - Panel Upgrade - ZEAS 2030 - Hot-Dry | PG&E ¦ Hot-Dry | PG&E | All | Electric & Gas | Ductless Mini Split Heat Pump (SEER2 16.0) - Fuel Sub | Efficient |  |  | 1 | Conventional | HVAC | Res - Single Family | Res | ROB Only | 1 | Residential Households | Cap-Tons | 23 | DEER:HVAC_Eff_AC | 72.8 | 0 | -65.3 | SWHC044-05 | 1518.95 | 2022 | 1410.7 | 2022 | 1217.3847 | -132.13 | SWHC044-05 | Res Ductless HVAC System - Fuel Sub - Panel Upgrade - ZEAS 2030 - Hot-Dry ¦ PG&E ¦ Hot-Dry | Res Ductless HVAC System - Fuel Sub - Panel Upgrade - ZEAS 2030 - Hot-Dry | 0.003367 | 0.53 | 0 | RASS 2019 | 686.5398 | 2032 | 1 | SWHC044
RES-HVAC-FS-PU-33-ZEAS.4 | Res ¦ Ductless Mini Split Heat Pump (SEER2 16.0) - Fuel Sub - Panel Upgrade - ZEAS 2030 - Hot-Dry ¦ PG&E ¦ Hot-Dry | Res ¦ Ductless Mini Split Heat Pump (SEER2 16.0) - Fuel Sub - Panel Upgrade - ZEAS 2030 - Hot-Dry | PG&E ¦ Hot-Dry | PG&E | All | Electric & Gas | Ductless Mini Split Heat Pump (SEER2 16.0) - Fuel Sub | Efficient |  |  | 1 | Conventional | HVAC | Res - Multi Family | Res | ROB Only | 1 | Residential Households | Cap-Tons | 23 | DEER:HVAC_Eff_AC | -20.6 | 0 | -35.2 | SWHC044-05 | 1518.95 | 2022 | 1410.7 | 2022 | 1217.3847 | -132.13 | SWHC044-05 | Res Ductless HVAC System - Fuel Sub - Panel Upgrade - ZEAS 2030 - Hot-Dry ¦ PG&E ¦ Hot-Dry | Res Ductless HVAC System - Fuel Sub - Panel Upgrade - ZEAS 2030 - Hot-Dry | 8.3696e-05 | 0.53 | 0 | RASS 2019 | 0 | 2012 | 1 | SWHC044
RES-HVAC-FS-PU-33-ZEAS.5 | Res ¦ Ductless Mini Split Heat Pump (SEER2 16.0) - Fuel Sub - Panel Upgrade - ZEAS 2030 - Cold ¦ PG&E ¦ Cold | Res ¦ Ductless Mini Split Heat Pump (SEER2 16.0) - Fuel Sub - Panel Upgrade - ZEAS 2030 - Cold | PG&E ¦ Cold | PG&E | All | Electric & Gas | Ductless Mini Split Heat Pump (SEER2 16.0) - Fuel Sub | Efficient |  |  | 1 | Conventional | HVAC | Res - Single Family | Res | ROB Only | 1 | Residential Households | Cap-Tons | 23 | DEER:HVAC_Eff_AC | -193 | 0 | -64.8 | SWHC044-05 | 1518.95 | 2022 | 1410.7 | 2022 | 832.9474 | -132.13 | SWHC044-05 | Res Ductless HVAC System - Fuel Sub - Panel Upgrade - ZEAS 2030 - Cold ¦ PG&E ¦ Cold | Res Ductless HVAC System - Fuel Sub - Panel Upgrade - ZEAS 2030 - Cold | 0.003367 | 0.53 | 0 | RASS 2019 | 686.5398 | 2032 | 1 | SWHC044
RES-HVAC-FS-PU-33-ZEAS.6 | Res ¦ Ductless Mini Split Heat Pump (SEER2 16.0) - Fuel Sub - Panel Upgrade - ZEAS 2030 - Cold ¦ PG&E ¦ Cold | Res ¦ Ductless Mini Split Heat Pump (SEER2 16.0) - Fuel Sub - Panel Upgrade - ZEAS 2030 - Cold | PG&E ¦ Cold | PG&E | All | Electric & Gas | Ductless Mini Split Heat Pump (SEER2 16.0) - Fuel Sub | Efficient |  |  | 1 | Conventional | HVAC | Res - Multi Family | Res | ROB Only | 1 | Residential Households | Cap-Tons | 23 | DEER:HVAC_Eff_AC | -44.1 | 0 | -64.7 | SWHC044-05 | 1518.95 | 2022 | 1410.7 | 2022 | 832.9474 | -132.13 | SWHC044-05 | Res Ductless HVAC System - Fuel Sub - Panel Upgrade - ZEAS 2030 - Cold ¦ PG&E ¦ Cold | Res Ductless HVAC System - Fuel Sub - Panel Upgrade - ZEAS 2030 - Cold | 8.3696e-05 | 0.53 | 0 | RASS 2019 | 0 | 2012 | 1 | SWHC044
RES-HVAC-FS-PU-33-ZEAS.7 | Res ¦ Ductless Mini Split Heat Pump (SEER2 16.0) - Fuel Sub - Panel Upgrade - ZEAS 2030 - Marine ¦ SCG ¦ Marine | Res ¦ Ductless Mini Split Heat Pump (SEER2 16.0) - Fuel Sub - Panel Upgrade - ZEAS 2030 - Marine | SCG ¦ Marine | SCG | All | Electric & Gas | Ductless Mini Split Heat Pump (SEER2 16.0) - Fuel Sub | Efficient |  |  | 1 | Conventional | HVAC | Res - Single Family | Res | ROB Only | 1 | Residential Households | Cap-Tons | 23 | DEER:HVAC_Eff_AC | -6.28 | 0 | -33.8 | SWHC044-05 | 1518.95 | 2022 | 1410.7 | 2022 | 749.8604 | -132.13 | SWHC044-05 | Res Ductless HVAC System - Fuel Sub - Panel Upgrade - ZEAS 2030 - Marine ¦ SCG ¦ Marine | Res Ductless HVAC System - Fuel Sub - Panel Upgrade - ZEAS 2030 - Marine | 0.018094 | 0.53 | 0 | RASS 2019 | 686.5398 | 2032 | 1 | SWHC044
RES-HVAC-FS-PU-33-ZEAS.8 | Res ¦ Ductless Mini Split Heat Pump (SEER2 16.0) - Fuel Sub - Panel Upgrade - ZEAS 2030 - Marine ¦ SCG ¦ Marine | Res ¦ Ductless Mini Split Heat Pump (SEER2 16.0) - Fuel Sub - Panel Upgrade - ZEAS 2030 - Marine | SCG ¦ Marine | SCG | All | Electric & Gas | Ductless Mini Split Heat Pump (SEER2 16.0) - Fuel Sub | Efficient |  |  | 1 | Conventional | HVAC | Res - Multi Family | Res | ROB Only | 1 | Residential Households | Cap-Tons | 23 | DEER:HVAC_Eff_AC | -73.7 | 0 | -27.8 | SWHC044-05 | 1518.95 | 2022 | 1410.7 | 2022 | 749.8604 | -132.13 | SWHC044-05 | Res Ductless HVAC System - Fuel Sub - Panel Upgrade - ZEAS 2030 - Marine ¦ SCG ¦ Marine | Res Ductless HVAC System - Fuel Sub - Panel Upgrade - ZEAS 2030 - Marine | 0.003365 | 0.53 | 0 | RASS 2019 | 0 | 2012 | 1 | SWHC044
RES-HVAC-FS-PU-33-ZEAS.9 | Res ¦ Ductless Mini Split Heat Pump (SEER2 16.0) - Fuel Sub - Panel Upgrade - ZEAS 2030 - Hot-Dry ¦ SCG ¦ Hot-Dry | Res ¦ Ductless Mini Split Heat Pump (SEER2 16.0) - Fuel Sub - Panel Upgrade - ZEAS 2030 - Hot-Dry | SCG ¦ Hot-Dry | SCG | All | Electric & Gas | Ductless Mini Split Heat Pump (SEER2 16.0) - Fuel Sub | Efficient |  |  | 1 | Conventional | HVAC | Res - Single Family | Res | ROB Only | 1 | Residential Households | Cap-Tons | 23 | DEER:HVAC_Eff_AC | -65.5 | 0 | -38.1 | SWHC044-05 | 1518.95 | 2022 | 1410.7 | 2022 | 892.2671 | -132.13 | SWHC044-05 | Res Ductless HVAC System - Fuel Sub - Panel Upgrade - ZEAS 2030 - Hot-Dry ¦ SCG ¦ Hot-Dry | Res Ductless HVAC System - Fuel Sub - Panel Upgrade - ZEAS 2030 - Hot-Dry | 0.018094 | 0.53 | 0 | RASS 2019 | 686.5398 | 2032 | 1 | SWHC044
RES-HVAC-FS-PU-33-ZEAS.10 | Res ¦ Ductless Mini Split Heat Pump (SEER2 16.0) - Fuel Sub - Panel Upgrade - ZEAS 2030 - Hot-Dry ¦ SCG ¦ Hot-Dry | Res ¦ Ductless Mini Split Heat Pump (SEER2 16.0) - Fuel Sub - Panel Upgrade - ZEAS 2030 - Hot-Dry | SCG ¦ Hot-Dry | SCG | All | Electric & Gas | Ductless Mini Split Heat Pump (SEER2 16.0) - Fuel Sub | Efficient |  |  | 1 | Conventional | HVAC | Res - Multi Family | Res | ROB Only | 1 | Residential Households | Cap-Tons | 23 | DEER:HVAC_Eff_AC | -190 | 0 | -28.8 | SWHC044-05 | 1518.95 | 2022 | 1410.7 | 2022 | 892.2671 | -132.13 | SWHC044-05 | Res Ductless HVAC System - Fuel Sub - Panel Upgrade - ZEAS 2030 - Hot-Dry ¦ SCG ¦ Hot-Dry | Res Ductless HVAC System - Fuel Sub - Panel Upgrade - ZEAS 2030 - Hot-Dry | 0.003365 | 0.53 | 0 | RASS 2019 | 0 | 2012 | 1 | SWHC044
RES-HVAC-FS-PU-33-ZEAS.11 | Res ¦ Ductless Mini Split Heat Pump (SEER2 16.0) - Fuel Sub - Panel Upgrade - ZEAS 2030 - Cold ¦ SCG ¦ Cold | Res ¦ Ductless Mini Split Heat Pump (SEER2 16.0) - Fuel Sub - Panel Upgrade - ZEAS 2030 - Cold | SCG ¦ Cold | SCG | All | Electric & Gas | Ductless Mini Split Heat Pump (SEER2 16.0) - Fuel Sub | Efficient |  |  | 1 | Conventional | HVAC | Res - Single Family | Res | ROB Only | 1 | Residential Households | Cap-Tons | 23 | DEER:HVAC_Eff_AC | -193 | 0 | -64.8 | SWHC044-05 | 1518.95 | 2022 | 1410.7 | 2022 | 832.9474 | -132.13 | SWHC044-05 | Res Ductless HVAC System - Fuel Sub - Panel Upgrade - ZEAS 2030 - Cold ¦ SCG ¦ Cold | Res Ductless HVAC System - Fuel Sub - Panel Upgrade - ZEAS 2030 - Cold | 0.018094 | 0.53 | 0 | RASS 2019 | 686.5398 | 2032 | 1 | SWHC044
RES-HVAC-FS-PU-33-ZEAS.12 | Res ¦ Ductless Mini Split Heat Pump (SEER2 16.0) - Fuel Sub - Panel Upgrade - ZEAS 2030 - Cold ¦ SCG ¦ Cold | Res ¦ Ductless Mini Split Heat Pump (SEER2 16.0) - Fuel Sub - Panel Upgrade - ZEAS 2030 - Cold | SCG ¦ Cold | SCG | All | Electric & Gas | Ductless Mini Split Heat Pump (SEER2 16.0) - Fuel Sub | Efficient |  |  | 1 | Conventional | HVAC | Res - Multi Family | Res | ROB Only | 1 | Residential Households | Cap-Tons | 23 | DEER:HVAC_Eff_AC | -44.1 | 0 | -64.7 | SWHC044-05 | 1518.95 | 2022 | 1410.7 | 2022 | 832.9474 | -132.13 | SWHC044-05 | Res Ductless HVAC System - Fuel Sub - Panel Upgrade - ZEAS 2030 - Cold ¦ SCG ¦ Cold | Res Ductless HVAC System - Fuel Sub - Panel Upgrade - ZEAS 2030 - Cold | 0.003365 | 0.53 | 0 | RASS 2019 | 0 | 2012 | 1 | SWHC044
RES-HVAC-FS-PU-33-ZEAS.13 | Res ¦ Ductless Mini Split Heat Pump (SEER2 16.0) - Fuel Sub - Panel Upgrade - ZEAS 2030 - Marine ¦ SDG&E ¦ Marine | Res ¦ Ductless Mini Split Heat Pump (SEER2 16.0) - Fuel Sub - Panel Upgrade - ZEAS 2030 - Marine | SDG&E ¦ Marine | SDG&E | All | Electric & Gas | Ductless Mini Split Heat Pump (SEER2 16.0) - Fuel Sub | Efficient |  |  | 1 | Conventional | HVAC | Res - Single Family | Res | ROB Only | 1 | Residential Households | Cap-Tons | 23 | DEER:HVAC_Eff_AC | -6.28 | 0 | -33.8 | SWHC044-05 | 1518.95 | 2022 | 1410.7 | 2022 | 749.8604 | -132.13 | SWHC044-05 | Res Ductless HVAC System - Fuel Sub - Panel Upgrade - ZEAS 2030 - Marine ¦ SDG&E ¦ Marine | Res Ductless HVAC System - Fuel Sub - Panel Upgrade - ZEAS 2030 - Marine | 0.019158 | 0.53 | 0 | RASS 2019 | 686.5398 | 2032 | 1 | SWHC044
RES-HVAC-FS-PU-33-ZEAS.14 | Res ¦ Ductless Mini Split Heat Pump (SEER2 16.0) - Fuel Sub - Panel Upgrade - ZEAS 2030 - Marine ¦ SDG&E ¦ Marine | Res ¦ Ductless Mini Split Heat Pump (SEER2 16.0) - Fuel Sub - Panel Upgrade - ZEAS 2030 - Marine | SDG&E ¦ Marine | SDG&E | All | Electric & Gas | Ductless Mini Split Heat Pump (SEER2 16.0) - Fuel Sub | Efficient |  |  | 1 | Conventional | HVAC | Res - Multi Family | Res | ROB Only | 1 | Residential Households | Cap-Tons | 23 | DEER:HVAC_Eff_AC | -73.7 | 0 | -27.8 | SWHC044-05 | 1518.95 | 2022 | 1410.7 | 2022 | 749.8604 | -132.13 | SWHC044-05 | Res Ductless HVAC System - Fuel Sub - Panel Upgrade - ZEAS 2030 - Marine ¦ SDG&E ¦ Marine | Res Ductless HVAC System - Fuel Sub - Panel Upgrade - ZEAS 2030 - Marine | 0.00065131 | 0.53 | 0 | RASS 2019 | 0 | 2012 | 1 | SWHC044
RES-HVAC-FS-PU-33-ZEAS.15 | Res ¦ Ductless Mini Split Heat Pump (SEER2 16.0) - Fuel Sub - Panel Upgrade - ZEAS 2030 - Hot-Dry ¦ SDG&E ¦ Hot-Dry | Res ¦ Ductless Mini Split Heat Pump (SEER2 16.0) - Fuel Sub - Panel Upgrade - ZEAS 2030 - Hot-Dry | SDG&E ¦ Hot-Dry | SDG&E | All | Electric & Gas | Ductless Mini Split Heat Pump (SEER2 16.0) - Fuel Sub | Efficient |  |  | 1 | Conventional | HVAC | Res - Single Family | Res | ROB Only | 1 | Residential Households | Cap-Tons | 23 | DEER:HVAC_Eff_AC | 0.865 | 0 | -41.6 | SWHC044-05 | 1518.95 | 2022 | 1410.7 | 2022 | 936.7415 | -132.13 | SWHC044-05 | Res Ductless HVAC System - Fuel Sub - Panel Upgrade - ZEAS 2030 - Hot-Dry ¦ SDG&E ¦ Hot-Dry | Res Ductless HVAC System - Fuel Sub - Panel Upgrade - ZEAS 2030 - Hot-Dry | 0.019158 | 0.53 | 0 | RASS 2019 | 686.5398 | 2032 | 1 | SWHC044
RES-HVAC-FS-PU-33-ZEAS.16 | Res ¦ Ductless Mini Split Heat Pump (SEER2 16.0) - Fuel Sub - Panel Upgrade - ZEAS 2030 - Hot-Dry ¦ SDG&E ¦ Hot-Dry | Res ¦ Ductless Mini Split Heat Pump (SEER2 16.0) - Fuel Sub - Panel Upgrade - ZEAS 2030 - Hot-Dry | SDG&E ¦ Hot-Dry | SDG&E | All | Electric & Gas | Ductless Mini Split Heat Pump (SEER2 16.0) - Fuel Sub | Efficient |  |  | 1 | Conventional | HVAC | Res - Multi Family | Res | ROB Only | 1 | Residential Households | Cap-Tons | 23 | DEER:HVAC_Eff_AC | -78.9 | 0 | -24 | SWHC044-05 | 1518.95 | 2022 | 1410.7 | 2022 | 936.7415 | -132.13 | SWHC044-05 | Res Ductless HVAC System - Fuel Sub - Panel Upgrade - ZEAS 2030 - Hot-Dry ¦ SDG&E ¦ Hot-Dry | Res Ductless HVAC System - Fuel Sub - Panel Upgrade - ZEAS 2030 - Hot-Dry | 0.00065131 | 0.53 | 0 | RASS 2019 | 0 | 2012 | 1 | SWHC044
RES-HVAC-FS-PU-34-ZEAS.1 | Res ¦ Ductless Mini Split Heat Pump (SEER2 17.8) - Fuel Sub - Panel Upgrade - ZEAS 2030 - Marine ¦ PG&E ¦ Marine | Res ¦ Ductless Mini Split Heat Pump (SEER2 17.8) - Fuel Sub - Panel Upgrade - ZEAS 2030 - Marine | PG&E ¦ Marine | PG&E | All | Electric & Gas | Ductless Mini Split Heat Pump (SEER2 17.8) - Fuel Sub | Efficient |  |  | 1 | Conventional | HVAC | Res - Single Family | Res | ROB Only | 1 | Residential Households | Cap-Tons | 23 | DEER:HVAC_Eff_AC | 126 | 0 | -64.3 | SWHC044-05 | 1715.25 | 2022 | 1410.7 | 2022 | 930.9413 | -132.13 | SWHC044-05 | Res Ductless HVAC System - Fuel Sub - Panel Upgrade - ZEAS 2030 - Marine ¦ PG&E ¦ Marine | Res Ductless HVAC System - Fuel Sub - Panel Upgrade - ZEAS 2030 - Marine | 0.003367 | 0.53 | 0 | RASS 2019 | 686.5398 | 2032 | 1 | SWHC044
RES-HVAC-FS-PU-34-ZEAS.2 | Res ¦ Ductless Mini Split Heat Pump (SEER2 17.8) - Fuel Sub - Panel Upgrade - ZEAS 2030 - Marine ¦ PG&E ¦ Marine | Res ¦ Ductless Mini Split Heat Pump (SEER2 17.8) - Fuel Sub - Panel Upgrade - ZEAS 2030 - Marine | PG&E ¦ Marine | PG&E | All | Electric & Gas | Ductless Mini Split Heat Pump (SEER2 17.8) - Fuel Sub | Efficient |  |  | 1 | Conventional | HVAC | Res - Multi Family | Res | ROB Only | 1 | Residential Households | Cap-Tons | 23 | DEER:HVAC_Eff_AC | 6.01 | 0 | -48.2 | SWHC044-05 | 1715.25 | 2022 | 1410.7 | 2022 | 930.9413 | -132.13 | SWHC044-05 | Res Ductless HVAC System - Fuel Sub - Panel Upgrade - ZEAS 2030 - Marine ¦ PG&E ¦ Marine | Res Ductless HVAC System - Fuel Sub - Panel Upgrade - ZEAS 2030 - Marine | 8.3696e-05 | 0.53 | 0 | RASS 2019 | 0 | 2012 | 1 | SWHC044
RES-HVAC-FS-PU-34-ZEAS.3 | Res ¦ Ductless Mini Split Heat Pump (SEER2 17.8) - Fuel Sub - Panel Upgrade - ZEAS 2030 - Hot-Dry ¦ PG&E ¦ Hot-Dry | Res ¦ Ductless Mini Split Heat Pump (SEER2 17.8) - Fuel Sub - Panel Upgrade - ZEAS 2030 - Hot-Dry | PG&E ¦ Hot-Dry | PG&E | All | Electric & Gas | Ductless Mini Split Heat Pump (SEER2 17.8) - Fuel Sub | Efficient |  |  | 1 | Conventional | HVAC | Res - Single Family | Res | ROB Only | 1 | Residential Households | Cap-Tons | 23 | DEER:HVAC_Eff_AC | 42.1 | 0 | -65.3 | SWHC044-05 | 1715.25 | 2022 | 1410.7 | 2022 | 1217.3847 | -132.13 | SWHC044-05 | Res Ductless HVAC System - Fuel Sub - Panel Upgrade - ZEAS 2030 - Hot-Dry ¦ PG&E ¦ Hot-Dry | Res Ductless HVAC System - Fuel Sub - Panel Upgrade - ZEAS 2030 - Hot-Dry | 0.003367 | 0.53 | 0 | RASS 2019 | 686.5398 | 2032 | 1 | SWHC044
RES-HVAC-FS-PU-34-ZEAS.4 | Res ¦ Ductless Mini Split Heat Pump (SEER2 17.8) - Fuel Sub - Panel Upgrade - ZEAS 2030 - Hot-Dry ¦ PG&E ¦ Hot-Dry | Res ¦ Ductless Mini Split Heat Pump (SEER2 17.8) - Fuel Sub - Panel Upgrade - ZEAS 2030 - Hot-Dry | PG&E ¦ Hot-Dry | PG&E | All | Electric & Gas | Ductless Mini Split Heat Pump (SEER2 17.8) - Fuel Sub | Efficient |  |  | 1 | Conventional | HVAC | Res - Multi Family | Res | ROB Only | 1 | Residential Households | Cap-Tons | 23 | DEER:HVAC_Eff_AC | -44.7 | 0 | -35.2 | SWHC044-05 | 1715.25 | 2022 | 1410.7 | 2022 | 1217.3847 | -132.13 | SWHC044-05 | Res Ductless HVAC System - Fuel Sub - Panel Upgrade - ZEAS 2030 - Hot-Dry ¦ PG&E ¦ Hot-Dry | Res Ductless HVAC System - Fuel Sub - Panel Upgrade - ZEAS 2030 - Hot-Dry | 8.3696e-05 | 0.53 | 0 | RASS 2019 | 0 | 2012 | 1 | SWHC044
RES-HVAC-FS-PU-34-ZEAS.5 | Res ¦ Ductless Mini Split Heat Pump (SEER2 17.8) - Fuel Sub - Panel Upgrade - ZEAS 2030 - Cold ¦ PG&E ¦ Cold | Res ¦ Ductless Mini Split Heat Pump (SEER2 17.8) - Fuel Sub - Panel Upgrade - ZEAS 2030 - Cold | PG&E ¦ Cold | PG&E | All | Electric & Gas | Ductless Mini Split Heat Pump (SEER2 17.8) - Fuel Sub | Efficient |  |  | 1 | Conventional | HVAC | Res - Single Family | Res | ROB Only | 1 | Residential Households | Cap-Tons | 23 | DEER:HVAC_Eff_AC | -231 | 0 | -64.8 | SWHC044-05 | 1715.25 | 2022 | 1410.7 | 2022 | 832.9474 | -132.13 | SWHC044-05 | Res Ductless HVAC System - Fuel Sub - Panel Upgrade - ZEAS 2030 - Cold ¦ PG&E ¦ Cold | Res Ductless HVAC System - Fuel Sub - Panel Upgrade - ZEAS 2030 - Cold | 0.003367 | 0.53 | 0 | RASS 2019 | 686.5398 | 2032 | 1 | SWHC044
RES-HVAC-FS-PU-34-ZEAS.6 | Res ¦ Ductless Mini Split Heat Pump (SEER2 17.8) - Fuel Sub - Panel Upgrade - ZEAS 2030 - Cold ¦ PG&E ¦ Cold | Res ¦ Ductless Mini Split Heat Pump (SEER2 17.8) - Fuel Sub - Panel Upgrade - ZEAS 2030 - Cold | PG&E ¦ Cold | PG&E | All | Electric & Gas | Ductless Mini Split Heat Pump (SEER2 17.8) - Fuel Sub | Efficient |  |  | 1 | Conventional | HVAC | Res - Multi Family | Res | ROB Only | 1 | Residential Households | Cap-Tons | 23 | DEER:HVAC_Eff_AC | -83.9 | 0 | -64.7 | SWHC044-05 | 1715.25 | 2022 | 1410.7 | 2022 | 832.9474 | -132.13 | SWHC044-05 | Res Ductless HVAC System - Fuel Sub - Panel Upgrade - ZEAS 2030 - Cold ¦ PG&E ¦ Cold | Res Ductless HVAC System - Fuel Sub - Panel Upgrade - ZEAS 2030 - Cold | 8.3696e-05 | 0.53 | 0 | RASS 2019 | 0 | 2012 | 1 | SWHC044
RES-HVAC-FS-PU-34-ZEAS.7 | Res ¦ Ductless Mini Split Heat Pump (SEER2 17.8) - Fuel Sub - Panel Upgrade - ZEAS 2030 - Marine ¦ SCG ¦ Marine | Res ¦ Ductless Mini Split Heat Pump (SEER2 17.8) - Fuel Sub - Panel Upgrade - ZEAS 2030 - Marine | SCG ¦ Marine | SCG | All | Electric & Gas | Ductless Mini Split Heat Pump (SEER2 17.8) - Fuel Sub | Efficient |  |  | 1 | Conventional | HVAC | Res - Single Family | Res | ROB Only | 1 | Residential Households | Cap-Tons | 23 | DEER:HVAC_Eff_AC | -22.7 | 0 | -33.8 | SWHC044-05 | 1715.25 | 2022 | 1410.7 | 2022 | 749.8604 | -132.13 | SWHC044-05 | Res Ductless HVAC System - Fuel Sub - Panel Upgrade - ZEAS 2030 - Marine ¦ SCG ¦ Marine | Res Ductless HVAC System - Fuel Sub - Panel Upgrade - ZEAS 2030 - Marine | 0.018094 | 0.53 | 0 | RASS 2019 | 686.5398 | 2032 | 1 | SWHC044
RES-HVAC-FS-PU-34-ZEAS.8 | Res ¦ Ductless Mini Split Heat Pump (SEER2 17.8) - Fuel Sub - Panel Upgrade - ZEAS 2030 - Marine ¦ SCG ¦ Marine | Res ¦ Ductless Mini Split Heat Pump (SEER2 17.8) - Fuel Sub - Panel Upgrade - ZEAS 2030 - Marine | SCG ¦ Marine | SCG | All | Electric & Gas | Ductless Mini Split Heat Pump (SEER2 17.8) - Fuel Sub | Efficient |  |  | 1 | Conventional | HVAC | Res - Multi Family | Res | ROB Only | 1 | Residential Households | Cap-Tons | 23 | DEER:HVAC_Eff_AC | -91 | 0 | -27.8 | SWHC044-05 | 1715.25 | 2022 | 1410.7 | 2022 | 749.8604 | -132.13 | SWHC044-05 | Res Ductless HVAC System - Fuel Sub - Panel Upgrade - ZEAS 2030 - Marine ¦ SCG ¦ Marine | Res Ductless HVAC System - Fuel Sub - Panel Upgrade - ZEAS 2030 - Marine | 0.003365 | 0.53 | 0 | RASS 2019 | 0 | 2012 | 1 | SWHC044
RES-HVAC-FS-PU-34-ZEAS.9 | Res ¦ Ductless Mini Split Heat Pump (SEER2 17.8) - Fuel Sub - Panel Upgrade - ZEAS 2030 - Hot-Dry ¦ SCG ¦ Hot-Dry | Res ¦ Ductless Mini Split Heat Pump (SEER2 17.8) - Fuel Sub - Panel Upgrade - ZEAS 2030 - Hot-Dry | SCG ¦ Hot-Dry | SCG | All | Electric & Gas | Ductless Mini Split Heat Pump (SEER2 17.8) - Fuel Sub | Efficient |  |  | 1 | Conventional | HVAC | Res - Single Family | Res | ROB Only | 1 | Residential Households | Cap-Tons | 23 | DEER:HVAC_Eff_AC | -89.4 | 0 | -38.1 | SWHC044-05 | 1715.25 | 2022 | 1410.7 | 2022 | 892.2671 | -132.13 | SWHC044-05 | Res Ductless HVAC System - Fuel Sub - Panel Upgrade - ZEAS 2030 - Hot-Dry ¦ SCG ¦ Hot-Dry | Res Ductless HVAC System - Fuel Sub - Panel Upgrade - ZEAS 2030 - Hot-Dry | 0.018094 | 0.53 | 0 | RASS 2019 | 686.5398 | 2032 | 1 | SWHC044
RES-HVAC-FS-PU-34-ZEAS.10 | Res ¦ Ductless Mini Split Heat Pump (SEER2 17.8) - Fuel Sub - Panel Upgrade - ZEAS 2030 - Hot-Dry ¦ SCG ¦ Hot-Dry | Res ¦ Ductless Mini Split Heat Pump (SEER2 17.8) - Fuel Sub - Panel Upgrade - ZEAS 2030 - Hot-Dry | SCG ¦ Hot-Dry | SCG | All | Electric & Gas | Ductless Mini Split Heat Pump (SEER2 17.8) - Fuel Sub | Efficient |  |  | 1 | Conventional | HVAC | Res - Multi Family | Res | ROB Only | 1 | Residential Households | Cap-Tons | 23 | DEER:HVAC_Eff_AC | -218 | 0 | -28.8 | SWHC044-05 | 1715.25 | 2022 | 1410.7 | 2022 | 892.2671 | -132.13 | SWHC044-05 | Res Ductless HVAC System - Fuel Sub - Panel Upgrade - ZEAS 2030 - Hot-Dry ¦ SCG ¦ Hot-Dry | Res Ductless HVAC System - Fuel Sub - Panel Upgrade - ZEAS 2030 - Hot-Dry | 0.003365 | 0.53 | 0 | RASS 2019 | 0 | 2012 | 1 | SWHC044
RES-HVAC-FS-PU-34-ZEAS.11 | Res ¦ Ductless Mini Split Heat Pump (SEER2 17.8) - Fuel Sub - Panel Upgrade - ZEAS 2030 - Cold ¦ SCG ¦ Cold | Res ¦ Ductless Mini Split Heat Pump (SEER2 17.8) - Fuel Sub - Panel Upgrade - ZEAS 2030 - Cold | SCG ¦ Cold | SCG | All | Electric & Gas | Ductless Mini Split Heat Pump (SEER2 17.8) - Fuel Sub | Efficient |  |  | 1 | Conventional | HVAC | Res - Single Family | Res | ROB Only | 1 | Residential Households | Cap-Tons | 23 | DEER:HVAC_Eff_AC | -231 | 0 | -64.8 | SWHC044-05 | 1715.25 | 2022 | 1410.7 | 2022 | 832.9474 | -132.13 | SWHC044-05 | Res Ductless HVAC System - Fuel Sub - Panel Upgrade - ZEAS 2030 - Cold ¦ SCG ¦ Cold | Res Ductless HVAC System - Fuel Sub - Panel Upgrade - ZEAS 2030 - Cold | 0.018094 | 0.53 | 0 | RASS 2019 | 686.5398 | 2032 | 1 | SWHC044
RES-HVAC-FS-PU-34-ZEAS.12 | Res ¦ Ductless Mini Split Heat Pump (SEER2 17.8) - Fuel Sub - Panel Upgrade - ZEAS 2030 - Cold ¦ SCG ¦ Cold | Res ¦ Ductless Mini Split Heat Pump (SEER2 17.8) - Fuel Sub - Panel Upgrade - ZEAS 2030 - Cold | SCG ¦ Cold | SCG | All | Electric & Gas | Ductless Mini Split Heat Pump (SEER2 17.8) - Fuel Sub | Efficient |  |  | 1 | Conventional | HVAC | Res - Multi Family | Res | ROB Only | 1 | Residential Households | Cap-Tons | 23 | DEER:HVAC_Eff_AC | -83.9 | 0 | -64.7 | SWHC044-05 | 1715.25 | 2022 | 1410.7 | 2022 | 832.9474 | -132.13 | SWHC044-05 | Res Ductless HVAC System - Fuel Sub - Panel Upgrade - ZEAS 2030 - Cold ¦ SCG ¦ Cold | Res Ductless HVAC System - Fuel Sub - Panel Upgrade - ZEAS 2030 - Cold | 0.003365 | 0.53 | 0 | RASS 2019 | 0 | 2012 | 1 | SWHC044
RES-HVAC-FS-PU-34-ZEAS.13 | Res ¦ Ductless Mini Split Heat Pump (SEER2 17.8) - Fuel Sub - Panel Upgrade - ZEAS 2030 - Marine ¦ SDG&E ¦ Marine | Res ¦ Ductless Mini Split Heat Pump (SEER2 17.8) - Fuel Sub - Panel Upgrade - ZEAS 2030 - Marine | SDG&E ¦ Marine | SDG&E | All | Electric & Gas | Ductless Mini Split Heat Pump (SEER2 17.8) - Fuel Sub | Efficient |  |  | 1 | Conventional | HVAC | Res - Single Family | Res | ROB Only | 1 | Residential Households | Cap-Tons | 23 | DEER:HVAC_Eff_AC | -22.7 | 0 | -33.8 | SWHC044-05 | 1715.25 | 2022 | 1410.7 | 2022 | 749.8604 | -132.13 | SWHC044-05 | Res Ductless HVAC System - Fuel Sub - Panel Upgrade - ZEAS 2030 - Marine ¦ SDG&E ¦ Marine | Res Ductless HVAC System - Fuel Sub - Panel Upgrade - ZEAS 2030 - Marine | 0.019158 | 0.53 | 0 | RASS 2019 | 686.5398 | 2032 | 1 | SWHC044
RES-HVAC-FS-PU-34-ZEAS.14 | Res ¦ Ductless Mini Split Heat Pump (SEER2 17.8) - Fuel Sub - Panel Upgrade - ZEAS 2030 - Marine ¦ SDG&E ¦ Marine | Res ¦ Ductless Mini Split Heat Pump (SEER2 17.8) - Fuel Sub - Panel Upgrade - ZEAS 2030 - Marine | SDG&E ¦ Marine | SDG&E | All | Electric & Gas | Ductless Mini Split Heat Pump (SEER2 17.8) - Fuel Sub | Efficient |  |  | 1 | Conventional | HVAC | Res - Multi Family | Res | ROB Only | 1 | Residential Households | Cap-Tons | 23 | DEER:HVAC_Eff_AC | -91 | 0 | -27.8 | SWHC044-05 | 1715.25 | 2022 | 1410.7 | 2022 | 749.8604 | -132.13 | SWHC044-05 | Res Ductless HVAC System - Fuel Sub - Panel Upgrade - ZEAS 2030 - Marine ¦ SDG&E ¦ Marine | Res Ductless HVAC System - Fuel Sub - Panel Upgrade - ZEAS 2030 - Marine | 0.00065131 | 0.53 | 0 | RASS 2019 | 0 | 2012 | 1 | SWHC044
RES-HVAC-FS-PU-34-ZEAS.15 | Res ¦ Ductless Mini Split Heat Pump (SEER2 17.8) - Fuel Sub - Panel Upgrade - ZEAS 2030 - Hot-Dry ¦ SDG&E ¦ Hot-Dry | Res ¦ Ductless Mini Split Heat Pump (SEER2 17.8) - Fuel Sub - Panel Upgrade - ZEAS 2030 - Hot-Dry | SDG&E ¦ Hot-Dry | SDG&E | All | Electric & Gas | Ductless Mini Split Heat Pump (SEER2 17.8) - Fuel Sub | Efficient |  |  | 1 | Conventional | HVAC | Res - Single Family | Res | ROB Only | 1 | Residential Households | Cap-Tons | 23 | DEER:HVAC_Eff_AC | -18.3 | 0 | -41.6 | SWHC044-05 | 1715.25 | 2022 | 1410.7 | 2022 | 936.7415 | -132.13 | SWHC044-05 | Res Ductless HVAC System - Fuel Sub - Panel Upgrade - ZEAS 2030 - Hot-Dry ¦ SDG&E ¦ Hot-Dry | Res Ductless HVAC System - Fuel Sub - Panel Upgrade - ZEAS 2030 - Hot-Dry | 0.019158 | 0.53 | 0 | RASS 2019 | 686.5398 | 2032 | 1 | SWHC044
RES-HVAC-FS-PU-34-ZEAS.16 | Res ¦ Ductless Mini Split Heat Pump (SEER2 17.8) - Fuel Sub - Panel Upgrade - ZEAS 2030 - Hot-Dry ¦ SDG&E ¦ Hot-Dry | Res ¦ Ductless Mini Split Heat Pump (SEER2 17.8) - Fuel Sub - Panel Upgrade - ZEAS 2030 - Hot-Dry | SDG&E ¦ Hot-Dry | SDG&E | All | Electric & Gas | Ductless Mini Split Heat Pump (SEER2 17.8) - Fuel Sub | Efficient |  |  | 1 | Conventional | HVAC | Res - Multi Family | Res | ROB Only | 1 | Residential Households | Cap-Tons | 23 | DEER:HVAC_Eff_AC | -94.8 | 0 | -24 | SWHC044-05 | 1715.25 | 2022 | 1410.7 | 2022 | 936.7415 | -132.13 | SWHC044-05 | Res Ductless HVAC System - Fuel Sub - Panel Upgrade - ZEAS 2030 - Hot-Dry ¦ SDG&E ¦ Hot-Dry | Res Ductless HVAC System - Fuel Sub - Panel Upgrade - ZEAS 2030 - Hot-Dry | 0.00065131 | 0.53 | 0 | RASS 2019 | 0 | 2012 | 1 | SWHC044
RES-HVAC-FS-PU-35-ZEAS.1 | Res ¦ Ductless Mini Split Heat Pump (SEER2 19.6) - Fuel Sub - Panel Upgrade - ZEAS 2030 - Marine ¦ PG&E ¦ Marine | Res ¦ Ductless Mini Split Heat Pump (SEER2 19.6) - Fuel Sub - Panel Upgrade - ZEAS 2030 - Marine | PG&E ¦ Marine | PG&E | All | Electric & Gas | Ductless Mini Split Heat Pump (SEER2 19.6) - Fuel Sub | Efficient |  |  | 1 | Conventional | HVAC | Res - Single Family | Res | ROB Only | 1 | Residential Households | Cap-Tons | 23 | DEER:HVAC_Eff_AC | 102 | 0 | -64.3 | SWHC044-05 | 1911.56 | 2022 | 1410.7 | 2022 | 930.9413 | -132.13 | SWHC044-05 | Res Ductless HVAC System - Fuel Sub - Panel Upgrade - ZEAS 2030 - Marine ¦ PG&E ¦ Marine | Res Ductless HVAC System - Fuel Sub - Panel Upgrade - ZEAS 2030 - Marine | 0.003367 | 0.53 | 0 | RASS 2019 | 686.5398 | 2032 | 1 | SWHC044
RES-HVAC-FS-PU-35-ZEAS.2 | Res ¦ Ductless Mini Split Heat Pump (SEER2 19.6) - Fuel Sub - Panel Upgrade - ZEAS 2030 - Marine ¦ PG&E ¦ Marine | Res ¦ Ductless Mini Split Heat Pump (SEER2 19.6) - Fuel Sub - Panel Upgrade - ZEAS 2030 - Marine | PG&E ¦ Marine | PG&E | All | Electric & Gas | Ductless Mini Split Heat Pump (SEER2 19.6) - Fuel Sub | Efficient |  |  | 1 | Conventional | HVAC | Res - Multi Family | Res | ROB Only | 1 | Residential Households | Cap-Tons | 23 | DEER:HVAC_Eff_AC | -12.3 | 0 | -48.2 | SWHC044-05 | 1911.56 | 2022 | 1410.7 | 2022 | 930.9413 | -132.13 | SWHC044-05 | Res Ductless HVAC System - Fuel Sub - Panel Upgrade - ZEAS 2030 - Marine ¦ PG&E ¦ Marine | Res Ductless HVAC System - Fuel Sub - Panel Upgrade - ZEAS 2030 - Marine | 8.3696e-05 | 0.53 | 0 | RASS 2019 | 0 | 2012 | 1 | SWHC044
RES-HVAC-FS-PU-35-ZEAS.3 | Res ¦ Ductless Mini Split Heat Pump (SEER2 19.6) - Fuel Sub - Panel Upgrade - ZEAS 2030 - Hot-Dry ¦ PG&E ¦ Hot-Dry | Res ¦ Ductless Mini Split Heat Pump (SEER2 19.6) - Fuel Sub - Panel Upgrade - ZEAS 2030 - Hot-Dry | PG&E ¦ Hot-Dry | PG&E | All | Electric & Gas | Ductless Mini Split Heat Pump (SEER2 19.6) - Fuel Sub | Efficient |  |  | 1 | Conventional | HVAC | Res - Single Family | Res | ROB Only | 1 | Residential Households | Cap-Tons | 23 | DEER:HVAC_Eff_AC | 13.3 | 0 | -65.3 | SWHC044-05 | 1911.56 | 2022 | 1410.7 | 2022 | 1217.3847 | -132.13 | SWHC044-05 | Res Ductless HVAC System - Fuel Sub - Panel Upgrade - ZEAS 2030 - Hot-Dry ¦ PG&E ¦ Hot-Dry | Res Ductless HVAC System - Fuel Sub - Panel Upgrade - ZEAS 2030 - Hot-Dry | 0.003367 | 0.53 | 0 | RASS 2019 | 686.5398 | 2032 | 1 | SWHC044
RES-HVAC-FS-PU-35-ZEAS.4 | Res ¦ Ductless Mini Split Heat Pump (SEER2 19.6) - Fuel Sub - Panel Upgrade - ZEAS 2030 - Hot-Dry ¦ PG&E ¦ Hot-Dry | Res ¦ Ductless Mini Split Heat Pump (SEER2 19.6) - Fuel Sub - Panel Upgrade - ZEAS 2030 - Hot-Dry | PG&E ¦ Hot-Dry | PG&E | All | Electric & Gas | Ductless Mini Split Heat Pump (SEER2 19.6) - Fuel Sub | Efficient |  |  | 1 | Conventional | HVAC | Res - Multi Family | Res | ROB Only | 1 | Residential Households | Cap-Tons | 23 | DEER:HVAC_Eff_AC | -65.9 | 0 | -35.2 | SWHC044-05 | 1911.56 | 2022 | 1410.7 | 2022 | 1217.3847 | -132.13 | SWHC044-05 | Res Ductless HVAC System - Fuel Sub - Panel Upgrade - ZEAS 2030 - Hot-Dry ¦ PG&E ¦ Hot-Dry | Res Ductless HVAC System - Fuel Sub - Panel Upgrade - ZEAS 2030 - Hot-Dry | 8.3696e-05 | 0.53 | 0 | RASS 2019 | 0 | 2012 | 1 | SWHC044
RES-HVAC-FS-PU-35-ZEAS.5 | Res ¦ Ductless Mini Split Heat Pump (SEER2 19.6) - Fuel Sub - Panel Upgrade - ZEAS 2030 - Cold ¦ PG&E ¦ Cold | Res ¦ Ductless Mini Split Heat Pump (SEER2 19.6) - Fuel Sub - Panel Upgrade - ZEAS 2030 - Cold | PG&E ¦ Cold | PG&E | All | Electric & Gas | Ductless Mini Split Heat Pump (SEER2 19.6) - Fuel Sub | Efficient |  |  | 1 | Conventional | HVAC | Res - Single Family | Res | ROB Only | 1 | Residential Households | Cap-Tons | 23 | DEER:HVAC_Eff_AC | -265 | 0 | -64.8 | SWHC044-05 | 1911.56 | 2022 | 1410.7 | 2022 | 832.9474 | -132.13 | SWHC044-05 | Res Ductless HVAC System - Fuel Sub - Panel Upgrade - ZEAS 2030 - Cold ¦ PG&E ¦ Cold | Res Ductless HVAC System - Fuel Sub - Panel Upgrade - ZEAS 2030 - Cold | 0.003367 | 0.53 | 0 | RASS 2019 | 686.5398 | 2032 | 1 | SWHC044
RES-HVAC-FS-PU-35-ZEAS.6 | Res ¦ Ductless Mini Split Heat Pump (SEER2 19.6) - Fuel Sub - Panel Upgrade - ZEAS 2030 - Cold ¦ PG&E ¦ Cold | Res ¦ Ductless Mini Split Heat Pump (SEER2 19.6) - Fuel Sub - Panel Upgrade - ZEAS 2030 - Cold | PG&E ¦ Cold | PG&E | All | Electric & Gas | Ductless Mini Split Heat Pump (SEER2 19.6) - Fuel Sub | Efficient |  |  | 1 | Conventional | HVAC | Res - Multi Family | Res | ROB Only | 1 | Residential Households | Cap-Tons | 23 | DEER:HVAC_Eff_AC | -120 | 0 | -64.7 | SWHC044-05 | 1911.56 | 2022 | 1410.7 | 2022 | 832.9474 | -132.13 | SWHC044-05 | Res Ductless HVAC System - Fuel Sub - Panel Upgrade - ZEAS 2030 - Cold ¦ PG&E ¦ Cold | Res Ductless HVAC System - Fuel Sub - Panel Upgrade - ZEAS 2030 - Cold | 8.3696e-05 | 0.53 | 0 | RASS 2019 | 0 | 2012 | 1 | SWHC044
RES-HVAC-FS-PU-35-ZEAS.7 | Res ¦ Ductless Mini Split Heat Pump (SEER2 19.6) - Fuel Sub - Panel Upgrade - ZEAS 2030 - Marine ¦ SCG ¦ Marine | Res ¦ Ductless Mini Split Heat Pump (SEER2 19.6) - Fuel Sub - Panel Upgrade - ZEAS 2030 - Marine | SCG ¦ Marine | SCG | All | Electric & Gas | Ductless Mini Split Heat Pump (SEER2 19.6) - Fuel Sub | Efficient |  |  | 1 | Conventional | HVAC | Res - Single Family | Res | ROB Only | 1 | Residential Households | Cap-Tons | 23 | DEER:HVAC_Eff_AC | -37.7 | 0 | -33.8 | SWHC044-05 | 1911.56 | 2022 | 1410.7 | 2022 | 749.8604 | -132.13 | SWHC044-05 | Res Ductless HVAC System - Fuel Sub - Panel Upgrade - ZEAS 2030 - Marine ¦ SCG ¦ Marine | Res Ductless HVAC System - Fuel Sub - Panel Upgrade - ZEAS 2030 - Marine | 0.018094 | 0.53 | 0 | RASS 2019 | 686.5398 | 2032 | 1 | SWHC044
RES-HVAC-FS-PU-35-ZEAS.8 | Res ¦ Ductless Mini Split Heat Pump (SEER2 19.6) - Fuel Sub - Panel Upgrade - ZEAS 2030 - Marine ¦ SCG ¦ Marine | Res ¦ Ductless Mini Split Heat Pump (SEER2 19.6) - Fuel Sub - Panel Upgrade - ZEAS 2030 - Marine | SCG ¦ Marine | SCG | All | Electric & Gas | Ductless Mini Split Heat Pump (SEER2 19.6) - Fuel Sub | Efficient |  |  | 1 | Conventional | HVAC | Res - Multi Family | Res | ROB Only | 1 | Residential Households | Cap-Tons | 23 | DEER:HVAC_Eff_AC | -107 | 0 | -27.8 | SWHC044-05 | 1911.56 | 2022 | 1410.7 | 2022 | 749.8604 | -132.13 | SWHC044-05 | Res Ductless HVAC System - Fuel Sub - Panel Upgrade - ZEAS 2030 - Marine ¦ SCG ¦ Marine | Res Ductless HVAC System - Fuel Sub - Panel Upgrade - ZEAS 2030 - Marine | 0.003365 | 0.53 | 0 | RASS 2019 | 0 | 2012 | 1 | SWHC044
RES-HVAC-FS-PU-35-ZEAS.9 | Res ¦ Ductless Mini Split Heat Pump (SEER2 19.6) - Fuel Sub - Panel Upgrade - ZEAS 2030 - Hot-Dry ¦ SCG ¦ Hot-Dry | Res ¦ Ductless Mini Split Heat Pump (SEER2 19.6) - Fuel Sub - Panel Upgrade - ZEAS 2030 - Hot-Dry | SCG ¦ Hot-Dry | SCG | All | Electric & Gas | Ductless Mini Split Heat Pump (SEER2 19.6) - Fuel Sub | Efficient |  |  | 1 | Conventional | HVAC | Res - Single Family | Res | ROB Only | 1 | Residential Households | Cap-Tons | 23 | DEER:HVAC_Eff_AC | -111 | 0 | -38.1 | SWHC044-05 | 1911.56 | 2022 | 1410.7 | 2022 | 892.2671 | -132.13 | SWHC044-05 | Res Ductless HVAC System - Fuel Sub - Panel Upgrade - ZEAS 2030 - Hot-Dry ¦ SCG ¦ Hot-Dry | Res Ductless HVAC System - Fuel Sub - Panel Upgrade - ZEAS 2030 - Hot-Dry | 0.018094 | 0.53 | 0 | RASS 2019 | 686.5398 | 2032 | 1 | SWHC044
RES-HVAC-FS-PU-35-ZEAS.10 | Res ¦ Ductless Mini Split Heat Pump (SEER2 19.6) - Fuel Sub - Panel Upgrade - ZEAS 2030 - Hot-Dry ¦ SCG ¦ Hot-Dry | Res ¦ Ductless Mini Split Heat Pump (SEER2 19.6) - Fuel Sub - Panel Upgrade - ZEAS 2030 - Hot-Dry | SCG ¦ Hot-Dry | SCG | All | Electric & Gas | Ductless Mini Split Heat Pump (SEER2 19.6) - Fuel Sub | Efficient |  |  | 1 | Conventional | HVAC | Res - Multi Family | Res | ROB Only | 1 | Residential Households | Cap-Tons | 23 | DEER:HVAC_Eff_AC | -241 | 0 | -28.8 | SWHC044-05 | 1911.56 | 2022 | 1410.7 | 2022 | 892.2671 | -132.13 | SWHC044-05 | Res Ductless HVAC System - Fuel Sub - Panel Upgrade - ZEAS 2030 - Hot-Dry ¦ SCG ¦ Hot-Dry | Res Ductless HVAC System - Fuel Sub - Panel Upgrade - ZEAS 2030 - Hot-Dry | 0.003365 | 0.53 | 0 | RASS 2019 | 0 | 2012 | 1 | SWHC044
RES-HVAC-FS-PU-35-ZEAS.11 | Res ¦ Ductless Mini Split Heat Pump (SEER2 19.6) - Fuel Sub - Panel Upgrade - ZEAS 2030 - Cold ¦ SCG ¦ Cold | Res ¦ Ductless Mini Split Heat Pump (SEER2 19.6) - Fuel Sub - Panel Upgrade - ZEAS 2030 - Cold | SCG ¦ Cold | SCG | All | Electric & Gas | Ductless Mini Split Heat Pump (SEER2 19.6) - Fuel Sub | Efficient |  |  | 1 | Conventional | HVAC | Res - Single Family | Res | ROB Only | 1 | Residential Households | Cap-Tons | 23 | DEER:HVAC_Eff_AC | -265 | 0 | -64.8 | SWHC044-05 | 1911.56 | 2022 | 1410.7 | 2022 | 832.9474 | -132.13 | SWHC044-05 | Res Ductless HVAC System - Fuel Sub - Panel Upgrade - ZEAS 2030 - Cold ¦ SCG ¦ Cold | Res Ductless HVAC System - Fuel Sub - Panel Upgrade - ZEAS 2030 - Cold | 0.018094 | 0.53 | 0 | RASS 2019 | 686.5398 | 2032 | 1 | SWHC044
RES-HVAC-FS-PU-35-ZEAS.12 | Res ¦ Ductless Mini Split Heat Pump (SEER2 19.6) - Fuel Sub - Panel Upgrade - ZEAS 2030 - Cold ¦ SCG ¦ Cold | Res ¦ Ductless Mini Split Heat Pump (SEER2 19.6) - Fuel Sub - Panel Upgrade - ZEAS 2030 - Cold | SCG ¦ Cold | SCG | All | Electric & Gas | Ductless Mini Split Heat Pump (SEER2 19.6) - Fuel Sub | Efficient |  |  | 1 | Conventional | HVAC | Res - Multi Family | Res | ROB Only | 1 | Residential Households | Cap-Tons | 23 | DEER:HVAC_Eff_AC | -120 | 0 | -64.7 | SWHC044-05 | 1911.56 | 2022 | 1410.7 | 2022 | 832.9474 | -132.13 | SWHC044-05 | Res Ductless HVAC System - Fuel Sub - Panel Upgrade - ZEAS 2030 - Cold ¦ SCG ¦ Cold | Res Ductless HVAC System - Fuel Sub - Panel Upgrade - ZEAS 2030 - Cold | 0.003365 | 0.53 | 0 | RASS 2019 | 0 | 2012 | 1 | SWHC044
RES-HVAC-FS-PU-35-ZEAS.13 | Res ¦ Ductless Mini Split Heat Pump (SEER2 19.6) - Fuel Sub - Panel Upgrade - ZEAS 2030 - Marine ¦ SDG&E ¦ Marine | Res ¦ Ductless Mini Split Heat Pump (SEER2 19.6) - Fuel Sub - Panel Upgrade - ZEAS 2030 - Marine | SDG&E ¦ Marine | SDG&E | All | Electric & Gas | Ductless Mini Split Heat Pump (SEER2 19.6) - Fuel Sub | Efficient |  |  | 1 | Conventional | HVAC | Res - Single Family | Res | ROB Only | 1 | Residential Households | Cap-Tons | 23 | DEER:HVAC_Eff_AC | -37.7 | 0 | -33.8 | SWHC044-05 | 1911.56 | 2022 | 1410.7 | 2022 | 749.8604 | -132.13 | SWHC044-05 | Res Ductless HVAC System - Fuel Sub - Panel Upgrade - ZEAS 2030 - Marine ¦ SDG&E ¦ Marine | Res Ductless HVAC System - Fuel Sub - Panel Upgrade - ZEAS 2030 - Marine | 0.019158 | 0.53 | 0 | RASS 2019 | 686.5398 | 2032 | 1 | SWHC044
RES-HVAC-FS-PU-35-ZEAS.14 | Res ¦ Ductless Mini Split Heat Pump (SEER2 19.6) - Fuel Sub - Panel Upgrade - ZEAS 2030 - Marine ¦ SDG&E ¦ Marine | Res ¦ Ductless Mini Split Heat Pump (SEER2 19.6) - Fuel Sub - Panel Upgrade - ZEAS 2030 - Marine | SDG&E ¦ Marine | SDG&E | All | Electric & Gas | Ductless Mini Split Heat Pump (SEER2 19.6) - Fuel Sub | Efficient |  |  | 1 | Conventional | HVAC | Res - Multi Family | Res | ROB Only | 1 | Residential Households | Cap-Tons | 23 | DEER:HVAC_Eff_AC | -107 | 0 | -27.8 | SWHC044-05 | 1911.56 | 2022 | 1410.7 | 2022 | 749.8604 | -132.13 | SWHC044-05 | Res Ductless HVAC System - Fuel Sub - Panel Upgrade - ZEAS 2030 - Marine ¦ SDG&E ¦ Marine | Res Ductless HVAC System - Fuel Sub - Panel Upgrade - ZEAS 2030 - Marine | 0.00065131 | 0.53 | 0 | RASS 2019 | 0 | 2012 | 1 | SWHC044
RES-HVAC-FS-PU-35-ZEAS.15 | Res ¦ Ductless Mini Split Heat Pump (SEER2 19.6) - Fuel Sub - Panel Upgrade - ZEAS 2030 - Hot-Dry ¦ SDG&E ¦ Hot-Dry | Res ¦ Ductless Mini Split Heat Pump (SEER2 19.6) - Fuel Sub - Panel Upgrade - ZEAS 2030 - Hot-Dry | SDG&E ¦ Hot-Dry | SDG&E | All | Electric & Gas | Ductless Mini Split Heat Pump (SEER2 19.6) - Fuel Sub | Efficient |  |  | 1 | Conventional | HVAC | Res - Single Family | Res | ROB Only | 1 | Residential Households | Cap-Tons | 23 | DEER:HVAC_Eff_AC | -36.2 | 0 | -41.6 | SWHC044-05 | 1911.56 | 2022 | 1410.7 | 2022 | 936.7415 | -132.13 | SWHC044-05 | Res Ductless HVAC System - Fuel Sub - Panel Upgrade - ZEAS 2030 - Hot-Dry ¦ SDG&E ¦ Hot-Dry | Res Ductless HVAC System - Fuel Sub - Panel Upgrade - ZEAS 2030 - Hot-Dry | 0.019158 | 0.53 | 0 | RASS 2019 | 686.5398 | 2032 | 1 | SWHC044
RES-HVAC-FS-PU-35-ZEAS.16 | Res ¦ Ductless Mini Split Heat Pump (SEER2 19.6) - Fuel Sub - Panel Upgrade - ZEAS 2030 - Hot-Dry ¦ SDG&E ¦ Hot-Dry | Res ¦ Ductless Mini Split Heat Pump (SEER2 19.6) - Fuel Sub - Panel Upgrade - ZEAS 2030 - Hot-Dry | SDG&E ¦ Hot-Dry | SDG&E | All | Electric & Gas | Ductless Mini Split Heat Pump (SEER2 19.6) - Fuel Sub | Efficient |  |  | 1 | Conventional | HVAC | Res - Multi Family | Res | ROB Only | 1 | Residential Households | Cap-Tons | 23 | DEER:HVAC_Eff_AC | -109 | 0 | -24 | SWHC044-05 | 1911.56 | 2022 | 1410.7 | 2022 | 936.7415 | -132.13 | SWHC044-05 | Res Ductless HVAC System - Fuel Sub - Panel Upgrade - ZEAS 2030 - Hot-Dry ¦ SDG&E ¦ Hot-Dry | Res Ductless HVAC System - Fuel Sub - Panel Upgrade - ZEAS 2030 - Hot-Dry | 0.00065131 | 0.53 | 0 | RASS 2019 | 0 | 2012 | 1 | SWHC044
RES-HVAC-50-ZEAS.1 | Res ¦ Res Code Furnace (AFUE 80, ECM) - ZEAS 2030 - Marine ¦ PG&E ¦ Marine | Res ¦ Res Code Furnace (AFUE 80, ECM) - ZEAS 2030 - Marine | PG&E ¦ Marine | PG&E | All | Gas | Res Code Furnace (AFUE 80, ECM) | Average Existing and Code |  | 2030 | 1 | Conventional | HVAC | Res - Single Family | Res | ROB and NEW | 0 | Residential Households | Cap-kBTUh | 30 | DEER:HVAC_Eff_HP | 0 | 0 | 0 | eTRM SWHC031-04 | 17.64 | 2022 | 7.07 | 2022 | 0 | 0 | eTRM SWHC031-04 | Res Furnaces - ZEAS 2030 - Marine ¦ PG&E ¦ Marine | Res Furnaces - ZEAS 2030 - Marine | 0.056982 | 1 | 0.83168 | RASS 2019 | 0 | 2012 | 0.55 | SWHC031-04
RES-HVAC-50-ZEAS.2 | Res ¦ Res Code Furnace (AFUE 80, ECM) - ZEAS 2030 - Hot-Dry ¦ PG&E ¦ Hot-Dry | Res ¦ Res Code Furnace (AFUE 80, ECM) - ZEAS 2030 - Hot-Dry | PG&E ¦ Hot-Dry | PG&E | All | Gas | Res Code Furnace (AFUE 80, ECM) | Average Existing and Code |  | 2030 | 1 | Conventional | HVAC | Res - Single Family | Res | ROB and NEW | 0 | Residential Households | Cap-kBTUh | 30 | DEER:HVAC_Eff_HP | 0 | 0 | 0 | eTRM SWHC031-04 | 17.64 | 2022 | 7.07 | 2022 | 0 | 0 | eTRM SWHC031-04 | Res Furnaces - ZEAS 2030 - Hot-Dry ¦ PG&E ¦ Hot-Dry | Res Furnaces - ZEAS 2030 - Hot-Dry | 0.13465 | 1 | 0.83168 | RASS 2019 | 0 | 2012 | 0.55 | SWHC031-04
RES-HVAC-50-ZEAS.3 | Res ¦ Res Code Furnace (AFUE 80, ECM) - ZEAS 2030 - Cold ¦ PG&E ¦ Cold | Res ¦ Res Code Furnace (AFUE 80, ECM) - ZEAS 2030 - Cold | PG&E ¦ Cold | PG&E | All | Gas | Res Code Furnace (AFUE 80, ECM) | Average Existing and Code |  | 2030 | 1 | Conventional | HVAC | Res - Single Family | Res | ROB and NEW | 0 | Residential Households | Cap-kBTUh | 30 | DEER:HVAC_Eff_HP | 0 | 0 | 0 | eTRM SWHC031-04 | 17.64 | 2022 | 7.07 | 2022 | 0 | 0 | eTRM SWHC031-04 | Res Furnaces - ZEAS 2030 - Cold ¦ PG&E ¦ Cold | Res Furnaces - ZEAS 2030 - Cold | 0.020264 | 1 | 0.83168 | RASS 2019 | 0 | 2012 | 0.55 | SWHC031-04
RES-HVAC-50-ZEAS.4 | Res ¦ Res Code Furnace (AFUE 80, ECM) - ZEAS 2030 - Marine ¦ SCG ¦ Marine | Res ¦ Res Code Furnace (AFUE 80, ECM) - ZEAS 2030 - Marine | SCG ¦ Marine | SCG | All | Gas | Res Code Furnace (AFUE 80, ECM) | Average Existing and Code |  | 2030 | 1 | Conventional | HVAC | Res - Single Family | Res | ROB and NEW | 0 | Residential Households | Cap-kBTUh | 30 | DEER:HVAC_Eff_HP | 0 | 0 | 0 | eTRM SWHC031-04 | 17.64 | 2022 | 7.07 | 2022 | 0 | 0 | eTRM SWHC031-04 | Res Furnaces - ZEAS 2030 - Marine ¦ SCG ¦ Marine | Res Furnaces - ZEAS 2030 - Marine | 0.074634 | 1 | 0.96212 | RASS 2019 | 0 | 2012 | 0.55 | SWHC031-04
RES-HVAC-50-ZEAS.5 | Res ¦ Res Code Furnace (AFUE 80, ECM) - ZEAS 2030 - Hot-Dry ¦ SCG ¦ Hot-Dry | Res ¦ Res Code Furnace (AFUE 80, ECM) - ZEAS 2030 - Hot-Dry | SCG ¦ Hot-Dry | SCG | All | Gas | Res Code Furnace (AFUE 80, ECM) | Average Existing and Code |  | 2030 | 1 | Conventional | HVAC | Res - Single Family | Res | ROB and NEW | 0 | Residential Households | Cap-kBTUh | 30 | DEER:HVAC_Eff_HP | 0 | 0 | 0 | eTRM SWHC031-04 | 17.64 | 2022 | 7.07 | 2022 | 0 | 0 | eTRM SWHC031-04 | Res Furnaces - ZEAS 2030 - Hot-Dry ¦ SCG ¦ Hot-Dry | Res Furnaces - ZEAS 2030 - Hot-Dry | 0.14904 | 1 | 0.96212 | RASS 2019 | 0 | 2012 | 0.55 | SWHC031-04
RES-HVAC-50-ZEAS.6 | Res ¦ Res Code Furnace (AFUE 80, ECM) - ZEAS 2030 - Cold ¦ SCG ¦ Cold | Res ¦ Res Code Furnace (AFUE 80, ECM) - ZEAS 2030 - Cold | SCG ¦ Cold | SCG | All | Gas | Res Code Furnace (AFUE 80, ECM) | Average Existing and Code |  | 2030 | 1 | Conventional | HVAC | Res - Single Family | Res | ROB and NEW | 0 | Residential Households | Cap-kBTUh | 30 | DEER:HVAC_Eff_HP | 0 | 0 | 0 | eTRM SWHC031-04 | 17.64 | 2022 | 7.07 | 2022 | 0 | 0 | eTRM SWHC031-04 | Res Furnaces - ZEAS 2030 - Cold ¦ SCG ¦ Cold | Res Furnaces - ZEAS 2030 - Cold | 0.17224 | 1 | 0.96212 | RASS 2019 | 0 | 2012 | 0.55 | SWHC031-04
RES-HVAC-50-ZEAS.7 | Res ¦ Res Code Furnace (AFUE 80, ECM) - ZEAS 2030 - Marine ¦ SDG&E ¦ Marine | Res ¦ Res Code Furnace (AFUE 80, ECM) - ZEAS 2030 - Marine | SDG&E ¦ Marine | SDG&E | All | Gas | Res Code Furnace (AFUE 80, ECM) | Average Existing and Code |  | 2030 | 1 | Conventional | HVAC | Res - Single Family | Res | ROB and NEW | 0 | Residential Households | Cap-kBTUh | 30 | DEER:HVAC_Eff_HP | 0 | 0 | 0 | eTRM SWHC031-04 | 17.64 | 2022 | 7.07 | 2022 | 0 | 0 | eTRM SWHC031-04 | Res Furnaces - ZEAS 2030 - Marine ¦ SDG&E ¦ Marine | Res Furnaces - ZEAS 2030 - Marine | 0.15201 | 1 | 0.96296 | RASS 2019 | 0 | 2012 | 0.55 | SWHC031-04
RES-HVAC-50-ZEAS.8 | Res ¦ Res Code Furnace (AFUE 80, ECM) - ZEAS 2030 - Hot-Dry ¦ SDG&E ¦ Hot-Dry | Res ¦ Res Code Furnace (AFUE 80, ECM) - ZEAS 2030 - Hot-Dry | SDG&E ¦ Hot-Dry | SDG&E | All | Gas | Res Code Furnace (AFUE 80, ECM) | Average Existing and Code |  | 2030 | 1 | Conventional | HVAC | Res - Single Family | Res | ROB and NEW | 0 | Residential Households | Cap-kBTUh | 30 | DEER:HVAC_Eff_HP | 0 | 0 | 0 | eTRM SWHC031-04 | 17.64 | 2022 | 7.07 | 2022 | 0 | 0 | eTRM SWHC031-04 | Res Furnaces - ZEAS 2030 - Hot-Dry ¦ SDG&E ¦ Hot-Dry | Res Furnaces - ZEAS 2030 - Hot-Dry | 0.11513 | 1 | 0.96296 | RASS 2019 | 0 | 2012 | 0.55 | SWHC031-04
RES-HVAC-50-ZEAS.9 | Res ¦ Res Code Furnace (AFUE 80, ECM) - ZEAS 2030 - Marine ¦ PG&E ¦ Marine | Res ¦ Res Code Furnace (AFUE 80, ECM) - ZEAS 2030 - Marine | PG&E ¦ Marine | PG&E | All | Gas | Res Code Furnace (AFUE 80, ECM) | Average Existing and Code |  | 2030 | 1 | Conventional | HVAC | Res - Multi Family | Res | ROB and NEW | 0 | Residential Households | Cap-kBTUh | 30 | DEER:HVAC_Eff_HP | 0 | 0 | 0 | eTRM SWHC031-04 | 17.64 | 2022 | 7.07 | 2022 | 0 | 0 | eTRM SWHC031-04 | Res Furnaces - ZEAS 2030 - Marine ¦ PG&E ¦ Marine | Res Furnaces - ZEAS 2030 - Marine | 0.021093 | 1 | 0.94444 | RASS 2019 | 0 | 2012 | 0.55 | SWHC031-04
RES-HVAC-50-ZEAS.10 | Res ¦ Res Code Furnace (AFUE 80, ECM) - ZEAS 2030 - Hot-Dry ¦ PG&E ¦ Hot-Dry | Res ¦ Res Code Furnace (AFUE 80, ECM) - ZEAS 2030 - Hot-Dry | PG&E ¦ Hot-Dry | PG&E | All | Gas | Res Code Furnace (AFUE 80, ECM) | Average Existing and Code |  | 2030 | 1 | Conventional | HVAC | Res - Multi Family | Res | ROB and NEW | 0 | Residential Households | Cap-kBTUh | 30 | DEER:HVAC_Eff_HP | 0 | 0 | 0 | eTRM SWHC031-04 | 17.64 | 2022 | 7.07 | 2022 | 0 | 0 | eTRM SWHC031-04 | Res Furnaces - ZEAS 2030 - Hot-Dry ¦ PG&E ¦ Hot-Dry | Res Furnaces - ZEAS 2030 - Hot-Dry | 0.077086 | 1 | 0.94444 | RASS 2019 | 0 | 2012 | 0.55 | SWHC031-04
RES-HVAC-50-ZEAS.11 | Res ¦ Res Code Furnace (AFUE 80, ECM) - ZEAS 2030 - Cold ¦ PG&E ¦ Cold | Res ¦ Res Code Furnace (AFUE 80, ECM) - ZEAS 2030 - Cold | PG&E ¦ Cold | PG&E | All | Gas | Res Code Furnace (AFUE 80, ECM) | Average Existing and Code |  | 2030 | 1 | Conventional | HVAC | Res - Multi Family | Res | ROB and NEW | 0 | Residential Households | Cap-kBTUh | 30 | DEER:HVAC_Eff_HP | 0 | 0 | 0 | eTRM SWHC031-04 | 17.64 | 2022 | 7.07 | 2022 | 0 | 0 | eTRM SWHC031-04 | Res Furnaces - ZEAS 2030 - Cold ¦ PG&E ¦ Cold | Res Furnaces - ZEAS 2030 - Cold | 0.019162 | 1 | 0.94444 | RASS 2019 | 0 | 2012 | 0.55 | SWHC031-04
RES-HVAC-50-ZEAS.12 | Res ¦ Res Code Furnace (AFUE 80, ECM) - ZEAS 2030 - Marine ¦ SCG ¦ Marine | Res ¦ Res Code Furnace (AFUE 80, ECM) - ZEAS 2030 - Marine | SCG ¦ Marine | SCG | All | Gas | Res Code Furnace (AFUE 80, ECM) | Average Existing and Code |  | 2030 | 1 | Conventional | HVAC | Res - Multi Family | Res | ROB and NEW | 0 | Residential Households | Cap-kBTUh | 30 | DEER:HVAC_Eff_HP | 0 | 0 | 0 | eTRM SWHC031-04 | 17.64 | 2022 | 7.07 | 2022 | 0 | 0 | eTRM SWHC031-04 | Res Furnaces - ZEAS 2030 - Marine ¦ SCG ¦ Marine | Res Furnaces - ZEAS 2030 - Marine | 0.047348 | 1 | 0.96875 | RASS 2019 | 0 | 2012 | 0.55 | SWHC031-04
RES-HVAC-50-ZEAS.13 | Res ¦ Res Code Furnace (AFUE 80, ECM) - ZEAS 2030 - Hot-Dry ¦ SCG ¦ Hot-Dry | Res ¦ Res Code Furnace (AFUE 80, ECM) - ZEAS 2030 - Hot-Dry | SCG ¦ Hot-Dry | SCG | All | Gas | Res Code Furnace (AFUE 80, ECM) | Average Existing and Code |  | 2030 | 1 | Conventional | HVAC | Res - Multi Family | Res | ROB and NEW | 0 | Residential Households | Cap-kBTUh | 30 | DEER:HVAC_Eff_HP | 0 | 0 | 0 | eTRM SWHC031-04 | 17.64 | 2022 | 7.07 | 2022 | 0 | 0 | eTRM SWHC031-04 | Res Furnaces - ZEAS 2030 - Hot-Dry ¦ SCG ¦ Hot-Dry | Res Furnaces - ZEAS 2030 - Hot-Dry | 0.072382 | 1 | 0.96875 | RASS 2019 | 0 | 2012 | 0.55 | SWHC031-04
RES-HVAC-50-ZEAS.14 | Res ¦ Res Code Furnace (AFUE 80, ECM) - ZEAS 2030 - Cold ¦ SCG ¦ Cold | Res ¦ Res Code Furnace (AFUE 80, ECM) - ZEAS 2030 - Cold | SCG ¦ Cold | SCG | All | Gas | Res Code Furnace (AFUE 80, ECM) | Average Existing and Code |  | 2030 | 1 | Conventional | HVAC | Res - Multi Family | Res | ROB and NEW | 0 | Residential Households | Cap-kBTUh | 30 | DEER:HVAC_Eff_HP | 0 | 0 | 0 | eTRM SWHC031-04 | 17.64 | 2022 | 7.07 | 2022 | 0 | 0 | eTRM SWHC031-04 | Res Furnaces - ZEAS 2030 - Cold ¦ SCG ¦ Cold | Res Furnaces - ZEAS 2030 - Cold | 0.019162 | 1 | 0.96875 | RASS 2019 | 0 | 2012 | 0.55 | SWHC031-04
RES-HVAC-50-ZEAS.15 | Res ¦ Res Code Furnace (AFUE 80, ECM) - ZEAS 2030 - Marine ¦ SDG&E ¦ Marine | Res ¦ Res Code Furnace (AFUE 80, ECM) - ZEAS 2030 - Marine | SDG&E ¦ Marine | SDG&E | All | Gas | Res Code Furnace (AFUE 80, ECM) | Average Existing and Code |  | 2030 | 1 | Conventional | HVAC | Res - Multi Family | Res | ROB and NEW | 0 | Residential Households | Cap-kBTUh | 30 | DEER:HVAC_Eff_HP | 0 | 0 | 0 | eTRM SWHC031-04 | 17.64 | 2022 | 7.07 | 2022 | 0 | 0 | eTRM SWHC031-04 | Res Furnaces - ZEAS 2030 - Marine ¦ SDG&E ¦ Marine | Res Furnaces - ZEAS 2030 - Marine | 0.097471 | 1 | 1 | RASS 2019 | 0 | 2012 | 0.55 | SWHC031-04
RES-HVAC-50-ZEAS.16 | Res ¦ Res Code Furnace (AFUE 80, ECM) - ZEAS 2030 - Hot-Dry ¦ SDG&E ¦ Hot-Dry | Res ¦ Res Code Furnace (AFUE 80, ECM) - ZEAS 2030 - Hot-Dry | SDG&E ¦ Hot-Dry | SDG&E | All | Gas | Res Code Furnace (AFUE 80, ECM) | Average Existing and Code |  | 2030 | 1 | Conventional | HVAC | Res - Multi Family | Res | ROB and NEW | 0 | Residential Households | Cap-kBTUh | 30 | DEER:HVAC_Eff_HP | 0 | 0 | 0 | eTRM SWHC031-04 | 17.64 | 2022 | 7.07 | 2022 | 0 | 0 | eTRM SWHC031-04 | Res Furnaces - ZEAS 2030 - Hot-Dry ¦ SDG&E ¦ Hot-Dry | Res Furnaces - ZEAS 2030 - Hot-Dry | 0.042144 | 1 | 1 | RASS 2019 | 0 | 2012 | 0.55 | SWHC031-04
RES-HVAC-51-ZEAS.1 | Res ¦ Res Efficient Furnace (AFUE 95, VSM) - ZEAS 2030 - Marine ¦ PG&E ¦ Marine | Res ¦ Res Efficient Furnace (AFUE 95, VSM) - ZEAS 2030 - Marine | PG&E ¦ Marine | PG&E | All | Gas | Res Efficient Furnace (AFUE 95, VSM) | Efficient | 2030 |  | 1 | Conventional | HVAC | Res - Single Family | Res | ROB and NEW | 0 | Residential Households | Cap-kBTUh | 30 | DEER:HVAC_Eff_HP | -1.3868 | -0.00092832 | -0.168 | eTRM SWHC031-04 | 27.65 | 2022 | 7.07 | 2022 | 0 | 0 | eTRM SWHC031-04 | Res Furnaces - ZEAS 2030 - Marine ¦ PG&E ¦ Marine | Res Furnaces - ZEAS 2030 - Marine | 0.056982 | 1 | 0.16832 | RASS 2019 | 10.416 | 2032 | 0.55 | SWHC031-04
RES-HVAC-51-ZEAS.2 | Res ¦ Res Efficient Furnace (AFUE 95, VSM) - ZEAS 2030 - Hot-Dry ¦ PG&E ¦ Hot-Dry | Res ¦ Res Efficient Furnace (AFUE 95, VSM) - ZEAS 2030 - Hot-Dry | PG&E ¦ Hot-Dry | PG&E | All | Gas | Res Efficient Furnace (AFUE 95, VSM) | Efficient | 2030 |  | 1 | Conventional | HVAC | Res - Single Family | Res | ROB and NEW | 0 | Residential Households | Cap-kBTUh | 30 | DEER:HVAC_Eff_HP | -1.767 | -0.0011559 | -0.25596 | eTRM SWHC031-04 | 27.65 | 2022 | 7.07 | 2022 | 0 | 0 | eTRM SWHC031-04 | Res Furnaces - ZEAS 2030 - Hot-Dry ¦ PG&E ¦ Hot-Dry | Res Furnaces - ZEAS 2030 - Hot-Dry | 0.13465 | 1 | 0.16832 | RASS 2019 | 10.416 | 2032 | 0.55 | SWHC031-04
RES-HVAC-51-ZEAS.3 | Res ¦ Res Efficient Furnace (AFUE 95, VSM) - ZEAS 2030 - Cold ¦ PG&E ¦ Cold | Res ¦ Res Efficient Furnace (AFUE 95, VSM) - ZEAS 2030 - Cold | PG&E ¦ Cold | PG&E | All | Gas | Res Efficient Furnace (AFUE 95, VSM) | Efficient | 2030 |  | 1 | Conventional | HVAC | Res - Single Family | Res | ROB and NEW | 0 | Residential Households | Cap-kBTUh | 30 | DEER:HVAC_Eff_HP | -1.9866 | -0.0011947 | -0.16092 | eTRM SWHC031-04 | 27.65 | 2022 | 7.07 | 2022 | 0 | 0 | eTRM SWHC031-04 | Res Furnaces - ZEAS 2030 - Cold ¦ PG&E ¦ Cold | Res Furnaces - ZEAS 2030 - Cold | 0.020264 | 1 | 0.16832 | RASS 2019 | 10.416 | 2032 | 0.55 | SWHC031-04
RES-HVAC-51-ZEAS.4 | Res ¦ Res Efficient Furnace (AFUE 95, VSM) - ZEAS 2030 - Marine ¦ SCG ¦ Marine | Res ¦ Res Efficient Furnace (AFUE 95, VSM) - ZEAS 2030 - Marine | SCG ¦ Marine | SCG | All | Gas | Res Efficient Furnace (AFUE 95, VSM) | Efficient | 2030 |  | 1 | Conventional | HVAC | Res - Single Family | Res | ROB and NEW | 0 | Residential Households | Cap-kBTUh | 30 | DEER:HVAC_Eff_HP | -1.411 | -0.00052374 | -0.089 | eTRM SWHC031-04 | 27.65 | 2022 | 7.07 | 2022 | 0 | 0 | eTRM SWHC031-04 | Res Furnaces - ZEAS 2030 - Marine ¦ SCG ¦ Marine | Res Furnaces - ZEAS 2030 - Marine | 0.074634 | 1 | 0.037879 | RASS 2019 | 10.416 | 2032 | 0.55 | SWHC031-04
RES-HVAC-51-ZEAS.5 | Res ¦ Res Efficient Furnace (AFUE 95, VSM) - ZEAS 2030 - Hot-Dry ¦ SCG ¦ Hot-Dry | Res ¦ Res Efficient Furnace (AFUE 95, VSM) - ZEAS 2030 - Hot-Dry | SCG ¦ Hot-Dry | SCG | All | Gas | Res Efficient Furnace (AFUE 95, VSM) | Efficient | 2030 |  | 1 | Conventional | HVAC | Res - Single Family | Res | ROB and NEW | 0 | Residential Households | Cap-kBTUh | 30 | DEER:HVAC_Eff_HP | -1.7696 | -0.0011669 | -0.096 | eTRM SWHC031-04 | 27.65 | 2022 | 7.07 | 2022 | 0 | 0 | eTRM SWHC031-04 | Res Furnaces - ZEAS 2030 - Hot-Dry ¦ SCG ¦ Hot-Dry | Res Furnaces - ZEAS 2030 - Hot-Dry | 0.14904 | 1 | 0.037879 | RASS 2019 | 10.416 | 2032 | 0.55 | SWHC031-04
RES-HVAC-51-ZEAS.6 | Res ¦ Res Efficient Furnace (AFUE 95, VSM) - ZEAS 2030 - Cold ¦ SCG ¦ Cold | Res ¦ Res Efficient Furnace (AFUE 95, VSM) - ZEAS 2030 - Cold | SCG ¦ Cold | SCG | All | Gas | Res Efficient Furnace (AFUE 95, VSM) | Efficient | 2030 |  | 1 | Conventional | HVAC | Res - Single Family | Res | ROB and NEW | 0 | Residential Households | Cap-kBTUh | 30 | DEER:HVAC_Eff_HP | -1.9866 | -0.0011947 | -0.16092 | eTRM SWHC031-04 | 27.65 | 2022 | 7.07 | 2022 | 0 | 0 | eTRM SWHC031-04 | Res Furnaces - ZEAS 2030 - Cold ¦ SCG ¦ Cold | Res Furnaces - ZEAS 2030 - Cold | 0.17224 | 1 | 0.037879 | RASS 2019 | 10.416 | 2032 | 0.55 | SWHC031-04
RES-HVAC-51-ZEAS.7 | Res ¦ Res Efficient Furnace (AFUE 95, VSM) - ZEAS 2030 - Marine ¦ SDG&E ¦ Marine | Res ¦ Res Efficient Furnace (AFUE 95, VSM) - ZEAS 2030 - Marine | SDG&E ¦ Marine | SDG&E | All | Gas | Res Efficient Furnace (AFUE 95, VSM) | Efficient | 2030 |  | 1 | Conventional | HVAC | Res - Single Family | Res | ROB and NEW | 0 | Residential Households | Cap-kBTUh | 30 | DEER:HVAC_Eff_HP | -1.411 | -0.00052374 | -0.089 | eTRM SWHC031-04 | 27.65 | 2022 | 7.07 | 2022 | 0 | 0 | eTRM SWHC031-04 | Res Furnaces - ZEAS 2030 - Marine ¦ SDG&E ¦ Marine | Res Furnaces - ZEAS 2030 - Marine | 0.15201 | 1 | 0.037037 | RASS 2019 | 10.416 | 2032 | 0.55 | SWHC031-04
RES-HVAC-51-ZEAS.8 | Res ¦ Res Efficient Furnace (AFUE 95, VSM) - ZEAS 2030 - Hot-Dry ¦ SDG&E ¦ Hot-Dry | Res ¦ Res Efficient Furnace (AFUE 95, VSM) - ZEAS 2030 - Hot-Dry | SDG&E ¦ Hot-Dry | SDG&E | All | Gas | Res Efficient Furnace (AFUE 95, VSM) | Efficient | 2030 |  | 1 | Conventional | HVAC | Res - Single Family | Res | ROB and NEW | 0 | Residential Households | Cap-kBTUh | 30 | DEER:HVAC_Eff_HP | -1.3327 | -0.00066542 | -0.076 | eTRM SWHC031-04 | 27.65 | 2022 | 7.07 | 2022 | 0 | 0 | eTRM SWHC031-04 | Res Furnaces - ZEAS 2030 - Hot-Dry ¦ SDG&E ¦ Hot-Dry | Res Furnaces - ZEAS 2030 - Hot-Dry | 0.11513 | 1 | 0.037037 | RASS 2019 | 10.416 | 2032 | 0.55 | SWHC031-04
RES-HVAC-51-ZEAS.9 | Res ¦ Res Efficient Furnace (AFUE 95, VSM) - ZEAS 2030 - Marine ¦ PG&E ¦ Marine | Res ¦ Res Efficient Furnace (AFUE 95, VSM) - ZEAS 2030 - Marine | PG&E ¦ Marine | PG&E | All | Gas | Res Efficient Furnace (AFUE 95, VSM) | Efficient | 2030 |  | 1 | Conventional | HVAC | Res - Multi Family | Res | ROB and NEW | 0 | Residential Households | Cap-kBTUh | 30 | DEER:HVAC_Eff_HP | -0.89806 | -0.0006205 | -0.10828 | eTRM SWHC031-04 | 27.65 | 2022 | 7.07 | 2022 | 0 | 0 | eTRM SWHC031-04 | Res Furnaces - ZEAS 2030 - Marine ¦ PG&E ¦ Marine | Res Furnaces - ZEAS 2030 - Marine | 0.021093 | 1 | 0.055556 | RASS 2019 | 0 | 2012 | 0.55 | SWHC031-04
RES-HVAC-51-ZEAS.10 | Res ¦ Res Efficient Furnace (AFUE 95, VSM) - ZEAS 2030 - Hot-Dry ¦ PG&E ¦ Hot-Dry | Res ¦ Res Efficient Furnace (AFUE 95, VSM) - ZEAS 2030 - Hot-Dry | PG&E ¦ Hot-Dry | PG&E | All | Gas | Res Efficient Furnace (AFUE 95, VSM) | Efficient | 2030 |  | 1 | Conventional | HVAC | Res - Multi Family | Res | ROB and NEW | 0 | Residential Households | Cap-kBTUh | 30 | DEER:HVAC_Eff_HP | -0.92935 | -0.00072935 | -0.10164 | eTRM SWHC031-04 | 27.65 | 2022 | 7.07 | 2022 | 0 | 0 | eTRM SWHC031-04 | Res Furnaces - ZEAS 2030 - Hot-Dry ¦ PG&E ¦ Hot-Dry | Res Furnaces - ZEAS 2030 - Hot-Dry | 0.077086 | 1 | 0.055556 | RASS 2019 | 0 | 2012 | 0.55 | SWHC031-04
RES-HVAC-51-ZEAS.11 | Res ¦ Res Efficient Furnace (AFUE 95, VSM) - ZEAS 2030 - Cold ¦ PG&E ¦ Cold | Res ¦ Res Efficient Furnace (AFUE 95, VSM) - ZEAS 2030 - Cold | PG&E ¦ Cold | PG&E | All | Gas | Res Efficient Furnace (AFUE 95, VSM) | Efficient | 2030 |  | 1 | Conventional | HVAC | Res - Multi Family | Res | ROB and NEW | 0 | Residential Households | Cap-kBTUh | 30 | DEER:HVAC_Eff_HP | -1.7301 | -0.0010171 | -0.15232 | eTRM SWHC031-04 | 27.65 | 2022 | 7.07 | 2022 | 0 | 0 | eTRM SWHC031-04 | Res Furnaces - ZEAS 2030 - Cold ¦ PG&E ¦ Cold | Res Furnaces - ZEAS 2030 - Cold | 0.019162 | 1 | 0.055556 | RASS 2019 | 0 | 2012 | 0.55 | SWHC031-04
RES-HVAC-51-ZEAS.12 | Res ¦ Res Efficient Furnace (AFUE 95, VSM) - ZEAS 2030 - Marine ¦ SCG ¦ Marine | Res ¦ Res Efficient Furnace (AFUE 95, VSM) - ZEAS 2030 - Marine | SCG ¦ Marine | SCG | All | Gas | Res Efficient Furnace (AFUE 95, VSM) | Efficient | 2030 |  | 1 | Conventional | HVAC | Res - Multi Family | Res | ROB and NEW | 0 | Residential Households | Cap-kBTUh | 30 | DEER:HVAC_Eff_HP | -0.79624 | -0.00043515 | -0.050113 | eTRM SWHC031-04 | 27.65 | 2022 | 7.07 | 2022 | 0 | 0 | eTRM SWHC031-04 | Res Furnaces - ZEAS 2030 - Marine ¦ SCG ¦ Marine | Res Furnaces - ZEAS 2030 - Marine | 0.047348 | 1 | 0.03125 | RASS 2019 | 0 | 2012 | 0.55 | SWHC031-04
RES-HVAC-51-ZEAS.13 | Res ¦ Res Efficient Furnace (AFUE 95, VSM) - ZEAS 2030 - Hot-Dry ¦ SCG ¦ Hot-Dry | Res ¦ Res Efficient Furnace (AFUE 95, VSM) - ZEAS 2030 - Hot-Dry | SCG ¦ Hot-Dry | SCG | All | Gas | Res Efficient Furnace (AFUE 95, VSM) | Efficient | 2030 |  | 1 | Conventional | HVAC | Res - Multi Family | Res | ROB and NEW | 0 | Residential Households | Cap-kBTUh | 30 | DEER:HVAC_Eff_HP | -1.4127 | -0.00074625 | -0.056016 | eTRM SWHC031-04 | 27.65 | 2022 | 7.07 | 2022 | 0 | 0 | eTRM SWHC031-04 | Res Furnaces - ZEAS 2030 - Hot-Dry ¦ SCG ¦ Hot-Dry | Res Furnaces - ZEAS 2030 - Hot-Dry | 0.072382 | 1 | 0.03125 | RASS 2019 | 0 | 2012 | 0.55 | SWHC031-04
RES-HVAC-51-ZEAS.14 | Res ¦ Res Efficient Furnace (AFUE 95, VSM) - ZEAS 2030 - Cold ¦ SCG ¦ Cold | Res ¦ Res Efficient Furnace (AFUE 95, VSM) - ZEAS 2030 - Cold | SCG ¦ Cold | SCG | All | Gas | Res Efficient Furnace (AFUE 95, VSM) | Efficient | 2030 |  | 1 | Conventional | HVAC | Res - Multi Family | Res | ROB and NEW | 0 | Residential Households | Cap-kBTUh | 30 | DEER:HVAC_Eff_HP | -1.7301 | -0.0010171 | -0.15232 | eTRM SWHC031-04 | 27.65 | 2022 | 7.07 | 2022 | 0 | 0 | eTRM SWHC031-04 | Res Furnaces - ZEAS 2030 - Cold ¦ SCG ¦ Cold | Res Furnaces - ZEAS 2030 - Cold | 0.019162 | 1 | 0.03125 | RASS 2019 | 0 | 2012 | 0.55 | SWHC031-04
RES-HVAC-51-ZEAS.15 | Res ¦ Res Efficient Furnace (AFUE 95, VSM) - ZEAS 2030 - Marine ¦ SDG&E ¦ Marine | Res ¦ Res Efficient Furnace (AFUE 95, VSM) - ZEAS 2030 - Marine | SDG&E ¦ Marine | SDG&E | All | Gas | Res Efficient Furnace (AFUE 95, VSM) | Efficient | 2030 |  | 1 | Conventional | HVAC | Res - Multi Family | Res | ROB and NEW | 0 | Residential Households | Cap-kBTUh | 30 | DEER:HVAC_Eff_HP | -0.79624 | -0.00043515 | -0.050113 | eTRM SWHC031-04 | 27.65 | 2022 | 7.07 | 2022 | 0 | 0 | eTRM SWHC031-04 | Res Furnaces - ZEAS 2030 - Marine ¦ SDG&E ¦ Marine | Res Furnaces - ZEAS 2030 - Marine | 0.097471 | 1 | 0 | RASS 2019 | 0 | 2012 | 0.55 | SWHC031-04
RES-HVAC-51-ZEAS.16 | Res ¦ Res Efficient Furnace (AFUE 95, VSM) - ZEAS 2030 - Hot-Dry ¦ SDG&E ¦ Hot-Dry | Res ¦ Res Efficient Furnace (AFUE 95, VSM) - ZEAS 2030 - Hot-Dry | SDG&E ¦ Hot-Dry | SDG&E | All | Gas | Res Efficient Furnace (AFUE 95, VSM) | Efficient | 2030 |  | 1 | Conventional | HVAC | Res - Multi Family | Res | ROB and NEW | 0 | Residential Households | Cap-kBTUh | 30 | DEER:HVAC_Eff_HP | -0.67946 | -0.00057946 | -0.03513 | eTRM SWHC031-04 | 27.65 | 2022 | 7.07 | 2022 | 0 | 0 | eTRM SWHC031-04 | Res Furnaces - ZEAS 2030 - Hot-Dry ¦ SDG&E ¦ Hot-Dry | Res Furnaces - ZEAS 2030 - Hot-Dry | 0.042144 | 1 | 0 | RASS 2019 | 0 | 2012 | 0.55 | SWHC031-04
RES-HVAC-55-ZEAS.1 | Res ¦ Standard Central Boiler - ZEAS 2030 - Marine ¦ PG&E ¦ Marine | Res ¦ Standard Central Boiler - ZEAS 2030 - Marine | PG&E ¦ Marine | PG&E | All | Gas | Standard Central Boiler | Average Existing and Code |  | 2030 | 1 | Conventional | HVAC | Res - Multi Family | Res | ROB and NEW | 0 | Residential Households | Cap-kBTUh | 20 | DEER:HVAC_Eff_HP | 0 | 0 | 0 | eTRM SWHC004-06 | 13.4 | 2022 | 7.68 | 2022 | 0 | 0 | eTRM SWHC004-06 | Res Boilers - ZEAS 2030 - Marine ¦ PG&E ¦ Marine | Res Boilers - ZEAS 2030 - Marine | 0.065472 | 1 | 0.44 | RBSA 2016-2017 | 0 | 2012 | 0.55 | SWHC004-06
RES-HVAC-55-ZEAS.2 | Res ¦ Standard Central Boiler - ZEAS 2030 - Hot-Dry ¦ PG&E ¦ Hot-Dry | Res ¦ Standard Central Boiler - ZEAS 2030 - Hot-Dry | PG&E ¦ Hot-Dry | PG&E | All | Gas | Standard Central Boiler | Average Existing and Code |  | 2030 | 1 | Conventional | HVAC | Res - Multi Family | Res | ROB and NEW | 0 | Residential Households | Cap-kBTUh | 20 | DEER:HVAC_Eff_HP | 0 | 0 | 0 | eTRM SWHC004-06 | 13.4 | 2022 | 7.68 | 2022 | 0 | 0 | eTRM SWHC004-06 | Res Boilers - ZEAS 2030 - Hot-Dry ¦ PG&E ¦ Hot-Dry | Res Boilers - ZEAS 2030 - Hot-Dry | 0.065472 | 1 | 0.44 | RBSA 2016-2017 | 0 | 2012 | 0.55 | SWHC004-06
RES-HVAC-55-ZEAS.3 | Res ¦ Standard Central Boiler - ZEAS 2030 - Cold ¦ PG&E ¦ Cold | Res ¦ Standard Central Boiler - ZEAS 2030 - Cold | PG&E ¦ Cold | PG&E | All | Gas | Standard Central Boiler | Average Existing and Code |  | 2030 | 1 | Conventional | HVAC | Res - Multi Family | Res | ROB and NEW | 0 | Residential Households | Cap-kBTUh | 20 | DEER:HVAC_Eff_HP | 0 | 0 | 0 | eTRM SWHC004-06 | 13.4 | 2022 | 7.68 | 2022 | 0 | 0 | eTRM SWHC004-06 | Res Boilers - ZEAS 2030 - Cold ¦ PG&E ¦ Cold | Res Boilers - ZEAS 2030 - Cold | 0.065472 | 1 | 0.44 | RBSA 2016-2017 | 0 | 2012 | 0.55 | SWHC004-06
RES-HVAC-55-ZEAS.4 | Res ¦ Standard Central Boiler - ZEAS 2030 - Marine ¦ PG&E ¦ Marine | Res ¦ Standard Central Boiler - ZEAS 2030 - Marine | PG&E ¦ Marine | PG&E | All | Gas | Standard Central Boiler | Average Existing and Code |  | 2030 | 1 | Conventional | HVAC | Res - Single Family | Res | ROB and NEW | 0 | Residential Households | Cap-kBTUh | 20 | DEER:HVAC_Eff_HP | 0 | 0 | 0 | eTRM SWHC004-06 | 13.4 | 2022 | 7.68 | 2022 | 0 | 0 | eTRM SWHC004-06 | Res Boilers - ZEAS 2030 - Marine ¦ PG&E ¦ Marine | Res Boilers - ZEAS 2030 - Marine | 0 | 1 | 0 | RBSA 2016-2017 | 0 | 2012 | 0.55 | SWHC004-06
RES-HVAC-55-ZEAS.5 | Res ¦ Standard Central Boiler - ZEAS 2030 - Hot-Dry ¦ PG&E ¦ Hot-Dry | Res ¦ Standard Central Boiler - ZEAS 2030 - Hot-Dry | PG&E ¦ Hot-Dry | PG&E | All | Gas | Standard Central Boiler | Average Existing and Code |  | 2030 | 1 | Conventional | HVAC | Res - Single Family | Res | ROB and NEW | 0 | Residential Households | Cap-kBTUh | 20 | DEER:HVAC_Eff_HP | 0 | 0 | 0 | eTRM SWHC004-06 | 13.4 | 2022 | 7.68 | 2022 | 0 | 0 | eTRM SWHC004-06 | Res Boilers - ZEAS 2030 - Hot-Dry ¦ PG&E ¦ Hot-Dry | Res Boilers - ZEAS 2030 - Hot-Dry | 0 | 1 | 0 | RBSA 2016-2017 | 0 | 2012 | 0.55 | SWHC004-06
RES-HVAC-55-ZEAS.6 | Res ¦ Standard Central Boiler - ZEAS 2030 - Cold ¦ PG&E ¦ Cold | Res ¦ Standard Central Boiler - ZEAS 2030 - Cold | PG&E ¦ Cold | PG&E | All | Gas | Standard Central Boiler | Average Existing and Code |  | 2030 | 1 | Conventional | HVAC | Res - Single Family | Res | ROB and NEW | 0 | Residential Households | Cap-kBTUh | 20 | DEER:HVAC_Eff_HP | 0 | 0 | 0 | eTRM SWHC004-06 | 13.4 | 2022 | 7.68 | 2022 | 0 | 0 | eTRM SWHC004-06 | Res Boilers - ZEAS 2030 - Cold ¦ PG&E ¦ Cold | Res Boilers - ZEAS 2030 - Cold | 0 | 1 | 0 | RBSA 2016-2017 | 0 | 2012 | 0.55 | SWHC004-06
RES-HVAC-55-ZEAS.7 | Res ¦ Standard Central Boiler - ZEAS 2030 - Marine ¦ SCG ¦ Marine | Res ¦ Standard Central Boiler - ZEAS 2030 - Marine | SCG ¦ Marine | SCG | All | Gas | Standard Central Boiler | Average Existing and Code |  | 2030 | 1 | Conventional | HVAC | Res - Multi Family | Res | ROB and NEW | 0 | Residential Households | Cap-kBTUh | 20 | DEER:HVAC_Eff_HP | 0 | 0 | 0 | eTRM SWHC004-06 | 13.4 | 2022 | 7.68 | 2022 | 0 | 0 | eTRM SWHC004-06 | Res Boilers - ZEAS 2030 - Marine ¦ SCG ¦ Marine | Res Boilers - ZEAS 2030 - Marine | 0.065472 | 1 | 0.44 | RBSA 2016-2017 | 0 | 2012 | 0.55 | SWHC004-06
RES-HVAC-55-ZEAS.8 | Res ¦ Standard Central Boiler - ZEAS 2030 - Hot-Dry ¦ SCG ¦ Hot-Dry | Res ¦ Standard Central Boiler - ZEAS 2030 - Hot-Dry | SCG ¦ Hot-Dry | SCG | All | Gas | Standard Central Boiler | Average Existing and Code |  | 2030 | 1 | Conventional | HVAC | Res - Multi Family | Res | ROB and NEW | 0 | Residential Households | Cap-kBTUh | 20 | DEER:HVAC_Eff_HP | 0 | 0 | 0 | eTRM SWHC004-06 | 13.4 | 2022 | 7.68 | 2022 | 0 | 0 | eTRM SWHC004-06 | Res Boilers - ZEAS 2030 - Hot-Dry ¦ SCG ¦ Hot-Dry | Res Boilers - ZEAS 2030 - Hot-Dry | 0.065472 | 1 | 0.44 | RBSA 2016-2017 | 0 | 2012 | 0.55 | SWHC004-06
RES-HVAC-55-ZEAS.9 | Res ¦ Standard Central Boiler - ZEAS 2030 - Cold ¦ SCG ¦ Cold | Res ¦ Standard Central Boiler - ZEAS 2030 - Cold | SCG ¦ Cold | SCG | All | Gas | Standard Central Boiler | Average Existing and Code |  | 2030 | 1 | Conventional | HVAC | Res - Multi Family | Res | ROB and NEW | 0 | Residential Households | Cap-kBTUh | 20 | DEER:HVAC_Eff_HP | 0 | 0 | 0 | eTRM SWHC004-06 | 13.4 | 2022 | 7.68 | 2022 | 0 | 0 | eTRM SWHC004-06 | Res Boilers - ZEAS 2030 - Cold ¦ SCG ¦ Cold | Res Boilers - ZEAS 2030 - Cold | 0.065472 | 1 | 0.44 | RBSA 2016-2017 | 0 | 2012 | 0.55 | SWHC004-06
RES-HVAC-55-ZEAS.10 | Res ¦ Standard Central Boiler - ZEAS 2030 - Marine ¦ SCG ¦ Marine | Res ¦ Standard Central Boiler - ZEAS 2030 - Marine | SCG ¦ Marine | SCG | All | Gas | Standard Central Boiler | Average Existing and Code |  | 2030 | 1 | Conventional | HVAC | Res - Single Family | Res | ROB and NEW | 0 | Residential Households | Cap-kBTUh | 20 | DEER:HVAC_Eff_HP | 0 | 0 | 0 | eTRM SWHC004-06 | 13.4 | 2022 | 7.68 | 2022 | 0 | 0 | eTRM SWHC004-06 | Res Boilers - ZEAS 2030 - Marine ¦ SCG ¦ Marine | Res Boilers - ZEAS 2030 - Marine | 0 | 1 | 0 | RBSA 2016-2017 | 0 | 2012 | 0.55 | SWHC004-06
RES-HVAC-55-ZEAS.11 | Res ¦ Standard Central Boiler - ZEAS 2030 - Hot-Dry ¦ SCG ¦ Hot-Dry | Res ¦ Standard Central Boiler - ZEAS 2030 - Hot-Dry | SCG ¦ Hot-Dry | SCG | All | Gas | Standard Central Boiler | Average Existing and Code |  | 2030 | 1 | Conventional | HVAC | Res - Single Family | Res | ROB and NEW | 0 | Residential Households | Cap-kBTUh | 20 | DEER:HVAC_Eff_HP | 0 | 0 | 0 | eTRM SWHC004-06 | 13.4 | 2022 | 7.68 | 2022 | 0 | 0 | eTRM SWHC004-06 | Res Boilers - ZEAS 2030 - Hot-Dry ¦ SCG ¦ Hot-Dry | Res Boilers - ZEAS 2030 - Hot-Dry | 0 | 1 | 0 | RBSA 2016-2017 | 0 | 2012 | 0.55 | SWHC004-06
RES-HVAC-55-ZEAS.12 | Res ¦ Standard Central Boiler - ZEAS 2030 - Cold ¦ SCG ¦ Cold | Res ¦ Standard Central Boiler - ZEAS 2030 - Cold | SCG ¦ Cold | SCG | All | Gas | Standard Central Boiler | Average Existing and Code |  | 2030 | 1 | Conventional | HVAC | Res - Single Family | Res | ROB and NEW | 0 | Residential Households | Cap-kBTUh | 20 | DEER:HVAC_Eff_HP | 0 | 0 | 0 | eTRM SWHC004-06 | 13.4 | 2022 | 7.68 | 2022 | 0 | 0 | eTRM SWHC004-06 | Res Boilers - ZEAS 2030 - Cold ¦ SCG ¦ Cold | Res Boilers - ZEAS 2030 - Cold | 0 | 1 | 0 | RBSA 2016-2017 | 0 | 2012 | 0.55 | SWHC004-06
RES-HVAC-55-ZEAS.13 | Res ¦ Standard Central Boiler - ZEAS 2030 - Marine ¦ SDG&E ¦ Marine | Res ¦ Standard Central Boiler - ZEAS 2030 - Marine | SDG&E ¦ Marine | SDG&E | All | Gas | Standard Central Boiler | Average Existing and Code |  | 2030 | 1 | Conventional | HVAC | Res - Multi Family | Res | ROB and NEW | 0 | Residential Households | Cap-kBTUh | 20 | DEER:HVAC_Eff_HP | 0 | 0 | 0 | eTRM SWHC004-06 | 13.4 | 2022 | 7.68 | 2022 | 0 | 0 | eTRM SWHC004-06 | Res Boilers - ZEAS 2030 - Marine ¦ SDG&E ¦ Marine | Res Boilers - ZEAS 2030 - Marine | 0.065472 | 1 | 0.44 | RBSA 2016-2017 | 0 | 2012 | 0.55 | SWHC004-06
RES-HVAC-55-ZEAS.14 | Res ¦ Standard Central Boiler - ZEAS 2030 - Hot-Dry ¦ SDG&E ¦ Hot-Dry | Res ¦ Standard Central Boiler - ZEAS 2030 - Hot-Dry | SDG&E ¦ Hot-Dry | SDG&E | All | Gas | Standard Central Boiler | Average Existing and Code |  | 2030 | 1 | Conventional | HVAC | Res - Multi Family | Res | ROB and NEW | 0 | Residential Households | Cap-kBTUh | 20 | DEER:HVAC_Eff_HP | 0 | 0 | 0 | eTRM SWHC004-06 | 13.4 | 2022 | 7.68 | 2022 | 0 | 0 | eTRM SWHC004-06 | Res Boilers - ZEAS 2030 - Hot-Dry ¦ SDG&E ¦ Hot-Dry | Res Boilers - ZEAS 2030 - Hot-Dry | 0.065472 | 1 | 0.44 | RBSA 2016-2017 | 0 | 2012 | 0.55 | SWHC004-06
RES-HVAC-55-ZEAS.15 | Res ¦ Standard Central Boiler - ZEAS 2030 - Marine ¦ SDG&E ¦ Marine | Res ¦ Standard Central Boiler - ZEAS 2030 - Marine | SDG&E ¦ Marine | SDG&E | All | Gas | Standard Central Boiler | Average Existing and Code |  | 2030 | 1 | Conventional | HVAC | Res - Single Family | Res | ROB and NEW | 0 | Residential Households | Cap-kBTUh | 20 | DEER:HVAC_Eff_HP | 0 | 0 | 0 | eTRM SWHC004-06 | 13.4 | 2022 | 7.68 | 2022 | 0 | 0 | eTRM SWHC004-06 | Res Boilers - ZEAS 2030 - Marine ¦ SDG&E ¦ Marine | Res Boilers - ZEAS 2030 - Marine | 0 | 1 | 0 | RBSA 2016-2017 | 0 | 2012 | 0.55 | SWHC004-06
RES-HVAC-55-ZEAS.16 | Res ¦ Standard Central Boiler - ZEAS 2030 - Hot-Dry ¦ SDG&E ¦ Hot-Dry | Res ¦ Standard Central Boiler - ZEAS 2030 - Hot-Dry | SDG&E ¦ Hot-Dry | SDG&E | All | Gas | Standard Central Boiler | Average Existing and Code |  | 2030 | 1 | Conventional | HVAC | Res - Single Family | Res | ROB and NEW | 0 | Residential Households | Cap-kBTUh | 20 | DEER:HVAC_Eff_HP | 0 | 0 | 0 | eTRM SWHC004-06 | 13.4 | 2022 | 7.68 | 2022 | 0 | 0 | eTRM SWHC004-06 | Res Boilers - ZEAS 2030 - Hot-Dry ¦ SDG&E ¦ Hot-Dry | Res Boilers - ZEAS 2030 - Hot-Dry | 0 | 1 | 0 | RBSA 2016-2017 | 0 | 2012 | 0.55 | SWHC004-06
RES-HVAC-56-ZEAS.1 | Res ¦ Efficient Condensing Central Boiler - ZEAS 2030 - Marine ¦ PG&E ¦ Marine | Res ¦ Efficient Condensing Central Boiler - ZEAS 2030 - Marine | PG&E ¦ Marine | PG&E | All | Gas | Efficient Central Boiler | Efficient | 2030 |  | 1 | Conventional | HVAC | Res - Multi Family | Res | ROB and NEW | 0 | Residential Households | Cap-kBTUh | 20 | DEER:HVAC_Eff_HP | 7.6e-05 | 0.0007525 | -0.082925 | eTRM SWHC004-06 | 18.865 | 2022 | 7.94 | 2022 | 0 | 0 | eTRM SWHC004-06 | Res Boilers - ZEAS 2030 - Marine ¦ PG&E ¦ Marine | Res Boilers - ZEAS 2030 - Marine | 0.065472 | 1 | 0.56 | RBSA 2016-2017 | 0 | 2012 | 0.55 | SWHC004-06
RES-HVAC-56-ZEAS.2 | Res ¦ Efficient Condensing Central Boiler - ZEAS 2030 - Hot-Dry ¦ PG&E ¦ Hot-Dry | Res ¦ Efficient Condensing Central Boiler - ZEAS 2030 - Hot-Dry | PG&E ¦ Hot-Dry | PG&E | All | Gas | Efficient Central Boiler | Efficient | 2030 |  | 1 | Conventional | HVAC | Res - Multi Family | Res | ROB and NEW | 0 | Residential Households | Cap-kBTUh | 20 | DEER:HVAC_Eff_HP | 8.075e-05 | 0.0008125 | -0.13285 | eTRM SWHC004-06 | 18.865 | 2022 | 7.94 | 2022 | 0 | 0 | eTRM SWHC004-06 | Res Boilers - ZEAS 2030 - Hot-Dry ¦ PG&E ¦ Hot-Dry | Res Boilers - ZEAS 2030 - Hot-Dry | 0.065472 | 1 | 0.56 | RBSA 2016-2017 | 0 | 2012 | 0.55 | SWHC004-06
RES-HVAC-56-ZEAS.3 | Res ¦ Efficient Condensing Central Boiler - ZEAS 2030 - Cold ¦ PG&E ¦ Cold | Res ¦ Efficient Condensing Central Boiler - ZEAS 2030 - Cold | PG&E ¦ Cold | PG&E | All | Gas | Efficient Central Boiler | Efficient | 2030 |  | 1 | Conventional | HVAC | Res - Multi Family | Res | ROB and NEW | 0 | Residential Households | Cap-kBTUh | 20 | DEER:HVAC_Eff_HP | 0.00015425 | 0.001635 | -0.386 | eTRM SWHC004-06 | 18.865 | 2022 | 7.94 | 2022 | 0 | 0 | eTRM SWHC004-06 | Res Boilers - ZEAS 2030 - Cold ¦ PG&E ¦ Cold | Res Boilers - ZEAS 2030 - Cold | 0.065472 | 1 | 0.56 | RBSA 2016-2017 | 0 | 2012 | 0.55 | SWHC004-06
RES-HVAC-56-ZEAS.4 | Res ¦ Efficient Condensing Central Boiler - ZEAS 2030 - Marine ¦ PG&E ¦ Marine | Res ¦ Efficient Condensing Central Boiler - ZEAS 2030 - Marine | PG&E ¦ Marine | PG&E | All | Gas | Efficient Central Boiler | Efficient | 2030 |  | 1 | Conventional | HVAC | Res - Single Family | Res | ROB and NEW | 0 | Residential Households | Cap-kBTUh | 20 | DEER:HVAC_Eff_HP | 0 | 0 | 0 | eTRM SWHC004-06 | 18.865 | 2022 | 7.94 | 2022 | 0 | 0 | eTRM SWHC004-06 | Res Boilers - ZEAS 2030 - Marine ¦ PG&E ¦ Marine | Res Boilers - ZEAS 2030 - Marine | 0 | 1 | 0 | RBSA 2016-2017 | 0 | 2012 | 0.55 | SWHC004-06
RES-HVAC-56-ZEAS.5 | Res ¦ Efficient Condensing Central Boiler - ZEAS 2030 - Hot-Dry ¦ PG&E ¦ Hot-Dry | Res ¦ Efficient Condensing Central Boiler - ZEAS 2030 - Hot-Dry | PG&E ¦ Hot-Dry | PG&E | All | Gas | Efficient Central Boiler | Efficient | 2030 |  | 1 | Conventional | HVAC | Res - Single Family | Res | ROB and NEW | 0 | Residential Households | Cap-kBTUh | 20 | DEER:HVAC_Eff_HP | 0 | 0 | 0 | eTRM SWHC004-06 | 18.865 | 2022 | 7.94 | 2022 | 0 | 0 | eTRM SWHC004-06 | Res Boilers - ZEAS 2030 - Hot-Dry ¦ PG&E ¦ Hot-Dry | Res Boilers - ZEAS 2030 - Hot-Dry | 0 | 1 | 0 | RBSA 2016-2017 | 0 | 2012 | 0.55 | SWHC004-06
RES-HVAC-56-ZEAS.6 | Res ¦ Efficient Condensing Central Boiler - ZEAS 2030 - Cold ¦ PG&E ¦ Cold | Res ¦ Efficient Condensing Central Boiler - ZEAS 2030 - Cold | PG&E ¦ Cold | PG&E | All | Gas | Efficient Central Boiler | Efficient | 2030 |  | 1 | Conventional | HVAC | Res - Single Family | Res | ROB and NEW | 0 | Residential Households | Cap-kBTUh | 20 | DEER:HVAC_Eff_HP | 0 | 0 | 0 | eTRM SWHC004-06 | 18.865 | 2022 | 7.94 | 2022 | 0 | 0 | eTRM SWHC004-06 | Res Boilers - ZEAS 2030 - Cold ¦ PG&E ¦ Cold | Res Boilers - ZEAS 2030 - Cold | 0 | 1 | 0 | RBSA 2016-2017 | 0 | 2012 | 0.55 | SWHC004-06
RES-HVAC-56-ZEAS.7 | Res ¦ Efficient Condensing Central Boiler - ZEAS 2030 - Marine ¦ SCG ¦ Marine | Res ¦ Efficient Condensing Central Boiler - ZEAS 2030 - Marine | SCG ¦ Marine | SCG | All | Gas | Efficient Central Boiler | Efficient | 2030 |  | 1 | Conventional | HVAC | Res - Multi Family | Res | ROB and NEW | 0 | Residential Households | Cap-kBTUh | 20 | DEER:HVAC_Eff_HP | 7.05e-06 | 7.775e-05 | -0.012604 | eTRM SWHC004-06 | 18.865 | 2022 | 7.94 | 2022 | 0 | 0 | eTRM SWHC004-06 | Res Boilers - ZEAS 2030 - Marine ¦ SCG ¦ Marine | Res Boilers - ZEAS 2030 - Marine | 0.065472 | 1 | 0.56 | RBSA 2016-2017 | 0 | 2012 | 0.55 | SWHC004-06
RES-HVAC-56-ZEAS.8 | Res ¦ Efficient Condensing Central Boiler - ZEAS 2030 - Hot-Dry ¦ SCG ¦ Hot-Dry | Res ¦ Efficient Condensing Central Boiler - ZEAS 2030 - Hot-Dry | SCG ¦ Hot-Dry | SCG | All | Gas | Efficient Central Boiler | Efficient | 2030 |  | 1 | Conventional | HVAC | Res - Multi Family | Res | ROB and NEW | 0 | Residential Households | Cap-kBTUh | 20 | DEER:HVAC_Eff_HP | 6.5425e-05 | 0.0005945 | -0.01909 | eTRM SWHC004-06 | 18.865 | 2022 | 7.94 | 2022 | 0 | 0 | eTRM SWHC004-06 | Res Boilers - ZEAS 2030 - Hot-Dry ¦ SCG ¦ Hot-Dry | Res Boilers - ZEAS 2030 - Hot-Dry | 0.065472 | 1 | 0.56 | RBSA 2016-2017 | 0 | 2012 | 0.55 | SWHC004-06
RES-HVAC-56-ZEAS.9 | Res ¦ Efficient Condensing Central Boiler - ZEAS 2030 - Cold ¦ SCG ¦ Cold | Res ¦ Efficient Condensing Central Boiler - ZEAS 2030 - Cold | SCG ¦ Cold | SCG | All | Gas | Efficient Central Boiler | Efficient | 2030 |  | 1 | Conventional | HVAC | Res - Multi Family | Res | ROB and NEW | 0 | Residential Households | Cap-kBTUh | 20 | DEER:HVAC_Eff_HP | 0.00015425 | 0.001635 | -0.386 | eTRM SWHC004-06 | 18.865 | 2022 | 7.94 | 2022 | 0 | 0 | eTRM SWHC004-06 | Res Boilers - ZEAS 2030 - Cold ¦ SCG ¦ Cold | Res Boilers - ZEAS 2030 - Cold | 0.065472 | 1 | 0.56 | RBSA 2016-2017 | 0 | 2012 | 0.55 | SWHC004-06
RES-HVAC-56-ZEAS.10 | Res ¦ Efficient Condensing Central Boiler - ZEAS 2030 - Marine ¦ SCG ¦ Marine | Res ¦ Efficient Condensing Central Boiler - ZEAS 2030 - Marine | SCG ¦ Marine | SCG | All | Gas | Efficient Central Boiler | Efficient | 2030 |  | 1 | Conventional | HVAC | Res - Single Family | Res | ROB and NEW | 0 | Residential Households | Cap-kBTUh | 20 | DEER:HVAC_Eff_HP | 0 | 0 | 0 | eTRM SWHC004-06 | 18.865 | 2022 | 7.94 | 2022 | 0 | 0 | eTRM SWHC004-06 | Res Boilers - ZEAS 2030 - Marine ¦ SCG ¦ Marine | Res Boilers - ZEAS 2030 - Marine | 0 | 1 | 0 | RBSA 2016-2017 | 0 | 2012 | 0.55 | SWHC004-06
RES-HVAC-56-ZEAS.11 | Res ¦ Efficient Condensing Central Boiler - ZEAS 2030 - Hot-Dry ¦ SCG ¦ Hot-Dry | Res ¦ Efficient Condensing Central Boiler - ZEAS 2030 - Hot-Dry | SCG ¦ Hot-Dry | SCG | All | Gas | Efficient Central Boiler | Efficient | 2030 |  | 1 | Conventional | HVAC | Res - Single Family | Res | ROB and NEW | 0 | Residential Households | Cap-kBTUh | 20 | DEER:HVAC_Eff_HP | 0 | 0 | 0 | eTRM SWHC004-06 | 18.865 | 2022 | 7.94 | 2022 | 0 | 0 | eTRM SWHC004-06 | Res Boilers - ZEAS 2030 - Hot-Dry ¦ SCG ¦ Hot-Dry | Res Boilers - ZEAS 2030 - Hot-Dry | 0 | 1 | 0 | RBSA 2016-2017 | 0 | 2012 | 0.55 | SWHC004-06
RES-HVAC-56-ZEAS.12 | Res ¦ Efficient Condensing Central Boiler - ZEAS 2030 - Cold ¦ SCG ¦ Cold | Res ¦ Efficient Condensing Central Boiler - ZEAS 2030 - Cold | SCG ¦ Cold | SCG | All | Gas | Efficient Central Boiler | Efficient | 2030 |  | 1 | Conventional | HVAC | Res - Single Family | Res | ROB and NEW | 0 | Residential Households | Cap-kBTUh | 20 | DEER:HVAC_Eff_HP | 0 | 0 | 0 | eTRM SWHC004-06 | 18.865 | 2022 | 7.94 | 2022 | 0 | 0 | eTRM SWHC004-06 | Res Boilers - ZEAS 2030 - Cold ¦ SCG ¦ Cold | Res Boilers - ZEAS 2030 - Cold | 0 | 1 | 0 | RBSA 2016-2017 | 0 | 2012 | 0.55 | SWHC004-06
RES-HVAC-56-ZEAS.13 | Res ¦ Efficient Condensing Central Boiler - ZEAS 2030 - Marine ¦ SDG&E ¦ Marine | Res ¦ Efficient Condensing Central Boiler - ZEAS 2030 - Marine | SDG&E ¦ Marine | SDG&E | All | Gas | Efficient Central Boiler | Efficient | 2030 |  | 1 | Conventional | HVAC | Res - Multi Family | Res | ROB and NEW | 0 | Residential Households | Cap-kBTUh | 20 | DEER:HVAC_Eff_HP | 7.05e-06 | 7.775e-05 | -0.012604 | eTRM SWHC004-06 | 18.865 | 2022 | 7.94 | 2022 | 0 | 0 | eTRM SWHC004-06 | Res Boilers - ZEAS 2030 - Marine ¦ SDG&E ¦ Marine | Res Boilers - ZEAS 2030 - Marine | 0.065472 | 1 | 0.56 | RBSA 2016-2017 | 0 | 2012 | 0.55 | SWHC004-06
RES-HVAC-56-ZEAS.14 | Res ¦ Efficient Condensing Central Boiler - ZEAS 2030 - Hot-Dry ¦ SDG&E ¦ Hot-Dry | Res ¦ Efficient Condensing Central Boiler - ZEAS 2030 - Hot-Dry | SDG&E ¦ Hot-Dry | SDG&E | All | Gas | Efficient Central Boiler | Efficient | 2030 |  | 1 | Conventional | HVAC | Res - Multi Family | Res | ROB and NEW | 0 | Residential Households | Cap-kBTUh | 20 | DEER:HVAC_Eff_HP | 6.725e-05 | 0.00059525 | -0.006937 | eTRM SWHC004-06 | 18.865 | 2022 | 7.94 | 2022 | 0 | 0 | eTRM SWHC004-06 | Res Boilers - ZEAS 2030 - Hot-Dry ¦ SDG&E ¦ Hot-Dry | Res Boilers - ZEAS 2030 - Hot-Dry | 0.065472 | 1 | 0.56 | RBSA 2016-2017 | 0 | 2012 | 0.55 | SWHC004-06
RES-HVAC-56-ZEAS.15 | Res ¦ Efficient Condensing Central Boiler - ZEAS 2030 - Marine ¦ SDG&E ¦ Marine | Res ¦ Efficient Condensing Central Boiler - ZEAS 2030 - Marine | SDG&E ¦ Marine | SDG&E | All | Gas | Efficient Central Boiler | Efficient | 2030 |  | 1 | Conventional | HVAC | Res - Single Family | Res | ROB and NEW | 0 | Residential Households | Cap-kBTUh | 20 | DEER:HVAC_Eff_HP | 0 | 0 | 0 | eTRM SWHC004-06 | 18.865 | 2022 | 7.94 | 2022 | 0 | 0 | eTRM SWHC004-06 | Res Boilers - ZEAS 2030 - Marine ¦ SDG&E ¦ Marine | Res Boilers - ZEAS 2030 - Marine | 0 | 1 | 0 | RBSA 2016-2017 | 0 | 2012 | 0.55 | SWHC004-06
RES-HVAC-56-ZEAS.16 | Res ¦ Efficient Condensing Central Boiler - ZEAS 2030 - Hot-Dry ¦ SDG&E ¦ Hot-Dry | Res ¦ Efficient Condensing Central Boiler - ZEAS 2030 - Hot-Dry | SDG&E ¦ Hot-Dry | SDG&E | All | Gas | Efficient Central Boiler | Efficient | 2030 |  | 1 | Conventional | HVAC | Res - Single Family | Res | ROB and NEW | 0 | Residential Households | Cap-kBTUh | 20 | DEER:HVAC_Eff_HP | 0 | 0 | 0 | eTRM SWHC004-06 | 18.865 | 2022 | 7.94 | 2022 | 0 | 0 | eTRM SWHC004-06 | Res Boilers - ZEAS 2030 - Hot-Dry ¦ SDG&E ¦ Hot-Dry | Res Boilers - ZEAS 2030 - Hot-Dry | 0 | 1 | 0 | RBSA 2016-2017 | 0 | 2012 | 0.55 | SWHC004-06
RES-WATERHEAT-FS-10-ZEAS.1 | Res ¦ Res Small Gas Storage Water Heater (0.63 UEF - 50 Gal) - ZEAS 2030 - Marine ¦ PG&E ¦ Marine | Res ¦ Res Small Gas Storage Water Heater (0.63 UEF - 50 Gal) - ZEAS 2030 - Marine | PG&E ¦ Marine | PG&E | All | Electric & Gas | Res Small Gas Storage Water Heater (0.63 UEF - 50 Gal) | Average Existing and Code |  | 2030 | 1 | Conventional | WaterHeat | Res - Single Family | Res | ROB and NEW | 0 | Residential Households | water heater | 25 | DEER:Res_ClothesDishWasher | 0 | 0 | 0 | SWWH025-07 | 1090.33 | 2022 | 409.45 | 2022 | 0 | 0 | SWWH025-07 | Res Gas Water Heaters - ZEAS 2030 - Marine ¦ PG&E ¦ Marine | Res Gas Water Heaters - ZEAS 2030 - Marine | 0.8548 | 0.5 | 0.91769 | RASS 2019 | 0 | 2012 | 1 | SWWH025-07
RES-WATERHEAT-FS-10-ZEAS.2 | Res ¦ Res Small Gas Storage Water Heater (0.63 UEF - 50 Gal) - ZEAS 2030 - Marine ¦ PG&E ¦ Marine | Res ¦ Res Small Gas Storage Water Heater (0.63 UEF - 50 Gal) - ZEAS 2030 - Marine | PG&E ¦ Marine | PG&E | All | Electric & Gas | Res Small Gas Storage Water Heater (0.63 UEF - 50 Gal) | Average Existing and Code |  | 2030 | 1 | Conventional | WaterHeat | Res - Multi Family | Res | ROB and NEW | 0 | Residential Households | water heater | 25 | DEER:Res_ClothesDishWasher | 0 | 0 | 0 | SWWH025-07 | 1090.33 | 2022 | 409.45 | 2022 | 0 | 0 | SWWH025-07 | Res Gas Water Heaters - ZEAS 2030 - Marine ¦ PG&E ¦ Marine | Res Gas Water Heaters - ZEAS 2030 - Marine | 0.30454 | 0.5 | 0.82106 | RASS 2019 | 0 | 2012 | 1 | SWWH025-07
RES-WATERHEAT-FS-10-ZEAS.3 | Res ¦ Res Small Gas Storage Water Heater (0.63 UEF - 50 Gal) - ZEAS 2030 - Hot-Dry ¦ PG&E ¦ Hot-Dry | Res ¦ Res Small Gas Storage Water Heater (0.63 UEF - 50 Gal) - ZEAS 2030 - Hot-Dry | PG&E ¦ Hot-Dry | PG&E | All | Electric & Gas | Res Small Gas Storage Water Heater (0.63 UEF - 50 Gal) | Average Existing and Code |  | 2030 | 1 | Conventional | WaterHeat | Res - Single Family | Res | ROB and NEW | 0 | Residential Households | water heater | 25 | DEER:Res_ClothesDishWasher | 0 | 0 | 0 | SWWH025-07 | 1090.33 | 2022 | 409.45 | 2022 | 0 | 0 | SWWH025-07 | Res Gas Water Heaters - ZEAS 2030 - Hot-Dry ¦ PG&E ¦ Hot-Dry | Res Gas Water Heaters - ZEAS 2030 - Hot-Dry | 0.86268 | 0.5 | 0.89954 | RASS 2019 | 0 | 2012 | 1 | SWWH025-07
RES-WATERHEAT-FS-10-ZEAS.4 | Res ¦ Res Small Gas Storage Water Heater (0.63 UEF - 50 Gal) - ZEAS 2030 - Hot-Dry ¦ PG&E ¦ Hot-Dry | Res ¦ Res Small Gas Storage Water Heater (0.63 UEF - 50 Gal) - ZEAS 2030 - Hot-Dry | PG&E ¦ Hot-Dry | PG&E | All | Electric & Gas | Res Small Gas Storage Water Heater (0.63 UEF - 50 Gal) | Average Existing and Code |  | 2030 | 1 | Conventional | WaterHeat | Res - Multi Family | Res | ROB and NEW | 0 | Residential Households | water heater | 25 | DEER:Res_ClothesDishWasher | 0 | 0 | 0 | SWWH025-07 | 1090.33 | 2022 | 409.45 | 2022 | 0 | 0 | SWWH025-07 | Res Gas Water Heaters - ZEAS 2030 - Hot-Dry ¦ PG&E ¦ Hot-Dry | Res Gas Water Heaters - ZEAS 2030 - Hot-Dry | 0.35325 | 0.5 | 0.91648 | RASS 2019 | 0 | 2012 | 1 | SWWH025-07
RES-WATERHEAT-FS-10-ZEAS.5 | Res ¦ Res Small Gas Storage Water Heater (0.63 UEF - 50 Gal) - ZEAS 2030 - Cold ¦ PG&E ¦ Cold | Res ¦ Res Small Gas Storage Water Heater (0.63 UEF - 50 Gal) - ZEAS 2030 - Cold | PG&E ¦ Cold | PG&E | All | Electric & Gas | Res Small Gas Storage Water Heater (0.63 UEF - 50 Gal) | Average Existing and Code |  | 2030 | 1 | Conventional | WaterHeat | Res - Single Family | Res | ROB and NEW | 0 | Residential Households | water heater | 25 | DEER:Res_ClothesDishWasher | 0 | 0 | 0 | SWWH025-07 | 1090.33 | 2022 | 409.45 | 2022 | 0 | 0 | SWWH025-07 | Res Gas Water Heaters - ZEAS 2030 - Cold ¦ PG&E ¦ Cold | Res Gas Water Heaters - ZEAS 2030 - Cold | 0.77281 | 0.5 | 0.97547 | RASS 2019 | 0 | 2012 | 1 | SWWH025-07
RES-WATERHEAT-FS-10-ZEAS.6 | Res ¦ Res Small Gas Storage Water Heater (0.63 UEF - 50 Gal) - ZEAS 2030 - Cold ¦ PG&E ¦ Cold | Res ¦ Res Small Gas Storage Water Heater (0.63 UEF - 50 Gal) - ZEAS 2030 - Cold | PG&E ¦ Cold | PG&E | All | Electric & Gas | Res Small Gas Storage Water Heater (0.63 UEF - 50 Gal) | Average Existing and Code |  | 2030 | 1 | Conventional | WaterHeat | Res - Multi Family | Res | ROB and NEW | 0 | Residential Households | water heater | 25 | DEER:Res_ClothesDishWasher | 0 | 0 | 0 | SWWH025-07 | 1090.33 | 2022 | 409.45 | 2022 | 0 | 0 | SWWH025-07 | Res Gas Water Heaters - ZEAS 2030 - Cold ¦ PG&E ¦ Cold | Res Gas Water Heaters - ZEAS 2030 - Cold | 0.1935 | 0.5 | 0.9128 | RASS 2019 | 0 | 2012 | 1 | SWWH025-07
RES-WATERHEAT-FS-10-ZEAS.7 | Res ¦ Res Small Gas Storage Water Heater (0.63 UEF - 50 Gal) - ZEAS 2030 - Marine ¦ SCG ¦ Marine | Res ¦ Res Small Gas Storage Water Heater (0.63 UEF - 50 Gal) - ZEAS 2030 - Marine | SCG ¦ Marine | SCG | All | Electric & Gas | Res Small Gas Storage Water Heater (0.63 UEF - 50 Gal) | Average Existing and Code |  | 2030 | 1 | Conventional | WaterHeat | Res - Single Family | Res | ROB and NEW | 0 | Residential Households | water heater | 25 | DEER:Res_ClothesDishWasher | 0 | 0 | 0 | SWWH025-07 | 1090.33 | 2022 | 409.45 | 2022 | 0 | 0 | SWWH025-07 | Res Gas Water Heaters - ZEAS 2030 - Marine ¦ SCG ¦ Marine | Res Gas Water Heaters - ZEAS 2030 - Marine | 0.84553 | 0.5 | 0.88052 | RASS 2019 | 0 | 2012 | 1 | SWWH025-07
RES-WATERHEAT-FS-10-ZEAS.8 | Res ¦ Res Small Gas Storage Water Heater (0.63 UEF - 50 Gal) - ZEAS 2030 - Marine ¦ SCG ¦ Marine | Res ¦ Res Small Gas Storage Water Heater (0.63 UEF - 50 Gal) - ZEAS 2030 - Marine | SCG ¦ Marine | SCG | All | Electric & Gas | Res Small Gas Storage Water Heater (0.63 UEF - 50 Gal) | Average Existing and Code |  | 2030 | 1 | Conventional | WaterHeat | Res - Multi Family | Res | ROB and NEW | 0 | Residential Households | water heater | 25 | DEER:Res_ClothesDishWasher | 0 | 0 | 0 | SWWH025-07 | 1090.33 | 2022 | 409.45 | 2022 | 0 | 0 | SWWH025-07 | Res Gas Water Heaters - ZEAS 2030 - Marine ¦ SCG ¦ Marine | Res Gas Water Heaters - ZEAS 2030 - Marine | 0.33538 | 0.5 | 0.98187 | RASS 2019 | 0 | 2012 | 1 | SWWH025-07
RES-WATERHEAT-FS-10-ZEAS.9 | Res ¦ Res Small Gas Storage Water Heater (0.63 UEF - 50 Gal) - ZEAS 2030 - Hot-Dry ¦ SCG ¦ Hot-Dry | Res ¦ Res Small Gas Storage Water Heater (0.63 UEF - 50 Gal) - ZEAS 2030 - Hot-Dry | SCG ¦ Hot-Dry | SCG | All | Electric & Gas | Res Small Gas Storage Water Heater (0.63 UEF - 50 Gal) | Average Existing and Code |  | 2030 | 1 | Conventional | WaterHeat | Res - Single Family | Res | ROB and NEW | 0 | Residential Households | water heater | 25 | DEER:Res_ClothesDishWasher | 0 | 0 | 0 | SWWH025-07 | 1090.33 | 2022 | 409.45 | 2022 | 0 | 0 | SWWH025-07 | Res Gas Water Heaters - ZEAS 2030 - Hot-Dry ¦ SCG ¦ Hot-Dry | Res Gas Water Heaters - ZEAS 2030 - Hot-Dry | 0.86306 | 0.5 | 0.89883 | RASS 2019 | 0 | 2012 | 1 | SWWH025-07
RES-WATERHEAT-FS-10-ZEAS.10 | Res ¦ Res Small Gas Storage Water Heater (0.63 UEF - 50 Gal) - ZEAS 2030 - Hot-Dry ¦ SCG ¦ Hot-Dry | Res ¦ Res Small Gas Storage Water Heater (0.63 UEF - 50 Gal) - ZEAS 2030 - Hot-Dry | SCG ¦ Hot-Dry | SCG | All | Electric & Gas | Res Small Gas Storage Water Heater (0.63 UEF - 50 Gal) | Average Existing and Code |  | 2030 | 1 | Conventional | WaterHeat | Res - Multi Family | Res | ROB and NEW | 0 | Residential Households | water heater | 25 | DEER:Res_ClothesDishWasher | 0 | 0 | 0 | SWWH025-07 | 1090.33 | 2022 | 409.45 | 2022 | 0 | 0 | SWWH025-07 | Res Gas Water Heaters - ZEAS 2030 - Hot-Dry ¦ SCG ¦ Hot-Dry | Res Gas Water Heaters - ZEAS 2030 - Hot-Dry | 0.27215 | 0.5 | 0.89352 | RASS 2019 | 0 | 2012 | 1 | SWWH025-07
RES-WATERHEAT-FS-10-ZEAS.11 | Res ¦ Res Small Gas Storage Water Heater (0.63 UEF - 50 Gal) - ZEAS 2030 - Cold ¦ SCG ¦ Cold | Res ¦ Res Small Gas Storage Water Heater (0.63 UEF - 50 Gal) - ZEAS 2030 - Cold | SCG ¦ Cold | SCG | All | Electric & Gas | Res Small Gas Storage Water Heater (0.63 UEF - 50 Gal) | Average Existing and Code |  | 2030 | 1 | Conventional | WaterHeat | Res - Single Family | Res | ROB and NEW | 0 | Residential Households | water heater | 25 | DEER:Res_ClothesDishWasher | 0 | 0 | 0 | SWWH025-07 | 1090.33 | 2022 | 409.45 | 2022 | 0 | 0 | SWWH025-07 | Res Gas Water Heaters - ZEAS 2030 - Cold ¦ SCG ¦ Cold | Res Gas Water Heaters - ZEAS 2030 - Cold | 0.57576 | 0.5 | 0.9128 | RASS 2019 | 0 | 2012 | 1 | SWWH025-07
RES-WATERHEAT-FS-10-ZEAS.12 | Res ¦ Res Small Gas Storage Water Heater (0.63 UEF - 50 Gal) - ZEAS 2030 - Cold ¦ SCG ¦ Cold | Res ¦ Res Small Gas Storage Water Heater (0.63 UEF - 50 Gal) - ZEAS 2030 - Cold | SCG ¦ Cold | SCG | All | Electric & Gas | Res Small Gas Storage Water Heater (0.63 UEF - 50 Gal) | Average Existing and Code |  | 2030 | 1 | Conventional | WaterHeat | Res - Multi Family | Res | ROB and NEW | 0 | Residential Households | water heater | 25 | DEER:Res_ClothesDishWasher | 0 | 0 | 0 | SWWH025-07 | 1090.33 | 2022 | 409.45 | 2022 | 0 | 0 | SWWH025-07 | Res Gas Water Heaters - ZEAS 2030 - Cold ¦ SCG ¦ Cold | Res Gas Water Heaters - ZEAS 2030 - Cold | 0.1935 | 0.5 | 1 | RASS 2019 | 0 | 2012 | 1 | SWWH025-07
RES-WATERHEAT-FS-10-ZEAS.13 | Res ¦ Res Small Gas Storage Water Heater (0.63 UEF - 50 Gal) - ZEAS 2030 - Marine ¦ SDG&E ¦ Marine | Res ¦ Res Small Gas Storage Water Heater (0.63 UEF - 50 Gal) - ZEAS 2030 - Marine | SDG&E ¦ Marine | SDG&E | All | Electric & Gas | Res Small Gas Storage Water Heater (0.63 UEF - 50 Gal) | Average Existing and Code |  | 2030 | 1 | Conventional | WaterHeat | Res - Single Family | Res | ROB and NEW | 0 | Residential Households | water heater | 25 | DEER:Res_ClothesDishWasher | 0 | 0 | 0 | SWWH025-07 | 1090.33 | 2022 | 409.45 | 2022 | 0 | 0 | SWWH025-07 | Res Gas Water Heaters - ZEAS 2030 - Marine ¦ SDG&E ¦ Marine | Res Gas Water Heaters - ZEAS 2030 - Marine | 0.92491 | 0.5 | 0.87248 | RASS 2019 | 0 | 2012 | 1 | SWWH025-07
RES-WATERHEAT-FS-10-ZEAS.14 | Res ¦ Res Small Gas Storage Water Heater (0.63 UEF - 50 Gal) - ZEAS 2030 - Marine ¦ SDG&E ¦ Marine | Res ¦ Res Small Gas Storage Water Heater (0.63 UEF - 50 Gal) - ZEAS 2030 - Marine | SDG&E ¦ Marine | SDG&E | All | Electric & Gas | Res Small Gas Storage Water Heater (0.63 UEF - 50 Gal) | Average Existing and Code |  | 2030 | 1 | Conventional | WaterHeat | Res - Multi Family | Res | ROB and NEW | 0 | Residential Households | water heater | 25 | DEER:Res_ClothesDishWasher | 0 | 0 | 0 | SWWH025-07 | 1090.33 | 2022 | 409.45 | 2022 | 0 | 0 | SWWH025-07 | Res Gas Water Heaters - ZEAS 2030 - Marine ¦ SDG&E ¦ Marine | Res Gas Water Heaters - ZEAS 2030 - Marine | 0.52432 | 0.5 | 0.97694 | RASS 2019 | 0 | 2012 | 1 | SWWH025-07
RES-WATERHEAT-FS-10-ZEAS.15 | Res ¦ Res Small Gas Storage Water Heater (0.63 UEF - 50 Gal) - ZEAS 2030 - Hot-Dry ¦ SDG&E ¦ Hot-Dry | Res ¦ Res Small Gas Storage Water Heater (0.63 UEF - 50 Gal) - ZEAS 2030 - Hot-Dry | SDG&E ¦ Hot-Dry | SDG&E | All | Electric & Gas | Res Small Gas Storage Water Heater (0.63 UEF - 50 Gal) | Average Existing and Code |  | 2030 | 1 | Conventional | WaterHeat | Res - Single Family | Res | ROB and NEW | 0 | Residential Households | water heater | 25 | DEER:Res_ClothesDishWasher | 0 | 0 | 0 | SWWH025-07 | 1090.33 | 2022 | 409.45 | 2022 | 0 | 0 | SWWH025-07 | Res Gas Water Heaters - ZEAS 2030 - Hot-Dry ¦ SDG&E ¦ Hot-Dry | Res Gas Water Heaters - ZEAS 2030 - Hot-Dry | 0.88872 | 0.5 | 0.91113 | RASS 2019 | 0 | 2012 | 1 | SWWH025-07
RES-WATERHEAT-FS-10-ZEAS.16 | Res ¦ Res Small Gas Storage Water Heater (0.63 UEF - 50 Gal) - ZEAS 2030 - Hot-Dry ¦ SDG&E ¦ Hot-Dry | Res ¦ Res Small Gas Storage Water Heater (0.63 UEF - 50 Gal) - ZEAS 2030 - Hot-Dry | SDG&E ¦ Hot-Dry | SDG&E | All | Electric & Gas | Res Small Gas Storage Water Heater (0.63 UEF - 50 Gal) | Average Existing and Code |  | 2030 | 1 | Conventional | WaterHeat | Res - Multi Family | Res | ROB and NEW | 0 | Residential Households | water heater | 25 | DEER:Res_ClothesDishWasher | 0 | 0 | 0 | SWWH025-07 | 1090.33 | 2022 | 409.45 | 2022 | 0 | 0 | SWWH025-07 | Res Gas Water Heaters - ZEAS 2030 - Hot-Dry ¦ SDG&E ¦ Hot-Dry | Res Gas Water Heaters - ZEAS 2030 - Hot-Dry | 0.32533 | 0.5 | 0.80749 | RASS 2019 | 0 | 2012 | 1 | SWWH025-07
RES-WATERHEAT-FS-10C-ZEAS.1 | Res ¦ Res Small Electric Storage Water Heater (0.92 UEF - 50 Gal) - FS Future Baseline 2030 - ZEAS 2030 - Marine ¦ PG&E ¦ Marine | Res ¦ Res Small Electric Storage Water Heater (0.92 UEF - 50 Gal) - FS Future Baseline 2030 - ZEAS 2030 - Marine | PG&E ¦ Marine | PG&E | All | Electric & Gas | Res Small Electric Storage Water Heater (0.92 UEF - 50 Gal) - FS Future Baseline 2030 | Efficient | 2030 |  | 1 | Conventional | WaterHeat | Res - Single Family | Res | ROB and NEW | 0 | Residential Households | water heater | 20 | DEER:Res_ClothesDishWasher | 2521 | 0.1298 | -213 | SWWH014-05 | 1323.487 | 2022 | 596.2 | 2022 | 0 | -210.79 | SWWH014-05 | Res Gas Water Heaters - ZEAS 2030 - Marine ¦ PG&E ¦ Marine | Res Gas Water Heaters - ZEAS 2030 - Marine | 0.8548 | 0.5 | 0 | RASS 2019 | 0 | 2012 | 1 | SWWH014-05
RES-WATERHEAT-FS-10C-ZEAS.2 | Res ¦ Res Small Electric Storage Water Heater (0.92 UEF - 50 Gal) - FS Future Baseline 2030 - ZEAS 2030 - Marine ¦ PG&E ¦ Marine | Res ¦ Res Small Electric Storage Water Heater (0.92 UEF - 50 Gal) - FS Future Baseline 2030 - ZEAS 2030 - Marine | PG&E ¦ Marine | PG&E | All | Electric & Gas | Res Small Electric Storage Water Heater (0.92 UEF - 50 Gal) - FS Future Baseline 2030 | Efficient | 2030 |  | 1 | Conventional | WaterHeat | Res - Multi Family | Res | ROB and NEW | 0 | Residential Households | water heater | 20 | DEER:Res_ClothesDishWasher | 2158.5 | 0.1661 | -185 | SWWH014-05 | 1323.487 | 2022 | 596.2 | 2022 | 0 | -210.79 | SWWH014-05 | Res Gas Water Heaters - ZEAS 2030 - Marine ¦ PG&E ¦ Marine | Res Gas Water Heaters - ZEAS 2030 - Marine | 0.30454 | 0.5 | 0 | RASS 2019 | 0 | 2012 | 1 | SWWH014-05
RES-WATERHEAT-FS-10C-ZEAS.3 | Res ¦ Res Small Electric Storage Water Heater (0.92 UEF - 50 Gal) - FS Future Baseline 2030 - ZEAS 2030 - Hot-Dry ¦ PG&E ¦ Hot-Dry | Res ¦ Res Small Electric Storage Water Heater (0.92 UEF - 50 Gal) - FS Future Baseline 2030 - ZEAS 2030 - Hot-Dry | PG&E ¦ Hot-Dry | PG&E | All | Electric & Gas | Res Small Electric Storage Water Heater (0.92 UEF - 50 Gal) - FS Future Baseline 2030 | Efficient | 2030 |  | 1 | Conventional | WaterHeat | Res - Single Family | Res | ROB and NEW | 0 | Residential Households | water heater | 20 | DEER:Res_ClothesDishWasher | 2411.5 | 0.12485 | -202 | SWWH014-05 | 1323.487 | 2022 | 596.2 | 2022 | 0 | -210.79 | SWWH014-05 | Res Gas Water Heaters - ZEAS 2030 - Hot-Dry ¦ PG&E ¦ Hot-Dry | Res Gas Water Heaters - ZEAS 2030 - Hot-Dry | 0.86268 | 0.5 | 0 | RASS 2019 | 0 | 2012 | 1 | SWWH014-05
RES-WATERHEAT-FS-10C-ZEAS.4 | Res ¦ Res Small Electric Storage Water Heater (0.92 UEF - 50 Gal) - FS Future Baseline 2030 - ZEAS 2030 - Hot-Dry ¦ PG&E ¦ Hot-Dry | Res ¦ Res Small Electric Storage Water Heater (0.92 UEF - 50 Gal) - FS Future Baseline 2030 - ZEAS 2030 - Hot-Dry | PG&E ¦ Hot-Dry | PG&E | All | Electric & Gas | Res Small Electric Storage Water Heater (0.92 UEF - 50 Gal) - FS Future Baseline 2030 | Efficient | 2030 |  | 1 | Conventional | WaterHeat | Res - Multi Family | Res | ROB and NEW | 0 | Residential Households | water heater | 20 | DEER:Res_ClothesDishWasher | 2069 | 0.1485 | -177 | SWWH014-05 | 1323.487 | 2022 | 596.2 | 2022 | 0 | -210.79 | SWWH014-05 | Res Gas Water Heaters - ZEAS 2030 - Hot-Dry ¦ PG&E ¦ Hot-Dry | Res Gas Water Heaters - ZEAS 2030 - Hot-Dry | 0.35325 | 0.5 | 0 | RASS 2019 | 0 | 2012 | 1 | SWWH014-05
RES-WATERHEAT-FS-10C-ZEAS.5 | Res ¦ Res Small Electric Storage Water Heater (0.92 UEF - 50 Gal) - FS Future Baseline 2030 - ZEAS 2030 - Cold ¦ PG&E ¦ Cold | Res ¦ Res Small Electric Storage Water Heater (0.92 UEF - 50 Gal) - FS Future Baseline 2030 - ZEAS 2030 - Cold | PG&E ¦ Cold | PG&E | All | Electric & Gas | Res Small Electric Storage Water Heater (0.92 UEF - 50 Gal) - FS Future Baseline 2030 | Efficient | 2030 |  | 1 | Conventional | WaterHeat | Res - Single Family | Res | ROB and NEW | 0 | Residential Households | water heater | 20 | DEER:Res_ClothesDishWasher | 3007.5 | 0.13035 | -227 | SWWH014-05 | 1323.487 | 2022 | 596.2 | 2022 | 0 | -210.79 | SWWH014-05 | Res Gas Water Heaters - ZEAS 2030 - Cold ¦ PG&E ¦ Cold | Res Gas Water Heaters - ZEAS 2030 - Cold | 0.77281 | 0.5 | 0 | RASS 2019 | 0 | 2012 | 1 | SWWH014-05
RES-WATERHEAT-FS-10C-ZEAS.6 | Res ¦ Res Small Electric Storage Water Heater (0.92 UEF - 50 Gal) - FS Future Baseline 2030 - ZEAS 2030 - Cold ¦ PG&E ¦ Cold | Res ¦ Res Small Electric Storage Water Heater (0.92 UEF - 50 Gal) - FS Future Baseline 2030 - ZEAS 2030 - Cold | PG&E ¦ Cold | PG&E | All | Electric & Gas | Res Small Electric Storage Water Heater (0.92 UEF - 50 Gal) - FS Future Baseline 2030 | Efficient | 2030 |  | 1 | Conventional | WaterHeat | Res - Multi Family | Res | ROB and NEW | 0 | Residential Households | water heater | 20 | DEER:Res_ClothesDishWasher | 2344 | 0.1639 | -193 | SWWH014-05 | 1323.487 | 2022 | 596.2 | 2022 | 0 | -210.79 | SWWH014-05 | Res Gas Water Heaters - ZEAS 2030 - Cold ¦ PG&E ¦ Cold | Res Gas Water Heaters - ZEAS 2030 - Cold | 0.1935 | 0.5 | 0 | RASS 2019 | 0 | 2012 | 1 | SWWH014-05
RES-WATERHEAT-FS-10C-ZEAS.7 | Res ¦ Res Small Electric Storage Water Heater (0.92 UEF - 50 Gal) - FS Future Baseline 2030 - ZEAS 2030 - Marine ¦ SCG ¦ Marine | Res ¦ Res Small Electric Storage Water Heater (0.92 UEF - 50 Gal) - FS Future Baseline 2030 - ZEAS 2030 - Marine | SCG ¦ Marine | SCG | All | Electric & Gas | Res Small Electric Storage Water Heater (0.92 UEF - 50 Gal) - FS Future Baseline 2030 | Efficient | 2030 |  | 1 | Conventional | WaterHeat | Res - Single Family | Res | ROB and NEW | 0 | Residential Households | water heater | 20 | DEER:Res_ClothesDishWasher | 2293.5 | 0.16885 | -196 | SWWH014-05 | 1323.487 | 2022 | 596.2 | 2022 | 0 | -210.79 | SWWH014-05 | Res Gas Water Heaters - ZEAS 2030 - Marine ¦ SCG ¦ Marine | Res Gas Water Heaters - ZEAS 2030 - Marine | 0.84553 | 0.5 | 0 | RASS 2019 | 0 | 2012 | 1 | SWWH014-05
RES-WATERHEAT-FS-10C-ZEAS.8 | Res ¦ Res Small Electric Storage Water Heater (0.92 UEF - 50 Gal) - FS Future Baseline 2030 - ZEAS 2030 - Marine ¦ SCG ¦ Marine | Res ¦ Res Small Electric Storage Water Heater (0.92 UEF - 50 Gal) - FS Future Baseline 2030 - ZEAS 2030 - Marine | SCG ¦ Marine | SCG | All | Electric & Gas | Res Small Electric Storage Water Heater (0.92 UEF - 50 Gal) - FS Future Baseline 2030 | Efficient | 2030 |  | 1 | Conventional | WaterHeat | Res - Multi Family | Res | ROB and NEW | 0 | Residential Households | water heater | 20 | DEER:Res_ClothesDishWasher | 1992.5 | 0.17105 | -172 | SWWH014-05 | 1323.487 | 2022 | 596.2 | 2022 | 0 | -210.79 | SWWH014-05 | Res Gas Water Heaters - ZEAS 2030 - Marine ¦ SCG ¦ Marine | Res Gas Water Heaters - ZEAS 2030 - Marine | 0.33538 | 0.5 | 0 | RASS 2019 | 0 | 2012 | 1 | SWWH014-05
RES-WATERHEAT-FS-10C-ZEAS.9 | Res ¦ Res Small Electric Storage Water Heater (0.92 UEF - 50 Gal) - FS Future Baseline 2030 - ZEAS 2030 - Hot-Dry ¦ SCG ¦ Hot-Dry | Res ¦ Res Small Electric Storage Water Heater (0.92 UEF - 50 Gal) - FS Future Baseline 2030 - ZEAS 2030 - Hot-Dry | SCG ¦ Hot-Dry | SCG | All | Electric & Gas | Res Small Electric Storage Water Heater (0.92 UEF - 50 Gal) - FS Future Baseline 2030 | Efficient | 2030 |  | 1 | Conventional | WaterHeat | Res - Single Family | Res | ROB and NEW | 0 | Residential Households | water heater | 20 | DEER:Res_ClothesDishWasher | 2259.5 | 0.15895 | -192 | SWWH014-05 | 1323.487 | 2022 | 596.2 | 2022 | 0 | -210.79 | SWWH014-05 | Res Gas Water Heaters - ZEAS 2030 - Hot-Dry ¦ SCG ¦ Hot-Dry | Res Gas Water Heaters - ZEAS 2030 - Hot-Dry | 0.86306 | 0.5 | 0 | RASS 2019 | 0 | 2012 | 1 | SWWH014-05
RES-WATERHEAT-FS-10C-ZEAS.10 | Res ¦ Res Small Electric Storage Water Heater (0.92 UEF - 50 Gal) - FS Future Baseline 2030 - ZEAS 2030 - Hot-Dry ¦ SCG ¦ Hot-Dry | Res ¦ Res Small Electric Storage Water Heater (0.92 UEF - 50 Gal) - FS Future Baseline 2030 - ZEAS 2030 - Hot-Dry | SCG ¦ Hot-Dry | SCG | All | Electric & Gas | Res Small Electric Storage Water Heater (0.92 UEF - 50 Gal) - FS Future Baseline 2030 | Efficient | 2030 |  | 1 | Conventional | WaterHeat | Res - Multi Family | Res | ROB and NEW | 0 | Residential Households | water heater | 20 | DEER:Res_ClothesDishWasher | 1974 | 0.15345 | -169 | SWWH014-05 | 1323.487 | 2022 | 596.2 | 2022 | 0 | -210.79 | SWWH014-05 | Res Gas Water Heaters - ZEAS 2030 - Hot-Dry ¦ SCG ¦ Hot-Dry | Res Gas Water Heaters - ZEAS 2030 - Hot-Dry | 0.27215 | 0.5 | 0 | RASS 2019 | 0 | 2012 | 1 | SWWH014-05
RES-WATERHEAT-FS-10C-ZEAS.11 | Res ¦ Res Small Electric Storage Water Heater (0.92 UEF - 50 Gal) - FS Future Baseline 2030 - ZEAS 2030 - Cold ¦ SCG ¦ Cold | Res ¦ Res Small Electric Storage Water Heater (0.92 UEF - 50 Gal) - FS Future Baseline 2030 - ZEAS 2030 - Cold | SCG ¦ Cold | SCG | All | Electric & Gas | Res Small Electric Storage Water Heater (0.92 UEF - 50 Gal) - FS Future Baseline 2030 | Efficient | 2030 |  | 1 | Conventional | WaterHeat | Res - Single Family | Res | ROB and NEW | 0 | Residential Households | water heater | 20 | DEER:Res_ClothesDishWasher | 3007.5 | 0.13035 | -227 | SWWH014-05 | 1323.487 | 2022 | 596.2 | 2022 | 0 | -210.79 | SWWH014-05 | Res Gas Water Heaters - ZEAS 2030 - Cold ¦ SCG ¦ Cold | Res Gas Water Heaters - ZEAS 2030 - Cold | 0.57576 | 0.5 | 0 | RASS 2019 | 0 | 2012 | 1 | SWWH014-05
RES-WATERHEAT-FS-10C-ZEAS.12 | Res ¦ Res Small Electric Storage Water Heater (0.92 UEF - 50 Gal) - FS Future Baseline 2030 - ZEAS 2030 - Cold ¦ SCG ¦ Cold | Res ¦ Res Small Electric Storage Water Heater (0.92 UEF - 50 Gal) - FS Future Baseline 2030 - ZEAS 2030 - Cold | SCG ¦ Cold | SCG | All | Electric & Gas | Res Small Electric Storage Water Heater (0.92 UEF - 50 Gal) - FS Future Baseline 2030 | Efficient | 2030 |  | 1 | Conventional | WaterHeat | Res - Multi Family | Res | ROB and NEW | 0 | Residential Households | water heater | 20 | DEER:Res_ClothesDishWasher | 2344 | 0.1639 | -193 | SWWH014-05 | 1323.487 | 2022 | 596.2 | 2022 | 0 | -210.79 | SWWH014-05 | Res Gas Water Heaters - ZEAS 2030 - Cold ¦ SCG ¦ Cold | Res Gas Water Heaters - ZEAS 2030 - Cold | 0.1935 | 0.5 | 0 | RASS 2019 | 0 | 2012 | 1 | SWWH014-05
RES-WATERHEAT-FS-10C-ZEAS.13 | Res ¦ Res Small Electric Storage Water Heater (0.92 UEF - 50 Gal) - FS Future Baseline 2030 - ZEAS 2030 - Marine ¦ SDG&E ¦ Marine | Res ¦ Res Small Electric Storage Water Heater (0.92 UEF - 50 Gal) - FS Future Baseline 2030 - ZEAS 2030 - Marine | SDG&E ¦ Marine | SDG&E | All | Electric & Gas | Res Small Electric Storage Water Heater (0.92 UEF - 50 Gal) - FS Future Baseline 2030 | Efficient | 2030 |  | 1 | Conventional | WaterHeat | Res - Single Family | Res | ROB and NEW | 0 | Residential Households | water heater | 20 | DEER:Res_ClothesDishWasher | 2293.5 | 0.16885 | -196 | SWWH014-05 | 1323.487 | 2022 | 596.2 | 2022 | 0 | -210.79 | SWWH014-05 | Res Gas Water Heaters - ZEAS 2030 - Marine ¦ SDG&E ¦ Marine | Res Gas Water Heaters - ZEAS 2030 - Marine | 0.92491 | 0.5 | 0 | RASS 2019 | 0 | 2012 | 1 | SWWH014-05
RES-WATERHEAT-FS-10C-ZEAS.14 | Res ¦ Res Small Electric Storage Water Heater (0.92 UEF - 50 Gal) - FS Future Baseline 2030 - ZEAS 2030 - Marine ¦ SDG&E ¦ Marine | Res ¦ Res Small Electric Storage Water Heater (0.92 UEF - 50 Gal) - FS Future Baseline 2030 - ZEAS 2030 - Marine | SDG&E ¦ Marine | SDG&E | All | Electric & Gas | Res Small Electric Storage Water Heater (0.92 UEF - 50 Gal) - FS Future Baseline 2030 | Efficient | 2030 |  | 1 | Conventional | WaterHeat | Res - Multi Family | Res | ROB and NEW | 0 | Residential Households | water heater | 20 | DEER:Res_ClothesDishWasher | 1992.5 | 0.17105 | -172 | SWWH014-05 | 1323.487 | 2022 | 596.2 | 2022 | 0 | -210.79 | SWWH014-05 | Res Gas Water Heaters - ZEAS 2030 - Marine ¦ SDG&E ¦ Marine | Res Gas Water Heaters - ZEAS 2030 - Marine | 0.52432 | 0.5 | 0 | RASS 2019 | 0 | 2012 | 1 | SWWH014-05
RES-WATERHEAT-FS-10C-ZEAS.15 | Res ¦ Res Small Electric Storage Water Heater (0.92 UEF - 50 Gal) - FS Future Baseline 2030 - ZEAS 2030 - Hot-Dry ¦ SDG&E ¦ Hot-Dry | Res ¦ Res Small Electric Storage Water Heater (0.92 UEF - 50 Gal) - FS Future Baseline 2030 - ZEAS 2030 - Hot-Dry | SDG&E ¦ Hot-Dry | SDG&E | All | Electric & Gas | Res Small Electric Storage Water Heater (0.92 UEF - 50 Gal) - FS Future Baseline 2030 | Efficient | 2030 |  | 1 | Conventional | WaterHeat | Res - Single Family | Res | ROB and NEW | 0 | Residential Households | water heater | 20 | DEER:Res_ClothesDishWasher | 2283.5 | 0.16995 | -196 | SWWH014-05 | 1323.487 | 2022 | 596.2 | 2022 | 0 | -210.79 | SWWH014-05 | Res Gas Water Heaters - ZEAS 2030 - Hot-Dry ¦ SDG&E ¦ Hot-Dry | Res Gas Water Heaters - ZEAS 2030 - Hot-Dry | 0.88872 | 0.5 | 0 | RASS 2019 | 0 | 2012 | 1 | SWWH014-05
RES-WATERHEAT-FS-10C-ZEAS.16 | Res ¦ Res Small Electric Storage Water Heater (0.92 UEF - 50 Gal) - FS Future Baseline 2030 - ZEAS 2030 - Hot-Dry ¦ SDG&E ¦ Hot-Dry | Res ¦ Res Small Electric Storage Water Heater (0.92 UEF - 50 Gal) - FS Future Baseline 2030 - ZEAS 2030 - Hot-Dry | SDG&E ¦ Hot-Dry | SDG&E | All | Electric & Gas | Res Small Electric Storage Water Heater (0.92 UEF - 50 Gal) - FS Future Baseline 2030 | Efficient | 2030 |  | 1 | Conventional | WaterHeat | Res - Multi Family | Res | ROB and NEW | 0 | Residential Households | water heater | 20 | DEER:Res_ClothesDishWasher | 1987 | 0.17435 | -171 | SWWH014-05 | 1323.487 | 2022 | 596.2 | 2022 | 0 | -210.79 | SWWH014-05 | Res Gas Water Heaters - ZEAS 2030 - Hot-Dry ¦ SDG&E ¦ Hot-Dry | Res Gas Water Heaters - ZEAS 2030 - Hot-Dry | 0.32533 | 0.5 | 0 | RASS 2019 | 0 | 2012 | 1 | SWWH014-05
RES-WATERHEAT-FS-11-ZEAS.1 | Res ¦ Res Condensing Eff. Small Gas Storage Water Heater (0.68 UEF - 50 Gal) - ZEAS 2030 - Marine ¦ PG&E ¦ Marine | Res ¦ Res Condensing Eff. Small Gas Storage Water Heater (0.68 UEF - 50 Gal) - ZEAS 2030 - Marine | PG&E ¦ Marine | PG&E | All | Electric & Gas | Res Condensing Eff. Small Gas Storage Water Heater (0.68 UEF - 50 Gal) | Efficient |  | 2030 | 1 | Conventional | WaterHeat | Res - Single Family | Res | ROB and NEW | 0 | Residential Households | water heater | 25 | DEER:Res_ClothesDishWasher | 0 | 0 | -14.28 | SWWH012-03 | 1223.894 | 2022 | 409.45 | 2022 | 0 | 0 | SWWH012-03 | Res Gas Water Heaters - ZEAS 2030 - Marine ¦ PG&E ¦ Marine | Res Gas Water Heaters - ZEAS 2030 - Marine | 0.8548 | 0.5 | 0.015014 | RASS 2019 | 394.3145 | 2032 | 1 | SWWH012-03
RES-WATERHEAT-FS-11-ZEAS.2 | Res ¦ Res Condensing Eff. Small Gas Storage Water Heater (0.68 UEF - 50 Gal) - ZEAS 2030 - Marine ¦ PG&E ¦ Marine | Res ¦ Res Condensing Eff. Small Gas Storage Water Heater (0.68 UEF - 50 Gal) - ZEAS 2030 - Marine | PG&E ¦ Marine | PG&E | All | Electric & Gas | Res Condensing Eff. Small Gas Storage Water Heater (0.68 UEF - 50 Gal) | Efficient |  | 2030 | 1 | Conventional | WaterHeat | Res - Multi Family | Res | ROB and NEW | 0 | Residential Households | water heater | 25 | DEER:Res_ClothesDishWasher | 0 | 0 | -11.24 | SWWH012-03 | 1223.894 | 2022 | 409.45 | 2022 | 0 | 0 | SWWH012-03 | Res Gas Water Heaters - ZEAS 2030 - Marine ¦ PG&E ¦ Marine | Res Gas Water Heaters - ZEAS 2030 - Marine | 0.30454 | 0.5 | 0.04962 | RASS 2019 | 0 | 2012 | 1 | SWWH012-03
RES-WATERHEAT-FS-11-ZEAS.3 | Res ¦ Res Condensing Eff. Small Gas Storage Water Heater (0.68 UEF - 50 Gal) - ZEAS 2030 - Hot-Dry ¦ PG&E ¦ Hot-Dry | Res ¦ Res Condensing Eff. Small Gas Storage Water Heater (0.68 UEF - 50 Gal) - ZEAS 2030 - Hot-Dry | PG&E ¦ Hot-Dry | PG&E | All | Electric & Gas | Res Condensing Eff. Small Gas Storage Water Heater (0.68 UEF - 50 Gal) | Efficient |  | 2030 | 1 | Conventional | WaterHeat | Res - Single Family | Res | ROB and NEW | 0 | Residential Households | water heater | 25 | DEER:Res_ClothesDishWasher | 0 | 0 | -13.4 | SWWH012-03 | 1223.894 | 2022 | 409.45 | 2022 | 0 | 0 | SWWH012-03 | Res Gas Water Heaters - ZEAS 2030 - Hot-Dry ¦ PG&E ¦ Hot-Dry | Res Gas Water Heaters - ZEAS 2030 - Hot-Dry | 0.86268 | 0.5 | 0.018731 | RASS 2019 | 394.3145 | 2032 | 1 | SWWH012-03
RES-WATERHEAT-FS-11-ZEAS.4 | Res ¦ Res Condensing Eff. Small Gas Storage Water Heater (0.68 UEF - 50 Gal) - ZEAS 2030 - Hot-Dry ¦ PG&E ¦ Hot-Dry | Res ¦ Res Condensing Eff. Small Gas Storage Water Heater (0.68 UEF - 50 Gal) - ZEAS 2030 - Hot-Dry | PG&E ¦ Hot-Dry | PG&E | All | Electric & Gas | Res Condensing Eff. Small Gas Storage Water Heater (0.68 UEF - 50 Gal) | Efficient |  | 2030 | 1 | Conventional | WaterHeat | Res - Multi Family | Res | ROB and NEW | 0 | Residential Households | water heater | 25 | DEER:Res_ClothesDishWasher | 0 | 0 | -10.92 | SWWH012-03 | 1223.894 | 2022 | 409.45 | 2022 | 0 | 0 | SWWH012-03 | Res Gas Water Heaters - ZEAS 2030 - Hot-Dry ¦ PG&E ¦ Hot-Dry | Res Gas Water Heaters - ZEAS 2030 - Hot-Dry | 0.35325 | 0.5 | 0.013093 | RASS 2019 | 0 | 2012 | 1 | SWWH012-03
RES-WATERHEAT-FS-11-ZEAS.5 | Res ¦ Res Condensing Eff. Small Gas Storage Water Heater (0.68 UEF - 50 Gal) - ZEAS 2030 - Cold ¦ PG&E ¦ Cold | Res ¦ Res Condensing Eff. Small Gas Storage Water Heater (0.68 UEF - 50 Gal) - ZEAS 2030 - Cold | PG&E ¦ Cold | PG&E | All | Electric & Gas | Res Condensing Eff. Small Gas Storage Water Heater (0.68 UEF - 50 Gal) | Efficient |  | 2030 | 1 | Conventional | WaterHeat | Res - Single Family | Res | ROB and NEW | 0 | Residential Households | water heater | 25 | DEER:Res_ClothesDishWasher | 0 | 0 | -15.08 | SWWH012-03 | 1223.894 | 2022 | 409.45 | 2022 | 0 | 0 | SWWH012-03 | Res Gas Water Heaters - ZEAS 2030 - Cold ¦ PG&E ¦ Cold | Res Gas Water Heaters - ZEAS 2030 - Cold | 0.77281 | 0.5 | 0 | RASS 2019 | 394.3145 | 2032 | 1 | SWWH012-03
RES-WATERHEAT-FS-11-ZEAS.6 | Res ¦ Res Condensing Eff. Small Gas Storage Water Heater (0.68 UEF - 50 Gal) - ZEAS 2030 - Cold ¦ PG&E ¦ Cold | Res ¦ Res Condensing Eff. Small Gas Storage Water Heater (0.68 UEF - 50 Gal) - ZEAS 2030 - Cold | PG&E ¦ Cold | PG&E | All | Electric & Gas | Res Condensing Eff. Small Gas Storage Water Heater (0.68 UEF - 50 Gal) | Efficient |  | 2030 | 1 | Conventional | WaterHeat | Res - Multi Family | Res | ROB and NEW | 0 | Residential Households | water heater | 25 | DEER:Res_ClothesDishWasher | 0 | 0 | -11.28 | SWWH012-03 | 1223.894 | 2022 | 409.45 | 2022 | 0 | 0 | SWWH012-03 | Res Gas Water Heaters - ZEAS 2030 - Cold ¦ PG&E ¦ Cold | Res Gas Water Heaters - ZEAS 2030 - Cold | 0.1935 | 0.5 | 0.0026631 | RASS 2019 | 0 | 2012 | 1 | SWWH012-03
RES-WATERHEAT-FS-11-ZEAS.7 | Res ¦ Res Condensing Eff. Small Gas Storage Water Heater (0.68 UEF - 50 Gal) - ZEAS 2030 - Marine ¦ SCG ¦ Marine | Res ¦ Res Condensing Eff. Small Gas Storage Water Heater (0.68 UEF - 50 Gal) - ZEAS 2030 - Marine | SCG ¦ Marine | SCG | All | Electric & Gas | Res Condensing Eff. Small Gas Storage Water Heater (0.68 UEF - 50 Gal) | Efficient |  | 2030 | 1 | Conventional | WaterHeat | Res - Single Family | Res | ROB and NEW | 0 | Residential Households | water heater | 25 | DEER:Res_ClothesDishWasher | 0 | 0 | -13.08 | SWWH012-03 | 1223.894 | 2022 | 409.45 | 2022 | 0 | 0 | SWWH012-03 | Res Gas Water Heaters - ZEAS 2030 - Marine ¦ SCG ¦ Marine | Res Gas Water Heaters - ZEAS 2030 - Marine | 0.84553 | 0.5 | 0.0086841 | RASS 2019 | 394.3145 | 2032 | 1 | SWWH012-03
RES-WATERHEAT-FS-11-ZEAS.8 | Res ¦ Res Condensing Eff. Small Gas Storage Water Heater (0.68 UEF - 50 Gal) - ZEAS 2030 - Marine ¦ SCG ¦ Marine | Res ¦ Res Condensing Eff. Small Gas Storage Water Heater (0.68 UEF - 50 Gal) - ZEAS 2030 - Marine | SCG ¦ Marine | SCG | All | Electric & Gas | Res Condensing Eff. Small Gas Storage Water Heater (0.68 UEF - 50 Gal) | Efficient |  | 2030 | 1 | Conventional | WaterHeat | Res - Multi Family | Res | ROB and NEW | 0 | Residential Households | water heater | 25 | DEER:Res_ClothesDishWasher | 0 | 0 | -10.64 | SWWH012-03 | 1223.894 | 2022 | 409.45 | 2022 | 0 | 0 | SWWH012-03 | Res Gas Water Heaters - ZEAS 2030 - Marine ¦ SCG ¦ Marine | Res Gas Water Heaters - ZEAS 2030 - Marine | 0.33538 | 0.5 | 0.0022691 | RASS 2019 | 0 | 2012 | 1 | SWWH012-03
RES-WATERHEAT-FS-11-ZEAS.9 | Res ¦ Res Condensing Eff. Small Gas Storage Water Heater (0.68 UEF - 50 Gal) - ZEAS 2030 - Hot-Dry ¦ SCG ¦ Hot-Dry | Res ¦ Res Condensing Eff. Small Gas Storage Water Heater (0.68 UEF - 50 Gal) - ZEAS 2030 - Hot-Dry | SCG ¦ Hot-Dry | SCG | All | Electric & Gas | Res Condensing Eff. Small Gas Storage Water Heater (0.68 UEF - 50 Gal) | Efficient |  | 2030 | 1 | Conventional | WaterHeat | Res - Single Family | Res | ROB and NEW | 0 | Residential Households | water heater | 25 | DEER:Res_ClothesDishWasher | 0 | 0 | -12.68 | SWWH012-03 | 1223.894 | 2022 | 409.45 | 2022 | 0 | 0 | SWWH012-03 | Res Gas Water Heaters - ZEAS 2030 - Hot-Dry ¦ SCG ¦ Hot-Dry | Res Gas Water Heaters - ZEAS 2030 - Hot-Dry | 0.86306 | 0.5 | 0.018956 | RASS 2019 | 394.3145 | 2032 | 1 | SWWH012-03
RES-WATERHEAT-FS-11-ZEAS.10 | Res ¦ Res Condensing Eff. Small Gas Storage Water Heater (0.68 UEF - 50 Gal) - ZEAS 2030 - Hot-Dry ¦ SCG ¦ Hot-Dry | Res ¦ Res Condensing Eff. Small Gas Storage Water Heater (0.68 UEF - 50 Gal) - ZEAS 2030 - Hot-Dry | SCG ¦ Hot-Dry | SCG | All | Electric & Gas | Res Condensing Eff. Small Gas Storage Water Heater (0.68 UEF - 50 Gal) | Efficient |  | 2030 | 1 | Conventional | WaterHeat | Res - Multi Family | Res | ROB and NEW | 0 | Residential Households | water heater | 25 | DEER:Res_ClothesDishWasher | 0 | 0 | -10.52 | SWWH012-03 | 1223.894 | 2022 | 409.45 | 2022 | 0 | 0 | SWWH012-03 | Res Gas Water Heaters - ZEAS 2030 - Hot-Dry ¦ SCG ¦ Hot-Dry | Res Gas Water Heaters - ZEAS 2030 - Hot-Dry | 0.27215 | 0.5 | 0.023386 | RASS 2019 | 0 | 2012 | 1 | SWWH012-03
RES-WATERHEAT-FS-11-ZEAS.11 | Res ¦ Res Condensing Eff. Small Gas Storage Water Heater (0.68 UEF - 50 Gal) - ZEAS 2030 - Cold ¦ SCG ¦ Cold | Res ¦ Res Condensing Eff. Small Gas Storage Water Heater (0.68 UEF - 50 Gal) - ZEAS 2030 - Cold | SCG ¦ Cold | SCG | All | Electric & Gas | Res Condensing Eff. Small Gas Storage Water Heater (0.68 UEF - 50 Gal) | Efficient |  | 2030 | 1 | Conventional | WaterHeat | Res - Single Family | Res | ROB and NEW | 0 | Residential Households | water heater | 25 | DEER:Res_ClothesDishWasher | 0 | 0 | -15.08 | SWWH012-03 | 1223.894 | 2022 | 409.45 | 2022 | 0 | 0 | SWWH012-03 | Res Gas Water Heaters - ZEAS 2030 - Cold ¦ SCG ¦ Cold | Res Gas Water Heaters - ZEAS 2030 - Cold | 0.57576 | 0.5 | 0.0026631 | RASS 2019 | 394.3145 | 2032 | 1 | SWWH012-03
RES-WATERHEAT-FS-11-ZEAS.12 | Res ¦ Res Condensing Eff. Small Gas Storage Water Heater (0.68 UEF - 50 Gal) - ZEAS 2030 - Cold ¦ SCG ¦ Cold | Res ¦ Res Condensing Eff. Small Gas Storage Water Heater (0.68 UEF - 50 Gal) - ZEAS 2030 - Cold | SCG ¦ Cold | SCG | All | Electric & Gas | Res Condensing Eff. Small Gas Storage Water Heater (0.68 UEF - 50 Gal) | Efficient |  | 2030 | 1 | Conventional | WaterHeat | Res - Multi Family | Res | ROB and NEW | 0 | Residential Households | water heater | 25 | DEER:Res_ClothesDishWasher | 0 | 0 | -11.28 | SWWH012-03 | 1223.894 | 2022 | 409.45 | 2022 | 0 | 0 | SWWH012-03 | Res Gas Water Heaters - ZEAS 2030 - Cold ¦ SCG ¦ Cold | Res Gas Water Heaters - ZEAS 2030 - Cold | 0.1935 | 0.5 | 0 | RASS 2019 | 0 | 2012 | 1 | SWWH012-03
RES-WATERHEAT-FS-11-ZEAS.13 | Res ¦ Res Condensing Eff. Small Gas Storage Water Heater (0.68 UEF - 50 Gal) - ZEAS 2030 - Marine ¦ SDG&E ¦ Marine | Res ¦ Res Condensing Eff. Small Gas Storage Water Heater (0.68 UEF - 50 Gal) - ZEAS 2030 - Marine | SDG&E ¦ Marine | SDG&E | All | Electric & Gas | Res Condensing Eff. Small Gas Storage Water Heater (0.68 UEF - 50 Gal) | Efficient |  | 2030 | 1 | Conventional | WaterHeat | Res - Single Family | Res | ROB and NEW | 0 | Residential Households | water heater | 25 | DEER:Res_ClothesDishWasher | 0 | 0 | -13.08 | SWWH012-03 | 1223.894 | 2022 | 409.45 | 2022 | 0 | 0 | SWWH012-03 | Res Gas Water Heaters - ZEAS 2030 - Marine ¦ SDG&E ¦ Marine | Res Gas Water Heaters - ZEAS 2030 - Marine | 0.92491 | 0.5 | 0.0037976 | RASS 2019 | 394.3145 | 2032 | 1 | SWWH012-03
RES-WATERHEAT-FS-11-ZEAS.14 | Res ¦ Res Condensing Eff. Small Gas Storage Water Heater (0.68 UEF - 50 Gal) - ZEAS 2030 - Marine ¦ SDG&E ¦ Marine | Res ¦ Res Condensing Eff. Small Gas Storage Water Heater (0.68 UEF - 50 Gal) - ZEAS 2030 - Marine | SDG&E ¦ Marine | SDG&E | All | Electric & Gas | Res Condensing Eff. Small Gas Storage Water Heater (0.68 UEF - 50 Gal) | Efficient |  | 2030 | 1 | Conventional | WaterHeat | Res - Multi Family | Res | ROB and NEW | 0 | Residential Households | water heater | 25 | DEER:Res_ClothesDishWasher | 0 | 0 | -10.64 | SWWH012-03 | 1223.894 | 2022 | 409.45 | 2022 | 0 | 0 | SWWH012-03 | Res Gas Water Heaters - ZEAS 2030 - Marine ¦ SDG&E ¦ Marine | Res Gas Water Heaters - ZEAS 2030 - Marine | 0.52432 | 0.5 | 0 | RASS 2019 | 0 | 2012 | 1 | SWWH012-03
RES-WATERHEAT-FS-11-ZEAS.15 | Res ¦ Res Condensing Eff. Small Gas Storage Water Heater (0.68 UEF - 50 Gal) - ZEAS 2030 - Hot-Dry ¦ SDG&E ¦ Hot-Dry | Res ¦ Res Condensing Eff. Small Gas Storage Water Heater (0.68 UEF - 50 Gal) - ZEAS 2030 - Hot-Dry | SDG&E ¦ Hot-Dry | SDG&E | All | Electric & Gas | Res Condensing Eff. Small Gas Storage Water Heater (0.68 UEF - 50 Gal) | Efficient |  | 2030 | 1 | Conventional | WaterHeat | Res - Single Family | Res | ROB and NEW | 0 | Residential Households | water heater | 25 | DEER:Res_ClothesDishWasher | 0 | 0 | -13.04 | SWWH012-03 | 1223.894 | 2022 | 409.45 | 2022 | 0 | 0 | SWWH012-03 | Res Gas Water Heaters - ZEAS 2030 - Hot-Dry ¦ SDG&E ¦ Hot-Dry | Res Gas Water Heaters - ZEAS 2030 - Hot-Dry | 0.88872 | 0.5 | 0.0032064 | RASS 2019 | 394.3145 | 2032 | 1 | SWWH012-03
RES-WATERHEAT-FS-11-ZEAS.16 | Res ¦ Res Condensing Eff. Small Gas Storage Water Heater (0.68 UEF - 50 Gal) - ZEAS 2030 - Hot-Dry ¦ SDG&E ¦ Hot-Dry | Res ¦ Res Condensing Eff. Small Gas Storage Water Heater (0.68 UEF - 50 Gal) - ZEAS 2030 - Hot-Dry | SDG&E ¦ Hot-Dry | SDG&E | All | Electric & Gas | Res Condensing Eff. Small Gas Storage Water Heater (0.68 UEF - 50 Gal) | Efficient |  | 2030 | 1 | Conventional | WaterHeat | Res - Multi Family | Res | ROB and NEW | 0 | Residential Households | water heater | 25 | DEER:Res_ClothesDishWasher | 0 | 0 | -10.64 | SWWH012-03 | 1223.894 | 2022 | 409.45 | 2022 | 0 | 0 | SWWH012-03 | Res Gas Water Heaters - ZEAS 2030 - Hot-Dry ¦ SDG&E ¦ Hot-Dry | Res Gas Water Heaters - ZEAS 2030 - Hot-Dry | 0.32533 | 0.5 | 0.039592 | RASS 2019 | 0 | 2012 | 1 | SWWH012-03
RES-WATERHEAT-FS-12-ZEAS.1 | Res ¦ Res Tankless Gas Water Heater (0.87 UEF - High Draw) - ZEAS 2030 - Marine ¦ PG&E ¦ Marine | Res ¦ Res Tankless Gas Water Heater (0.87 UEF - High Draw) - ZEAS 2030 - Marine | PG&E ¦ Marine | PG&E | All | Electric & Gas | Res Tankless Gas Water Heater (0.87 UEF - High Draw) | Efficient |  | 2030 | 1 | Conventional | WaterHeat | Res - Single Family | Res | ROB and NEW | 0 | Residential Households | water heater | 20 | DEER:Res_ClothesDishWasher | 4.52 | 0.00062 | -36.44 | SWWH013-03 | 1300.202 | 2022 | 565.31 | 2022 | 0 | 0 | SWWH013-03 | Res Gas Water Heaters - ZEAS 2030 - Marine ¦ PG&E ¦ Marine | Res Gas Water Heaters - ZEAS 2030 - Marine | 0.8548 | 0.5 | 0.067293 | RASS 2019 | 394.3145 | 2032 | 1 | SWWH013-03
RES-WATERHEAT-FS-12-ZEAS.2 | Res ¦ Res Tankless Gas Water Heater (0.87 UEF - High Draw) - ZEAS 2030 - Marine ¦ PG&E ¦ Marine | Res ¦ Res Tankless Gas Water Heater (0.87 UEF - High Draw) - ZEAS 2030 - Marine | PG&E ¦ Marine | PG&E | All | Electric & Gas | Res Tankless Gas Water Heater (0.87 UEF - High Draw) | Efficient |  | 2030 | 1 | Conventional | WaterHeat | Res - Multi Family | Res | ROB and NEW | 0 | Residential Households | water heater | 20 | DEER:Res_ClothesDishWasher | 4.4 | 0.000788 | -30.2 | SWWH013-03 | 1300.202 | 2022 | 565.31 | 2022 | 0 | 0 | SWWH013-03 | Res Gas Water Heaters - ZEAS 2030 - Marine ¦ PG&E ¦ Marine | Res Gas Water Heaters - ZEAS 2030 - Marine | 0.30454 | 0.5 | 0.12932 | RASS 2019 | 0 | 2012 | 1 | SWWH013-03
RES-WATERHEAT-FS-12-ZEAS.3 | Res ¦ Res Tankless Gas Water Heater (0.87 UEF - High Draw) - ZEAS 2030 - Hot-Dry ¦ PG&E ¦ Hot-Dry | Res ¦ Res Tankless Gas Water Heater (0.87 UEF - High Draw) - ZEAS 2030 - Hot-Dry | PG&E ¦ Hot-Dry | PG&E | All | Electric & Gas | Res Tankless Gas Water Heater (0.87 UEF - High Draw) | Efficient |  | 2030 | 1 | Conventional | WaterHeat | Res - Single Family | Res | ROB and NEW | 0 | Residential Households | water heater | 20 | DEER:Res_ClothesDishWasher | 4.32 | 0.000552 | -34.48 | SWWH013-03 | 1300.202 | 2022 | 565.31 | 2022 | 0 | 0 | SWWH013-03 | Res Gas Water Heaters - ZEAS 2030 - Hot-Dry ¦ PG&E ¦ Hot-Dry | Res Gas Water Heaters - ZEAS 2030 - Hot-Dry | 0.86268 | 0.5 | 0.081726 | RASS 2019 | 394.3145 | 2032 | 1 | SWWH013-03
RES-WATERHEAT-FS-12-ZEAS.4 | Res ¦ Res Tankless Gas Water Heater (0.87 UEF - High Draw) - ZEAS 2030 - Hot-Dry ¦ PG&E ¦ Hot-Dry | Res ¦ Res Tankless Gas Water Heater (0.87 UEF - High Draw) - ZEAS 2030 - Hot-Dry | PG&E ¦ Hot-Dry | PG&E | All | Electric & Gas | Res Tankless Gas Water Heater (0.87 UEF - High Draw) | Efficient |  | 2030 | 1 | Conventional | WaterHeat | Res - Multi Family | Res | ROB and NEW | 0 | Residential Households | water heater | 20 | DEER:Res_ClothesDishWasher | 4.16 | 0.000704 | -29.12 | SWWH013-03 | 1300.202 | 2022 | 565.31 | 2022 | 0 | 0 | SWWH013-03 | Res Gas Water Heaters - ZEAS 2030 - Hot-Dry ¦ PG&E ¦ Hot-Dry | Res Gas Water Heaters - ZEAS 2030 - Hot-Dry | 0.35325 | 0.5 | 0.070424 | RASS 2019 | 0 | 2012 | 1 | SWWH013-03
RES-WATERHEAT-FS-12-ZEAS.5 | Res ¦ Res Tankless Gas Water Heater (0.87 UEF - High Draw) - ZEAS 2030 - Cold ¦ PG&E ¦ Cold | Res ¦ Res Tankless Gas Water Heater (0.87 UEF - High Draw) - ZEAS 2030 - Cold | PG&E ¦ Cold | PG&E | All | Electric & Gas | Res Tankless Gas Water Heater (0.87 UEF - High Draw) | Efficient |  | 2030 | 1 | Conventional | WaterHeat | Res - Single Family | Res | ROB and NEW | 0 | Residential Households | water heater | 20 | DEER:Res_ClothesDishWasher | 4.84 | 0.000624 | -38.56 | SWWH013-03 | 1300.202 | 2022 | 565.31 | 2022 | 0 | 0 | SWWH013-03 | Res Gas Water Heaters - ZEAS 2030 - Cold ¦ PG&E ¦ Cold | Res Gas Water Heaters - ZEAS 2030 - Cold | 0.77281 | 0.5 | 0.024526 | RASS 2019 | 394.3145 | 2032 | 1 | SWWH013-03
RES-WATERHEAT-FS-12-ZEAS.6 | Res ¦ Res Tankless Gas Water Heater (0.87 UEF - High Draw) - ZEAS 2030 - Cold ¦ PG&E ¦ Cold | Res ¦ Res Tankless Gas Water Heater (0.87 UEF - High Draw) - ZEAS 2030 - Cold | PG&E ¦ Cold | PG&E | All | Electric & Gas | Res Tankless Gas Water Heater (0.87 UEF - High Draw) | Efficient |  | 2030 | 1 | Conventional | WaterHeat | Res - Multi Family | Res | ROB and NEW | 0 | Residential Households | water heater | 20 | DEER:Res_ClothesDishWasher | 4.68 | 0.000796 | -30.84 | SWWH013-03 | 1300.202 | 2022 | 565.31 | 2022 | 0 | 0 | SWWH013-03 | Res Gas Water Heaters - ZEAS 2030 - Cold ¦ PG&E ¦ Cold | Res Gas Water Heaters - ZEAS 2030 - Cold | 0.1935 | 0.5 | 0.084537 | RASS 2019 | 0 | 2012 | 1 | SWWH013-03
RES-WATERHEAT-FS-12-ZEAS.7 | Res ¦ Res Tankless Gas Water Heater (0.87 UEF - High Draw) - ZEAS 2030 - Marine ¦ SCG ¦ Marine | Res ¦ Res Tankless Gas Water Heater (0.87 UEF - High Draw) - ZEAS 2030 - Marine | SCG ¦ Marine | SCG | All | Electric & Gas | Res Tankless Gas Water Heater (0.87 UEF - High Draw) | Efficient |  | 2030 | 1 | Conventional | WaterHeat | Res - Single Family | Res | ROB and NEW | 0 | Residential Households | water heater | 20 | DEER:Res_ClothesDishWasher | 4.16 | 0.000752 | -33.56 | SWWH013-03 | 1300.202 | 2022 | 565.31 | 2022 | 0 | 0 | SWWH013-03 | Res Gas Water Heaters - ZEAS 2030 - Marine ¦ SCG ¦ Marine | Res Gas Water Heaters - ZEAS 2030 - Marine | 0.84553 | 0.5 | 0.1108 | RASS 2019 | 394.3145 | 2032 | 1 | SWWH013-03
RES-WATERHEAT-FS-12-ZEAS.8 | Res ¦ Res Tankless Gas Water Heater (0.87 UEF - High Draw) - ZEAS 2030 - Marine ¦ SCG ¦ Marine | Res ¦ Res Tankless Gas Water Heater (0.87 UEF - High Draw) - ZEAS 2030 - Marine | SCG ¦ Marine | SCG | All | Electric & Gas | Res Tankless Gas Water Heater (0.87 UEF - High Draw) | Efficient |  | 2030 | 1 | Conventional | WaterHeat | Res - Multi Family | Res | ROB and NEW | 0 | Residential Households | water heater | 20 | DEER:Res_ClothesDishWasher | 4.04 | 0.000804 | -28.4 | SWWH013-03 | 1300.202 | 2022 | 565.31 | 2022 | 0 | 0 | SWWH013-03 | Res Gas Water Heaters - ZEAS 2030 - Marine ¦ SCG ¦ Marine | Res Gas Water Heaters - ZEAS 2030 - Marine | 0.33538 | 0.5 | 0.015858 | RASS 2019 | 0 | 2012 | 1 | SWWH013-03
RES-WATERHEAT-FS-12-ZEAS.9 | Res ¦ Res Tankless Gas Water Heater (0.87 UEF - High Draw) - ZEAS 2030 - Hot-Dry ¦ SCG ¦ Hot-Dry | Res ¦ Res Tankless Gas Water Heater (0.87 UEF - High Draw) - ZEAS 2030 - Hot-Dry | SCG ¦ Hot-Dry | SCG | All | Electric & Gas | Res Tankless Gas Water Heater (0.87 UEF - High Draw) | Efficient |  | 2030 | 1 | Conventional | WaterHeat | Res - Single Family | Res | ROB and NEW | 0 | Residential Households | water heater | 20 | DEER:Res_ClothesDishWasher | 4.08 | 0.000716 | -32.72 | SWWH013-03 | 1300.202 | 2022 | 565.31 | 2022 | 0 | 0 | SWWH013-03 | Res Gas Water Heaters - ZEAS 2030 - Hot-Dry ¦ SCG ¦ Hot-Dry | Res Gas Water Heaters - ZEAS 2030 - Hot-Dry | 0.86306 | 0.5 | 0.082217 | RASS 2019 | 394.3145 | 2032 | 1 | SWWH013-03
RES-WATERHEAT-FS-12-ZEAS.10 | Res ¦ Res Tankless Gas Water Heater (0.87 UEF - High Draw) - ZEAS 2030 - Hot-Dry ¦ SCG ¦ Hot-Dry | Res ¦ Res Tankless Gas Water Heater (0.87 UEF - High Draw) - ZEAS 2030 - Hot-Dry | SCG ¦ Hot-Dry | SCG | All | Electric & Gas | Res Tankless Gas Water Heater (0.87 UEF - High Draw) | Efficient |  | 2030 | 1 | Conventional | WaterHeat | Res - Multi Family | Res | ROB and NEW | 0 | Residential Households | water heater | 20 | DEER:Res_ClothesDishWasher | 3.956 | 0.000764 | -28 | SWWH013-03 | 1300.202 | 2022 | 565.31 | 2022 | 0 | 0 | SWWH013-03 | Res Gas Water Heaters - ZEAS 2030 - Hot-Dry ¦ SCG ¦ Hot-Dry | Res Gas Water Heaters - ZEAS 2030 - Hot-Dry | 0.27215 | 0.5 | 0.083099 | RASS 2019 | 0 | 2012 | 1 | SWWH013-03
RES-WATERHEAT-FS-12-ZEAS.11 | Res ¦ Res Tankless Gas Water Heater (0.87 UEF - High Draw) - ZEAS 2030 - Cold ¦ SCG ¦ Cold | Res ¦ Res Tankless Gas Water Heater (0.87 UEF - High Draw) - ZEAS 2030 - Cold | SCG ¦ Cold | SCG | All | Electric & Gas | Res Tankless Gas Water Heater (0.87 UEF - High Draw) | Efficient |  | 2030 | 1 | Conventional | WaterHeat | Res - Single Family | Res | ROB and NEW | 0 | Residential Households | water heater | 20 | DEER:Res_ClothesDishWasher | 4.84 | 0.000624 | -38.56 | SWWH013-03 | 1300.202 | 2022 | 565.31 | 2022 | 0 | 0 | SWWH013-03 | Res Gas Water Heaters - ZEAS 2030 - Cold ¦ SCG ¦ Cold | Res Gas Water Heaters - ZEAS 2030 - Cold | 0.57576 | 0.5 | 0.084537 | RASS 2019 | 394.3145 | 2032 | 1 | SWWH013-03
RES-WATERHEAT-FS-12-ZEAS.12 | Res ¦ Res Tankless Gas Water Heater (0.87 UEF - High Draw) - ZEAS 2030 - Cold ¦ SCG ¦ Cold | Res ¦ Res Tankless Gas Water Heater (0.87 UEF - High Draw) - ZEAS 2030 - Cold | SCG ¦ Cold | SCG | All | Electric & Gas | Res Tankless Gas Water Heater (0.87 UEF - High Draw) | Efficient |  | 2030 | 1 | Conventional | WaterHeat | Res - Multi Family | Res | ROB and NEW | 0 | Residential Households | water heater | 20 | DEER:Res_ClothesDishWasher | 4.68 | 0.000796 | -30.84 | SWWH013-03 | 1300.202 | 2022 | 565.31 | 2022 | 0 | 0 | SWWH013-03 | Res Gas Water Heaters - ZEAS 2030 - Cold ¦ SCG ¦ Cold | Res Gas Water Heaters - ZEAS 2030 - Cold | 0.1935 | 0.5 | 0 | RASS 2019 | 0 | 2012 | 1 | SWWH013-03
RES-WATERHEAT-FS-12-ZEAS.13 | Res ¦ Res Tankless Gas Water Heater (0.87 UEF - High Draw) - ZEAS 2030 - Marine ¦ SDG&E ¦ Marine | Res ¦ Res Tankless Gas Water Heater (0.87 UEF - High Draw) - ZEAS 2030 - Marine | SDG&E ¦ Marine | SDG&E | All | Electric & Gas | Res Tankless Gas Water Heater (0.87 UEF - High Draw) | Efficient |  | 2030 | 1 | Conventional | WaterHeat | Res - Single Family | Res | ROB and NEW | 0 | Residential Households | water heater | 20 | DEER:Res_ClothesDishWasher | 4.16 | 0.000752 | -33.56 | SWWH013-03 | 1300.202 | 2022 | 565.31 | 2022 | 0 | 0 | SWWH013-03 | Res Gas Water Heaters - ZEAS 2030 - Marine ¦ SDG&E ¦ Marine | Res Gas Water Heaters - ZEAS 2030 - Marine | 0.92491 | 0.5 | 0.12372 | RASS 2019 | 394.3145 | 2032 | 1 | SWWH013-03
RES-WATERHEAT-FS-12-ZEAS.14 | Res ¦ Res Tankless Gas Water Heater (0.87 UEF - High Draw) - ZEAS 2030 - Marine ¦ SDG&E ¦ Marine | Res ¦ Res Tankless Gas Water Heater (0.87 UEF - High Draw) - ZEAS 2030 - Marine | SDG&E ¦ Marine | SDG&E | All | Electric & Gas | Res Tankless Gas Water Heater (0.87 UEF - High Draw) | Efficient |  | 2030 | 1 | Conventional | WaterHeat | Res - Multi Family | Res | ROB and NEW | 0 | Residential Households | water heater | 20 | DEER:Res_ClothesDishWasher | 4.04 | 0.000804 | -28.4 | SWWH013-03 | 1300.202 | 2022 | 565.31 | 2022 | 0 | 0 | SWWH013-03 | Res Gas Water Heaters - ZEAS 2030 - Marine ¦ SDG&E ¦ Marine | Res Gas Water Heaters - ZEAS 2030 - Marine | 0.52432 | 0.5 | 0.02306 | RASS 2019 | 0 | 2012 | 1 | SWWH013-03
RES-WATERHEAT-FS-12-ZEAS.15 | Res ¦ Res Tankless Gas Water Heater (0.87 UEF - High Draw) - ZEAS 2030 - Hot-Dry ¦ SDG&E ¦ Hot-Dry | Res ¦ Res Tankless Gas Water Heater (0.87 UEF - High Draw) - ZEAS 2030 - Hot-Dry | SDG&E ¦ Hot-Dry | SDG&E | All | Electric & Gas | Res Tankless Gas Water Heater (0.87 UEF - High Draw) | Efficient |  | 2030 | 1 | Conventional | WaterHeat | Res - Single Family | Res | ROB and NEW | 0 | Residential Households | water heater | 20 | DEER:Res_ClothesDishWasher | 4.16 | 0.000748 | -33.48 | SWWH013-03 | 1300.202 | 2022 | 565.31 | 2022 | 0 | 0 | SWWH013-03 | Res Gas Water Heaters - ZEAS 2030 - Hot-Dry ¦ SDG&E ¦ Hot-Dry | Res Gas Water Heaters - ZEAS 2030 - Hot-Dry | 0.88872 | 0.5 | 0.085662 | RASS 2019 | 394.3145 | 2032 | 1 | SWWH013-03
RES-WATERHEAT-FS-12-ZEAS.16 | Res ¦ Res Tankless Gas Water Heater (0.87 UEF - High Draw) - ZEAS 2030 - Hot-Dry ¦ SDG&E ¦ Hot-Dry | Res ¦ Res Tankless Gas Water Heater (0.87 UEF - High Draw) - ZEAS 2030 - Hot-Dry | SDG&E ¦ Hot-Dry | SDG&E | All | Electric & Gas | Res Tankless Gas Water Heater (0.87 UEF - High Draw) | Efficient |  | 2030 | 1 | Conventional | WaterHeat | Res - Multi Family | Res | ROB and NEW | 0 | Residential Households | water heater | 20 | DEER:Res_ClothesDishWasher | 4.04 | 0.0008 | -28.36 | SWWH013-03 | 1300.202 | 2022 | 565.31 | 2022 | 0 | 0 | SWWH013-03 | Res Gas Water Heaters - ZEAS 2030 - Hot-Dry ¦ SDG&E ¦ Hot-Dry | Res Gas Water Heaters - ZEAS 2030 - Hot-Dry | 0.32533 | 0.5 | 0.15292 | RASS 2019 | 0 | 2012 | 1 | SWWH013-03
RES-WATERHEAT-FS-13-ZEAS.1 | Res ¦ Res Heat Pump Water Heater (3.30 UEF - 50 Gal) - Fuel Sub - ZEAS 2030 - Marine ¦ PG&E ¦ Marine | Res ¦ Res Heat Pump Water Heater (3.30 UEF - 50 Gal) - Fuel Sub - ZEAS 2030 - Marine | PG&E ¦ Marine | PG&E | All | Electric & Gas | Res Heat Pump Water Heater (3.30 UEF - 50 Gal) - Fuel Sub | Efficient |  |  | 1 | Conventional | WaterHeat | Res - Single Family | Res | ROB Only | 1 | Residential Households | water heater | 20 | DEER:Res_ClothesDishWasher | 1630 | 0 | -213 | SWWH025-07 | 1895.3 | 2022 | 596.2 | 2022 | 0 | -210.79 | SWWH025-07 | Res Gas Water Heaters - ZEAS 2030 - Marine ¦ PG&E ¦ Marine | Res Gas Water Heaters - ZEAS 2030 - Marine | 0.8548 | 0.5 | 0 | RASS 2019 | 569.2133 | 2032 | 1 | SWWH025-07
RES-WATERHEAT-FS-13-ZEAS.2 | Res ¦ Res Heat Pump Water Heater (3.30 UEF - 50 Gal) - Fuel Sub - ZEAS 2030 - Marine ¦ PG&E ¦ Marine | Res ¦ Res Heat Pump Water Heater (3.30 UEF - 50 Gal) - Fuel Sub - ZEAS 2030 - Marine | PG&E ¦ Marine | PG&E | All | Electric & Gas | Res Heat Pump Water Heater (3.30 UEF - 50 Gal) - Fuel Sub | Efficient |  |  | 1 | Conventional | WaterHeat | Res - Multi Family | Res | ROB Only | 1 | Residential Households | water heater | 20 | DEER:Res_ClothesDishWasher | 1240 | 0 | -185 | SWWH025-07 | 1895.3 | 2022 | 596.2 | 2022 | 0 | -210.79 | SWWH025-07 | Res Gas Water Heaters - ZEAS 2030 - Marine ¦ PG&E ¦ Marine | Res Gas Water Heaters - ZEAS 2030 - Marine | 0.30454 | 0.5 | 0 | RASS 2019 | 0 | 2012 | 1 | SWWH025-07
RES-WATERHEAT-FS-13-ZEAS.3 | Res ¦ Res Heat Pump Water Heater (3.30 UEF - 50 Gal) - Fuel Sub - ZEAS 2030 - Hot-Dry ¦ PG&E ¦ Hot-Dry | Res ¦ Res Heat Pump Water Heater (3.30 UEF - 50 Gal) - Fuel Sub - ZEAS 2030 - Hot-Dry | PG&E ¦ Hot-Dry | PG&E | All | Electric & Gas | Res Heat Pump Water Heater (3.30 UEF - 50 Gal) - Fuel Sub | Efficient |  |  | 1 | Conventional | WaterHeat | Res - Single Family | Res | ROB Only | 1 | Residential Households | water heater | 20 | DEER:Res_ClothesDishWasher | 1570 | 0 | -202 | SWWH025-07 | 1895.3 | 2022 | 596.2 | 2022 | 0 | -210.79 | SWWH025-07 | Res Gas Water Heaters - ZEAS 2030 - Hot-Dry ¦ PG&E ¦ Hot-Dry | Res Gas Water Heaters - ZEAS 2030 - Hot-Dry | 0.86268 | 0.5 | 0 | RASS 2019 | 569.2133 | 2032 | 1 | SWWH025-07
RES-WATERHEAT-FS-13-ZEAS.4 | Res ¦ Res Heat Pump Water Heater (3.30 UEF - 50 Gal) - Fuel Sub - ZEAS 2030 - Hot-Dry ¦ PG&E ¦ Hot-Dry | Res ¦ Res Heat Pump Water Heater (3.30 UEF - 50 Gal) - Fuel Sub - ZEAS 2030 - Hot-Dry | PG&E ¦ Hot-Dry | PG&E | All | Electric & Gas | Res Heat Pump Water Heater (3.30 UEF - 50 Gal) - Fuel Sub | Efficient |  |  | 1 | Conventional | WaterHeat | Res - Multi Family | Res | ROB Only | 1 | Residential Households | water heater | 20 | DEER:Res_ClothesDishWasher | 1200 | 0 | -177 | SWWH025-07 | 1895.3 | 2022 | 596.2 | 2022 | 0 | -210.79 | SWWH025-07 | Res Gas Water Heaters - ZEAS 2030 - Hot-Dry ¦ PG&E ¦ Hot-Dry | Res Gas Water Heaters - ZEAS 2030 - Hot-Dry | 0.35325 | 0.5 | 0 | RASS 2019 | 0 | 2012 | 1 | SWWH025-07
RES-WATERHEAT-FS-13-ZEAS.5 | Res ¦ Res Heat Pump Water Heater (3.30 UEF - 50 Gal) - Fuel Sub - ZEAS 2030 - Cold ¦ PG&E ¦ Cold | Res ¦ Res Heat Pump Water Heater (3.30 UEF - 50 Gal) - Fuel Sub - ZEAS 2030 - Cold | PG&E ¦ Cold | PG&E | All | Electric & Gas | Res Heat Pump Water Heater (3.30 UEF - 50 Gal) - Fuel Sub | Efficient |  |  | 1 | Conventional | WaterHeat | Res - Single Family | Res | ROB Only | 1 | Residential Households | water heater | 20 | DEER:Res_ClothesDishWasher | 2430 | 0 | -227 | SWWH025-07 | 1895.3 | 2022 | 596.2 | 2022 | 0 | -210.79 | SWWH025-07 | Res Gas Water Heaters - ZEAS 2030 - Cold ¦ PG&E ¦ Cold | Res Gas Water Heaters - ZEAS 2030 - Cold | 0.77281 | 0.5 | 0 | RASS 2019 | 569.2133 | 2032 | 1 | SWWH025-07
RES-WATERHEAT-FS-13-ZEAS.6 | Res ¦ Res Heat Pump Water Heater (3.30 UEF - 50 Gal) - Fuel Sub - ZEAS 2030 - Cold ¦ PG&E ¦ Cold | Res ¦ Res Heat Pump Water Heater (3.30 UEF - 50 Gal) - Fuel Sub - ZEAS 2030 - Cold | PG&E ¦ Cold | PG&E | All | Electric & Gas | Res Heat Pump Water Heater (3.30 UEF - 50 Gal) - Fuel Sub | Efficient |  |  | 1 | Conventional | WaterHeat | Res - Multi Family | Res | ROB Only | 1 | Residential Households | water heater | 20 | DEER:Res_ClothesDishWasher | 1420 | 0 | -193 | SWWH025-07 | 1895.3 | 2022 | 596.2 | 2022 | 0 | -210.79 | SWWH025-07 | Res Gas Water Heaters - ZEAS 2030 - Cold ¦ PG&E ¦ Cold | Res Gas Water Heaters - ZEAS 2030 - Cold | 0.1935 | 0.5 | 0 | RASS 2019 | 0 | 2012 | 1 | SWWH025-07
RES-WATERHEAT-FS-13-ZEAS.7 | Res ¦ Res Heat Pump Water Heater (3.30 UEF - 50 Gal) - Fuel Sub - ZEAS 2030 - Marine ¦ SCG ¦ Marine | Res ¦ Res Heat Pump Water Heater (3.30 UEF - 50 Gal) - Fuel Sub - ZEAS 2030 - Marine | SCG ¦ Marine | SCG | All | Electric & Gas | Res Heat Pump Water Heater (3.30 UEF - 50 Gal) - Fuel Sub | Efficient |  |  | 1 | Conventional | WaterHeat | Res - Single Family | Res | ROB Only | 1 | Residential Households | water heater | 20 | DEER:Res_ClothesDishWasher | 1430 | 0 | -196 | SWWH025-07 | 1895.3 | 2022 | 596.2 | 2022 | 0 | -210.79 | SWWH025-07 | Res Gas Water Heaters - ZEAS 2030 - Marine ¦ SCG ¦ Marine | Res Gas Water Heaters - ZEAS 2030 - Marine | 0.84553 | 0.5 | 0 | RASS 2019 | 569.2133 | 2032 | 1 | SWWH025-07
RES-WATERHEAT-FS-13-ZEAS.8 | Res ¦ Res Heat Pump Water Heater (3.30 UEF - 50 Gal) - Fuel Sub - ZEAS 2030 - Marine ¦ SCG ¦ Marine | Res ¦ Res Heat Pump Water Heater (3.30 UEF - 50 Gal) - Fuel Sub - ZEAS 2030 - Marine | SCG ¦ Marine | SCG | All | Electric & Gas | Res Heat Pump Water Heater (3.30 UEF - 50 Gal) - Fuel Sub | Efficient |  |  | 1 | Conventional | WaterHeat | Res - Multi Family | Res | ROB Only | 1 | Residential Households | water heater | 20 | DEER:Res_ClothesDishWasher | 1140 | 0 | -172 | SWWH025-07 | 1895.3 | 2022 | 596.2 | 2022 | 0 | -210.79 | SWWH025-07 | Res Gas Water Heaters - ZEAS 2030 - Marine ¦ SCG ¦ Marine | Res Gas Water Heaters - ZEAS 2030 - Marine | 0.33538 | 0.5 | 0 | RASS 2019 | 0 | 2012 | 1 | SWWH025-07
RES-WATERHEAT-FS-13-ZEAS.9 | Res ¦ Res Heat Pump Water Heater (3.30 UEF - 50 Gal) - Fuel Sub - ZEAS 2030 - Hot-Dry ¦ SCG ¦ Hot-Dry | Res ¦ Res Heat Pump Water Heater (3.30 UEF - 50 Gal) - Fuel Sub - ZEAS 2030 - Hot-Dry | SCG ¦ Hot-Dry | SCG | All | Electric & Gas | Res Heat Pump Water Heater (3.30 UEF - 50 Gal) - Fuel Sub | Efficient |  |  | 1 | Conventional | WaterHeat | Res - Single Family | Res | ROB Only | 1 | Residential Households | water heater | 20 | DEER:Res_ClothesDishWasher | 1440 | 0 | -192 | SWWH025-07 | 1895.3 | 2022 | 596.2 | 2022 | 0 | -210.79 | SWWH025-07 | Res Gas Water Heaters - ZEAS 2030 - Hot-Dry ¦ SCG ¦ Hot-Dry | Res Gas Water Heaters - ZEAS 2030 - Hot-Dry | 0.86306 | 0.5 | 0 | RASS 2019 | 569.2133 | 2032 | 1 | SWWH025-07
RES-WATERHEAT-FS-13-ZEAS.10 | Res ¦ Res Heat Pump Water Heater (3.30 UEF - 50 Gal) - Fuel Sub - ZEAS 2030 - Hot-Dry ¦ SCG ¦ Hot-Dry | Res ¦ Res Heat Pump Water Heater (3.30 UEF - 50 Gal) - Fuel Sub - ZEAS 2030 - Hot-Dry | SCG ¦ Hot-Dry | SCG | All | Electric & Gas | Res Heat Pump Water Heater (3.30 UEF - 50 Gal) - Fuel Sub | Efficient |  |  | 1 | Conventional | WaterHeat | Res - Multi Family | Res | ROB Only | 1 | Residential Households | water heater | 20 | DEER:Res_ClothesDishWasher | 1160 | 0 | -169 | SWWH025-07 | 1895.3 | 2022 | 596.2 | 2022 | 0 | -210.79 | SWWH025-07 | Res Gas Water Heaters - ZEAS 2030 - Hot-Dry ¦ SCG ¦ Hot-Dry | Res Gas Water Heaters - ZEAS 2030 - Hot-Dry | 0.27215 | 0.5 | 0 | RASS 2019 | 0 | 2012 | 1 | SWWH025-07
RES-WATERHEAT-FS-13-ZEAS.11 | Res ¦ Res Heat Pump Water Heater (3.30 UEF - 50 Gal) - Fuel Sub - ZEAS 2030 - Cold ¦ SCG ¦ Cold | Res ¦ Res Heat Pump Water Heater (3.30 UEF - 50 Gal) - Fuel Sub - ZEAS 2030 - Cold | SCG ¦ Cold | SCG | All | Electric & Gas | Res Heat Pump Water Heater (3.30 UEF - 50 Gal) - Fuel Sub | Efficient |  |  | 1 | Conventional | WaterHeat | Res - Single Family | Res | ROB Only | 1 | Residential Households | water heater | 20 | DEER:Res_ClothesDishWasher | 2430 | 0 | -227 | SWWH025-07 | 1895.3 | 2022 | 596.2 | 2022 | 0 | -210.79 | SWWH025-07 | Res Gas Water Heaters - ZEAS 2030 - Cold ¦ SCG ¦ Cold | Res Gas Water Heaters - ZEAS 2030 - Cold | 0.57576 | 0.5 | 0 | RASS 2019 | 569.2133 | 2032 | 1 | SWWH025-07
RES-WATERHEAT-FS-13-ZEAS.12 | Res ¦ Res Heat Pump Water Heater (3.30 UEF - 50 Gal) - Fuel Sub - ZEAS 2030 - Cold ¦ SCG ¦ Cold | Res ¦ Res Heat Pump Water Heater (3.30 UEF - 50 Gal) - Fuel Sub - ZEAS 2030 - Cold | SCG ¦ Cold | SCG | All | Electric & Gas | Res Heat Pump Water Heater (3.30 UEF - 50 Gal) - Fuel Sub | Efficient |  |  | 1 | Conventional | WaterHeat | Res - Multi Family | Res | ROB Only | 1 | Residential Households | water heater | 20 | DEER:Res_ClothesDishWasher | 1420 | 0 | -193 | SWWH025-07 | 1895.3 | 2022 | 596.2 | 2022 | 0 | -210.79 | SWWH025-07 | Res Gas Water Heaters - ZEAS 2030 - Cold ¦ SCG ¦ Cold | Res Gas Water Heaters - ZEAS 2030 - Cold | 0.1935 | 0.5 | 0 | RASS 2019 | 0 | 2012 | 1 | SWWH025-07
RES-WATERHEAT-FS-13-ZEAS.13 | Res ¦ Res Heat Pump Water Heater (3.30 UEF - 50 Gal) - Fuel Sub - ZEAS 2030 - Marine ¦ SDG&E ¦ Marine | Res ¦ Res Heat Pump Water Heater (3.30 UEF - 50 Gal) - Fuel Sub - ZEAS 2030 - Marine | SDG&E ¦ Marine | SDG&E | All | Electric & Gas | Res Heat Pump Water Heater (3.30 UEF - 50 Gal) - Fuel Sub | Efficient |  |  | 1 | Conventional | WaterHeat | Res - Single Family | Res | ROB Only | 1 | Residential Households | water heater | 20 | DEER:Res_ClothesDishWasher | 1430 | 0 | -196 | SWWH025-07 | 1895.3 | 2022 | 596.2 | 2022 | 0 | -210.79 | SWWH025-07 | Res Gas Water Heaters - ZEAS 2030 - Marine ¦ SDG&E ¦ Marine | Res Gas Water Heaters - ZEAS 2030 - Marine | 0.92491 | 0.5 | 0 | RASS 2019 | 569.2133 | 2032 | 1 | SWWH025-07
RES-WATERHEAT-FS-13-ZEAS.14 | Res ¦ Res Heat Pump Water Heater (3.30 UEF - 50 Gal) - Fuel Sub - ZEAS 2030 - Marine ¦ SDG&E ¦ Marine | Res ¦ Res Heat Pump Water Heater (3.30 UEF - 50 Gal) - Fuel Sub - ZEAS 2030 - Marine | SDG&E ¦ Marine | SDG&E | All | Electric & Gas | Res Heat Pump Water Heater (3.30 UEF - 50 Gal) - Fuel Sub | Efficient |  |  | 1 | Conventional | WaterHeat | Res - Multi Family | Res | ROB Only | 1 | Residential Households | water heater | 20 | DEER:Res_ClothesDishWasher | 1140 | 0 | -172 | SWWH025-07 | 1895.3 | 2022 | 596.2 | 2022 | 0 | -210.79 | SWWH025-07 | Res Gas Water Heaters - ZEAS 2030 - Marine ¦ SDG&E ¦ Marine | Res Gas Water Heaters - ZEAS 2030 - Marine | 0.52432 | 0.5 | 0 | RASS 2019 | 0 | 2012 | 1 | SWWH025-07
RES-WATERHEAT-FS-13-ZEAS.15 | Res ¦ Res Heat Pump Water Heater (3.30 UEF - 50 Gal) - Fuel Sub - ZEAS 2030 - Hot-Dry ¦ SDG&E ¦ Hot-Dry | Res ¦ Res Heat Pump Water Heater (3.30 UEF - 50 Gal) - Fuel Sub - ZEAS 2030 - Hot-Dry | SDG&E ¦ Hot-Dry | SDG&E | All | Electric & Gas | Res Heat Pump Water Heater (3.30 UEF - 50 Gal) - Fuel Sub | Efficient |  |  | 1 | Conventional | WaterHeat | Res - Single Family | Res | ROB Only | 1 | Residential Households | water heater | 20 | DEER:Res_ClothesDishWasher | 1420 | 0 | -196 | SWWH025-07 | 1895.3 | 2022 | 596.2 | 2022 | 0 | -210.79 | SWWH025-07 | Res Gas Water Heaters - ZEAS 2030 - Hot-Dry ¦ SDG&E ¦ Hot-Dry | Res Gas Water Heaters - ZEAS 2030 - Hot-Dry | 0.88872 | 0.5 | 0 | RASS 2019 | 569.2133 | 2032 | 1 | SWWH025-07
RES-WATERHEAT-FS-13-ZEAS.16 | Res ¦ Res Heat Pump Water Heater (3.30 UEF - 50 Gal) - Fuel Sub - ZEAS 2030 - Hot-Dry ¦ SDG&E ¦ Hot-Dry | Res ¦ Res Heat Pump Water Heater (3.30 UEF - 50 Gal) - Fuel Sub - ZEAS 2030 - Hot-Dry | SDG&E ¦ Hot-Dry | SDG&E | All | Electric & Gas | Res Heat Pump Water Heater (3.30 UEF - 50 Gal) - Fuel Sub | Efficient |  |  | 1 | Conventional | WaterHeat | Res - Multi Family | Res | ROB Only | 1 | Residential Households | water heater | 20 | DEER:Res_ClothesDishWasher | 1140 | 0 | -171 | SWWH025-07 | 1895.3 | 2022 | 596.2 | 2022 | 0 | -210.79 | SWWH025-07 | Res Gas Water Heaters - ZEAS 2030 - Hot-Dry ¦ SDG&E ¦ Hot-Dry | Res Gas Water Heaters - ZEAS 2030 - Hot-Dry | 0.32533 | 0.5 | 0 | RASS 2019 | 0 | 2012 | 1 | SWWH025-07
RES-WATERHEAT-FS-14-ZEAS.1 | Res ¦ Res Heat Pump Water Heater (3.50 UEF - 50 Gal) - Fuel Sub - ZEAS 2030 - Marine ¦ PG&E ¦ Marine | Res ¦ Res Heat Pump Water Heater (3.50 UEF - 50 Gal) - Fuel Sub - ZEAS 2030 - Marine | PG&E ¦ Marine | PG&E | All | Electric & Gas | Res Heat Pump Water Heater (3.50 UEF - 50 Gal) - Fuel Sub | Efficient |  |  | 1 | Conventional | WaterHeat | Res - Single Family | Res | ROB Only | 1 | Residential Households | water heater | 20 | DEER:Res_ClothesDishWasher | 1580 | 0 | -213 | SWWH025-07 | 1895.3 | 2022 | 596.2 | 2022 | 0 | -210.79 | SWWH025-07 | Res Gas Water Heaters - ZEAS 2030 - Marine ¦ PG&E ¦ Marine | Res Gas Water Heaters - ZEAS 2030 - Marine | 0.8548 | 0.5 | 0 | RASS 2019 | 569.2133 | 2032 | 1 | SWWH025-07
RES-WATERHEAT-FS-14-ZEAS.2 | Res ¦ Res Heat Pump Water Heater (3.50 UEF - 50 Gal) - Fuel Sub - ZEAS 2030 - Marine ¦ PG&E ¦ Marine | Res ¦ Res Heat Pump Water Heater (3.50 UEF - 50 Gal) - Fuel Sub - ZEAS 2030 - Marine | PG&E ¦ Marine | PG&E | All | Electric & Gas | Res Heat Pump Water Heater (3.50 UEF - 50 Gal) - Fuel Sub | Efficient |  |  | 1 | Conventional | WaterHeat | Res - Multi Family | Res | ROB Only | 1 | Residential Households | water heater | 20 | DEER:Res_ClothesDishWasher | 1200 | 0 | -185 | SWWH025-07 | 1895.3 | 2022 | 596.2 | 2022 | 0 | -210.79 | SWWH025-07 | Res Gas Water Heaters - ZEAS 2030 - Marine ¦ PG&E ¦ Marine | Res Gas Water Heaters - ZEAS 2030 - Marine | 0.30454 | 0.5 | 0 | RASS 2019 | 0 | 2012 | 1 | SWWH025-07
RES-WATERHEAT-FS-14-ZEAS.3 | Res ¦ Res Heat Pump Water Heater (3.50 UEF - 50 Gal) - Fuel Sub - ZEAS 2030 - Hot-Dry ¦ PG&E ¦ Hot-Dry | Res ¦ Res Heat Pump Water Heater (3.50 UEF - 50 Gal) - Fuel Sub - ZEAS 2030 - Hot-Dry | PG&E ¦ Hot-Dry | PG&E | All | Electric & Gas | Res Heat Pump Water Heater (3.50 UEF - 50 Gal) - Fuel Sub | Efficient |  |  | 1 | Conventional | WaterHeat | Res - Single Family | Res | ROB Only | 1 | Residential Households | water heater | 20 | DEER:Res_ClothesDishWasher | 1520 | 0 | -202 | SWWH025-07 | 1895.3 | 2022 | 596.2 | 2022 | 0 | -210.79 | SWWH025-07 | Res Gas Water Heaters - ZEAS 2030 - Hot-Dry ¦ PG&E ¦ Hot-Dry | Res Gas Water Heaters - ZEAS 2030 - Hot-Dry | 0.86268 | 0.5 | 0 | RASS 2019 | 569.2133 | 2032 | 1 | SWWH025-07
RES-WATERHEAT-FS-14-ZEAS.4 | Res ¦ Res Heat Pump Water Heater (3.50 UEF - 50 Gal) - Fuel Sub - ZEAS 2030 - Hot-Dry ¦ PG&E ¦ Hot-Dry | Res ¦ Res Heat Pump Water Heater (3.50 UEF - 50 Gal) - Fuel Sub - ZEAS 2030 - Hot-Dry | PG&E ¦ Hot-Dry | PG&E | All | Electric & Gas | Res Heat Pump Water Heater (3.50 UEF - 50 Gal) - Fuel Sub | Efficient |  |  | 1 | Conventional | WaterHeat | Res - Multi Family | Res | ROB Only | 1 | Residential Households | water heater | 20 | DEER:Res_ClothesDishWasher | 1160 | 0 | -177 | SWWH025-07 | 1895.3 | 2022 | 596.2 | 2022 | 0 | -210.79 | SWWH025-07 | Res Gas Water Heaters - ZEAS 2030 - Hot-Dry ¦ PG&E ¦ Hot-Dry | Res Gas Water Heaters - ZEAS 2030 - Hot-Dry | 0.35325 | 0.5 | 0 | RASS 2019 | 0 | 2012 | 1 | SWWH025-07
RES-WATERHEAT-FS-14-ZEAS.5 | Res ¦ Res Heat Pump Water Heater (3.50 UEF - 50 Gal) - Fuel Sub - ZEAS 2030 - Cold ¦ PG&E ¦ Cold | Res ¦ Res Heat Pump Water Heater (3.50 UEF - 50 Gal) - Fuel Sub - ZEAS 2030 - Cold | PG&E ¦ Cold | PG&E | All | Electric & Gas | Res Heat Pump Water Heater (3.50 UEF - 50 Gal) - Fuel Sub | Efficient |  |  | 1 | Conventional | WaterHeat | Res - Single Family | Res | ROB Only | 1 | Residential Households | water heater | 20 | DEER:Res_ClothesDishWasher | 2380 | 0 | -227 | SWWH025-07 | 1895.3 | 2022 | 596.2 | 2022 | 0 | -210.79 | SWWH025-07 | Res Gas Water Heaters - ZEAS 2030 - Cold ¦ PG&E ¦ Cold | Res Gas Water Heaters - ZEAS 2030 - Cold | 0.77281 | 0.5 | 0 | RASS 2019 | 569.2133 | 2032 | 1 | SWWH025-07
RES-WATERHEAT-FS-14-ZEAS.6 | Res ¦ Res Heat Pump Water Heater (3.50 UEF - 50 Gal) - Fuel Sub - ZEAS 2030 - Cold ¦ PG&E ¦ Cold | Res ¦ Res Heat Pump Water Heater (3.50 UEF - 50 Gal) - Fuel Sub - ZEAS 2030 - Cold | PG&E ¦ Cold | PG&E | All | Electric & Gas | Res Heat Pump Water Heater (3.50 UEF - 50 Gal) - Fuel Sub | Efficient |  |  | 1 | Conventional | WaterHeat | Res - Multi Family | Res | ROB Only | 1 | Residential Households | water heater | 20 | DEER:Res_ClothesDishWasher | 1370 | 0 | -193 | SWWH025-07 | 1895.3 | 2022 | 596.2 | 2022 | 0 | -210.79 | SWWH025-07 | Res Gas Water Heaters - ZEAS 2030 - Cold ¦ PG&E ¦ Cold | Res Gas Water Heaters - ZEAS 2030 - Cold | 0.1935 | 0.5 | 0 | RASS 2019 | 0 | 2012 | 1 | SWWH025-07
RES-WATERHEAT-FS-14-ZEAS.7 | Res ¦ Res Heat Pump Water Heater (3.50 UEF - 50 Gal) - Fuel Sub - ZEAS 2030 - Marine ¦ SCG ¦ Marine | Res ¦ Res Heat Pump Water Heater (3.50 UEF - 50 Gal) - Fuel Sub - ZEAS 2030 - Marine | SCG ¦ Marine | SCG | All | Electric & Gas | Res Heat Pump Water Heater (3.50 UEF - 50 Gal) - Fuel Sub | Efficient |  |  | 1 | Conventional | WaterHeat | Res - Single Family | Res | ROB Only | 1 | Residential Households | water heater | 20 | DEER:Res_ClothesDishWasher | 1380 | 0 | -196 | SWWH025-07 | 1895.3 | 2022 | 596.2 | 2022 | 0 | -210.79 | SWWH025-07 | Res Gas Water Heaters - ZEAS 2030 - Marine ¦ SCG ¦ Marine | Res Gas Water Heaters - ZEAS 2030 - Marine | 0.84553 | 0.5 | 0 | RASS 2019 | 569.2133 | 2032 | 1 | SWWH025-07
RES-WATERHEAT-FS-14-ZEAS.8 | Res ¦ Res Heat Pump Water Heater (3.50 UEF - 50 Gal) - Fuel Sub - ZEAS 2030 - Marine ¦ SCG ¦ Marine | Res ¦ Res Heat Pump Water Heater (3.50 UEF - 50 Gal) - Fuel Sub - ZEAS 2030 - Marine | SCG ¦ Marine | SCG | All | Electric & Gas | Res Heat Pump Water Heater (3.50 UEF - 50 Gal) - Fuel Sub | Efficient |  |  | 1 | Conventional | WaterHeat | Res - Multi Family | Res | ROB Only | 1 | Residential Households | water heater | 20 | DEER:Res_ClothesDishWasher | 1110 | 0 | -172 | SWWH025-07 | 1895.3 | 2022 | 596.2 | 2022 | 0 | -210.79 | SWWH025-07 | Res Gas Water Heaters - ZEAS 2030 - Marine ¦ SCG ¦ Marine | Res Gas Water Heaters - ZEAS 2030 - Marine | 0.33538 | 0.5 | 0 | RASS 2019 | 0 | 2012 | 1 | SWWH025-07
RES-WATERHEAT-FS-14-ZEAS.9 | Res ¦ Res Heat Pump Water Heater (3.50 UEF - 50 Gal) - Fuel Sub - ZEAS 2030 - Hot-Dry ¦ SCG ¦ Hot-Dry | Res ¦ Res Heat Pump Water Heater (3.50 UEF - 50 Gal) - Fuel Sub - ZEAS 2030 - Hot-Dry | SCG ¦ Hot-Dry | SCG | All | Electric & Gas | Res Heat Pump Water Heater (3.50 UEF - 50 Gal) - Fuel Sub | Efficient |  |  | 1 | Conventional | WaterHeat | Res - Single Family | Res | ROB Only | 1 | Residential Households | water heater | 20 | DEER:Res_ClothesDishWasher | 1400 | 0 | -192 | SWWH025-07 | 1895.3 | 2022 | 596.2 | 2022 | 0 | -210.79 | SWWH025-07 | Res Gas Water Heaters - ZEAS 2030 - Hot-Dry ¦ SCG ¦ Hot-Dry | Res Gas Water Heaters - ZEAS 2030 - Hot-Dry | 0.86306 | 0.5 | 0 | RASS 2019 | 569.2133 | 2032 | 1 | SWWH025-07
RES-WATERHEAT-FS-14-ZEAS.10 | Res ¦ Res Heat Pump Water Heater (3.50 UEF - 50 Gal) - Fuel Sub - ZEAS 2030 - Hot-Dry ¦ SCG ¦ Hot-Dry | Res ¦ Res Heat Pump Water Heater (3.50 UEF - 50 Gal) - Fuel Sub - ZEAS 2030 - Hot-Dry | SCG ¦ Hot-Dry | SCG | All | Electric & Gas | Res Heat Pump Water Heater (3.50 UEF - 50 Gal) - Fuel Sub | Efficient |  |  | 1 | Conventional | WaterHeat | Res - Multi Family | Res | ROB Only | 1 | Residential Households | water heater | 20 | DEER:Res_ClothesDishWasher | 1120 | 0 | -169 | SWWH025-07 | 1895.3 | 2022 | 596.2 | 2022 | 0 | -210.79 | SWWH025-07 | Res Gas Water Heaters - ZEAS 2030 - Hot-Dry ¦ SCG ¦ Hot-Dry | Res Gas Water Heaters - ZEAS 2030 - Hot-Dry | 0.27215 | 0.5 | 0 | RASS 2019 | 0 | 2012 | 1 | SWWH025-07
RES-WATERHEAT-FS-14-ZEAS.11 | Res ¦ Res Heat Pump Water Heater (3.50 UEF - 50 Gal) - Fuel Sub - ZEAS 2030 - Cold ¦ SCG ¦ Cold | Res ¦ Res Heat Pump Water Heater (3.50 UEF - 50 Gal) - Fuel Sub - ZEAS 2030 - Cold | SCG ¦ Cold | SCG | All | Electric & Gas | Res Heat Pump Water Heater (3.50 UEF - 50 Gal) - Fuel Sub | Efficient |  |  | 1 | Conventional | WaterHeat | Res - Single Family | Res | ROB Only | 1 | Residential Households | water heater | 20 | DEER:Res_ClothesDishWasher | 2380 | 0 | -227 | SWWH025-07 | 1895.3 | 2022 | 596.2 | 2022 | 0 | -210.79 | SWWH025-07 | Res Gas Water Heaters - ZEAS 2030 - Cold ¦ SCG ¦ Cold | Res Gas Water Heaters - ZEAS 2030 - Cold | 0.57576 | 0.5 | 0 | RASS 2019 | 569.2133 | 2032 | 1 | SWWH025-07
RES-WATERHEAT-FS-14-ZEAS.12 | Res ¦ Res Heat Pump Water Heater (3.50 UEF - 50 Gal) - Fuel Sub - ZEAS 2030 - Cold ¦ SCG ¦ Cold | Res ¦ Res Heat Pump Water Heater (3.50 UEF - 50 Gal) - Fuel Sub - ZEAS 2030 - Cold | SCG ¦ Cold | SCG | All | Electric & Gas | Res Heat Pump Water Heater (3.50 UEF - 50 Gal) - Fuel Sub | Efficient |  |  | 1 | Conventional | WaterHeat | Res - Multi Family | Res | ROB Only | 1 | Residential Households | water heater | 20 | DEER:Res_ClothesDishWasher | 1370 | 0 | -193 | SWWH025-07 | 1895.3 | 2022 | 596.2 | 2022 | 0 | -210.79 | SWWH025-07 | Res Gas Water Heaters - ZEAS 2030 - Cold ¦ SCG ¦ Cold | Res Gas Water Heaters - ZEAS 2030 - Cold | 0.1935 | 0.5 | 0 | RASS 2019 | 0 | 2012 | 1 | SWWH025-07
RES-WATERHEAT-FS-14-ZEAS.13 | Res ¦ Res Heat Pump Water Heater (3.50 UEF - 50 Gal) - Fuel Sub - ZEAS 2030 - Marine ¦ SDG&E ¦ Marine | Res ¦ Res Heat Pump Water Heater (3.50 UEF - 50 Gal) - Fuel Sub - ZEAS 2030 - Marine | SDG&E ¦ Marine | SDG&E | All | Electric & Gas | Res Heat Pump Water Heater (3.50 UEF - 50 Gal) - Fuel Sub | Efficient |  |  | 1 | Conventional | WaterHeat | Res - Single Family | Res | ROB Only | 1 | Residential Households | water heater | 20 | DEER:Res_ClothesDishWasher | 1380 | 0 | -196 | SWWH025-07 | 1895.3 | 2022 | 596.2 | 2022 | 0 | -210.79 | SWWH025-07 | Res Gas Water Heaters - ZEAS 2030 - Marine ¦ SDG&E ¦ Marine | Res Gas Water Heaters - ZEAS 2030 - Marine | 0.92491 | 0.5 | 0 | RASS 2019 | 569.2133 | 2032 | 1 | SWWH025-07
RES-WATERHEAT-FS-14-ZEAS.14 | Res ¦ Res Heat Pump Water Heater (3.50 UEF - 50 Gal) - Fuel Sub - ZEAS 2030 - Marine ¦ SDG&E ¦ Marine | Res ¦ Res Heat Pump Water Heater (3.50 UEF - 50 Gal) - Fuel Sub - ZEAS 2030 - Marine | SDG&E ¦ Marine | SDG&E | All | Electric & Gas | Res Heat Pump Water Heater (3.50 UEF - 50 Gal) - Fuel Sub | Efficient |  |  | 1 | Conventional | WaterHeat | Res - Multi Family | Res | ROB Only | 1 | Residential Households | water heater | 20 | DEER:Res_ClothesDishWasher | 1110 | 0 | -172 | SWWH025-07 | 1895.3 | 2022 | 596.2 | 2022 | 0 | -210.79 | SWWH025-07 | Res Gas Water Heaters - ZEAS 2030 - Marine ¦ SDG&E ¦ Marine | Res Gas Water Heaters - ZEAS 2030 - Marine | 0.52432 | 0.5 | 0 | RASS 2019 | 0 | 2012 | 1 | SWWH025-07
RES-WATERHEAT-FS-14-ZEAS.15 | Res ¦ Res Heat Pump Water Heater (3.50 UEF - 50 Gal) - Fuel Sub - ZEAS 2030 - Hot-Dry ¦ SDG&E ¦ Hot-Dry | Res ¦ Res Heat Pump Water Heater (3.50 UEF - 50 Gal) - Fuel Sub - ZEAS 2030 - Hot-Dry | SDG&E ¦ Hot-Dry | SDG&E | All | Electric & Gas | Res Heat Pump Water Heater (3.50 UEF - 50 Gal) - Fuel Sub | Efficient |  |  | 1 | Conventional | WaterHeat | Res - Single Family | Res | ROB Only | 1 | Residential Households | water heater | 20 | DEER:Res_ClothesDishWasher | 1380 | 0 | -196 | SWWH025-07 | 1895.3 | 2022 | 596.2 | 2022 | 0 | -210.79 | SWWH025-07 | Res Gas Water Heaters - ZEAS 2030 - Hot-Dry ¦ SDG&E ¦ Hot-Dry | Res Gas Water Heaters - ZEAS 2030 - Hot-Dry | 0.88872 | 0.5 | 0 | RASS 2019 | 569.2133 | 2032 | 1 | SWWH025-07
RES-WATERHEAT-FS-14-ZEAS.16 | Res ¦ Res Heat Pump Water Heater (3.50 UEF - 50 Gal) - Fuel Sub - ZEAS 2030 - Hot-Dry ¦ SDG&E ¦ Hot-Dry | Res ¦ Res Heat Pump Water Heater (3.50 UEF - 50 Gal) - Fuel Sub - ZEAS 2030 - Hot-Dry | SDG&E ¦ Hot-Dry | SDG&E | All | Electric & Gas | Res Heat Pump Water Heater (3.50 UEF - 50 Gal) - Fuel Sub | Efficient |  |  | 1 | Conventional | WaterHeat | Res - Multi Family | Res | ROB Only | 1 | Residential Households | water heater | 20 | DEER:Res_ClothesDishWasher | 1100 | 0 | -171 | SWWH025-07 | 1895.3 | 2022 | 596.2 | 2022 | 0 | -210.79 | SWWH025-07 | Res Gas Water Heaters - ZEAS 2030 - Hot-Dry ¦ SDG&E ¦ Hot-Dry | Res Gas Water Heaters - ZEAS 2030 - Hot-Dry | 0.32533 | 0.5 | 0 | RASS 2019 | 0 | 2012 | 1 | SWWH025-07
RES-WATERHEAT-FS-15-ZEAS.1 | Res ¦ Res Heat Pump Water Heater (3.70 UEF - 50 Gal) - Fuel Sub - ZEAS 2030 - Marine ¦ PG&E ¦ Marine | Res ¦ Res Heat Pump Water Heater (3.70 UEF - 50 Gal) - Fuel Sub - ZEAS 2030 - Marine | PG&E ¦ Marine | PG&E | All | Electric & Gas | Res Heat Pump Water Heater (3.70 UEF - 50 Gal) - Fuel Sub | Efficient |  |  | 1 | Conventional | WaterHeat | Res - Single Family | Res | ROB Only | 1 | Residential Households | water heater | 20 | DEER:Res_ClothesDishWasher | 1470 | 0 | -213 | SWWH025-07 | 1982.47 | 2022 | 596.2 | 2022 | 0 | -210.79 | SWWH025-07 | Res Gas Water Heaters - ZEAS 2030 - Marine ¦ PG&E ¦ Marine | Res Gas Water Heaters - ZEAS 2030 - Marine | 0.8548 | 0.5 | 0 | RASS 2019 | 569.2133 | 2032 | 1 | SWWH025-07
RES-WATERHEAT-FS-15-ZEAS.2 | Res ¦ Res Heat Pump Water Heater (3.70 UEF - 50 Gal) - Fuel Sub - ZEAS 2030 - Marine ¦ PG&E ¦ Marine | Res ¦ Res Heat Pump Water Heater (3.70 UEF - 50 Gal) - Fuel Sub - ZEAS 2030 - Marine | PG&E ¦ Marine | PG&E | All | Electric & Gas | Res Heat Pump Water Heater (3.70 UEF - 50 Gal) - Fuel Sub | Efficient |  |  | 1 | Conventional | WaterHeat | Res - Multi Family | Res | ROB Only | 1 | Residential Households | water heater | 20 | DEER:Res_ClothesDishWasher | 1120 | 0 | -185 | SWWH025-07 | 1982.47 | 2022 | 596.2 | 2022 | 0 | -210.79 | SWWH025-07 | Res Gas Water Heaters - ZEAS 2030 - Marine ¦ PG&E ¦ Marine | Res Gas Water Heaters - ZEAS 2030 - Marine | 0.30454 | 0.5 | 0 | RASS 2019 | 0 | 2012 | 1 | SWWH025-07
RES-WATERHEAT-FS-15-ZEAS.3 | Res ¦ Res Heat Pump Water Heater (3.70 UEF - 50 Gal) - Fuel Sub - ZEAS 2030 - Hot-Dry ¦ PG&E ¦ Hot-Dry | Res ¦ Res Heat Pump Water Heater (3.70 UEF - 50 Gal) - Fuel Sub - ZEAS 2030 - Hot-Dry | PG&E ¦ Hot-Dry | PG&E | All | Electric & Gas | Res Heat Pump Water Heater (3.70 UEF - 50 Gal) - Fuel Sub | Efficient |  |  | 1 | Conventional | WaterHeat | Res - Single Family | Res | ROB Only | 1 | Residential Households | water heater | 20 | DEER:Res_ClothesDishWasher | 1420 | 0 | -202 | SWWH025-07 | 1982.47 | 2022 | 596.2 | 2022 | 0 | -210.79 | SWWH025-07 | Res Gas Water Heaters - ZEAS 2030 - Hot-Dry ¦ PG&E ¦ Hot-Dry | Res Gas Water Heaters - ZEAS 2030 - Hot-Dry | 0.86268 | 0.5 | 0 | RASS 2019 | 569.2133 | 2032 | 1 | SWWH025-07
RES-WATERHEAT-FS-15-ZEAS.4 | Res ¦ Res Heat Pump Water Heater (3.70 UEF - 50 Gal) - Fuel Sub - ZEAS 2030 - Hot-Dry ¦ PG&E ¦ Hot-Dry | Res ¦ Res Heat Pump Water Heater (3.70 UEF - 50 Gal) - Fuel Sub - ZEAS 2030 - Hot-Dry | PG&E ¦ Hot-Dry | PG&E | All | Electric & Gas | Res Heat Pump Water Heater (3.70 UEF - 50 Gal) - Fuel Sub | Efficient |  |  | 1 | Conventional | WaterHeat | Res - Multi Family | Res | ROB Only | 1 | Residential Households | water heater | 20 | DEER:Res_ClothesDishWasher | 1080 | 0 | -177 | SWWH025-07 | 1982.47 | 2022 | 596.2 | 2022 | 0 | -210.79 | SWWH025-07 | Res Gas Water Heaters - ZEAS 2030 - Hot-Dry ¦ PG&E ¦ Hot-Dry | Res Gas Water Heaters - ZEAS 2030 - Hot-Dry | 0.35325 | 0.5 | 0 | RASS 2019 | 0 | 2012 | 1 | SWWH025-07
RES-WATERHEAT-FS-15-ZEAS.5 | Res ¦ Res Heat Pump Water Heater (3.70 UEF - 50 Gal) - Fuel Sub - ZEAS 2030 - Cold ¦ PG&E ¦ Cold | Res ¦ Res Heat Pump Water Heater (3.70 UEF - 50 Gal) - Fuel Sub - ZEAS 2030 - Cold | PG&E ¦ Cold | PG&E | All | Electric & Gas | Res Heat Pump Water Heater (3.70 UEF - 50 Gal) - Fuel Sub | Efficient |  |  | 1 | Conventional | WaterHeat | Res - Single Family | Res | ROB Only | 1 | Residential Households | water heater | 20 | DEER:Res_ClothesDishWasher | 2270 | 0 | -227 | SWWH025-07 | 1982.47 | 2022 | 596.2 | 2022 | 0 | -210.79 | SWWH025-07 | Res Gas Water Heaters - ZEAS 2030 - Cold ¦ PG&E ¦ Cold | Res Gas Water Heaters - ZEAS 2030 - Cold | 0.77281 | 0.5 | 0 | RASS 2019 | 569.2133 | 2032 | 1 | SWWH025-07
RES-WATERHEAT-FS-15-ZEAS.6 | Res ¦ Res Heat Pump Water Heater (3.70 UEF - 50 Gal) - Fuel Sub - ZEAS 2030 - Cold ¦ PG&E ¦ Cold | Res ¦ Res Heat Pump Water Heater (3.70 UEF - 50 Gal) - Fuel Sub - ZEAS 2030 - Cold | PG&E ¦ Cold | PG&E | All | Electric & Gas | Res Heat Pump Water Heater (3.70 UEF - 50 Gal) - Fuel Sub | Efficient |  |  | 1 | Conventional | WaterHeat | Res - Multi Family | Res | ROB Only | 1 | Residential Households | water heater | 20 | DEER:Res_ClothesDishWasher | 1280 | 0 | -193 | SWWH025-07 | 1982.47 | 2022 | 596.2 | 2022 | 0 | -210.79 | SWWH025-07 | Res Gas Water Heaters - ZEAS 2030 - Cold ¦ PG&E ¦ Cold | Res Gas Water Heaters - ZEAS 2030 - Cold | 0.1935 | 0.5 | 0 | RASS 2019 | 0 | 2012 | 1 | SWWH025-07
RES-WATERHEAT-FS-15-ZEAS.7 | Res ¦ Res Heat Pump Water Heater (3.70 UEF - 50 Gal) - Fuel Sub - ZEAS 2030 - Marine ¦ SCG ¦ Marine | Res ¦ Res Heat Pump Water Heater (3.70 UEF - 50 Gal) - Fuel Sub - ZEAS 2030 - Marine | SCG ¦ Marine | SCG | All | Electric & Gas | Res Heat Pump Water Heater (3.70 UEF - 50 Gal) - Fuel Sub | Efficient |  |  | 1 | Conventional | WaterHeat | Res - Single Family | Res | ROB Only | 1 | Residential Households | water heater | 20 | DEER:Res_ClothesDishWasher | 1290 | 0 | -196 | SWWH025-07 | 1982.47 | 2022 | 596.2 | 2022 | 0 | -210.79 | SWWH025-07 | Res Gas Water Heaters - ZEAS 2030 - Marine ¦ SCG ¦ Marine | Res Gas Water Heaters - ZEAS 2030 - Marine | 0.84553 | 0.5 | 0 | RASS 2019 | 569.2133 | 2032 | 1 | SWWH025-07
RES-WATERHEAT-FS-15-ZEAS.8 | Res ¦ Res Heat Pump Water Heater (3.70 UEF - 50 Gal) - Fuel Sub - ZEAS 2030 - Marine ¦ SCG ¦ Marine | Res ¦ Res Heat Pump Water Heater (3.70 UEF - 50 Gal) - Fuel Sub - ZEAS 2030 - Marine | SCG ¦ Marine | SCG | All | Electric & Gas | Res Heat Pump Water Heater (3.70 UEF - 50 Gal) - Fuel Sub | Efficient |  |  | 1 | Conventional | WaterHeat | Res - Multi Family | Res | ROB Only | 1 | Residential Households | water heater | 20 | DEER:Res_ClothesDishWasher | 1030 | 0 | -172 | SWWH025-07 | 1982.47 | 2022 | 596.2 | 2022 | 0 | -210.79 | SWWH025-07 | Res Gas Water Heaters - ZEAS 2030 - Marine ¦ SCG ¦ Marine | Res Gas Water Heaters - ZEAS 2030 - Marine | 0.33538 | 0.5 | 0 | RASS 2019 | 0 | 2012 | 1 | SWWH025-07
RES-WATERHEAT-FS-15-ZEAS.9 | Res ¦ Res Heat Pump Water Heater (3.70 UEF - 50 Gal) - Fuel Sub - ZEAS 2030 - Hot-Dry ¦ SCG ¦ Hot-Dry | Res ¦ Res Heat Pump Water Heater (3.70 UEF - 50 Gal) - Fuel Sub - ZEAS 2030 - Hot-Dry | SCG ¦ Hot-Dry | SCG | All | Electric & Gas | Res Heat Pump Water Heater (3.70 UEF - 50 Gal) - Fuel Sub | Efficient |  |  | 1 | Conventional | WaterHeat | Res - Single Family | Res | ROB Only | 1 | Residential Households | water heater | 20 | DEER:Res_ClothesDishWasher | 1300 | 0 | -192 | SWWH025-07 | 1982.47 | 2022 | 596.2 | 2022 | 0 | -210.79 | SWWH025-07 | Res Gas Water Heaters - ZEAS 2030 - Hot-Dry ¦ SCG ¦ Hot-Dry | Res Gas Water Heaters - ZEAS 2030 - Hot-Dry | 0.86306 | 0.5 | 0 | RASS 2019 | 569.2133 | 2032 | 1 | SWWH025-07
RES-WATERHEAT-FS-15-ZEAS.10 | Res ¦ Res Heat Pump Water Heater (3.70 UEF - 50 Gal) - Fuel Sub - ZEAS 2030 - Hot-Dry ¦ SCG ¦ Hot-Dry | Res ¦ Res Heat Pump Water Heater (3.70 UEF - 50 Gal) - Fuel Sub - ZEAS 2030 - Hot-Dry | SCG ¦ Hot-Dry | SCG | All | Electric & Gas | Res Heat Pump Water Heater (3.70 UEF - 50 Gal) - Fuel Sub | Efficient |  |  | 1 | Conventional | WaterHeat | Res - Multi Family | Res | ROB Only | 1 | Residential Households | water heater | 20 | DEER:Res_ClothesDishWasher | 1040 | 0 | -169 | SWWH025-07 | 1982.47 | 2022 | 596.2 | 2022 | 0 | -210.79 | SWWH025-07 | Res Gas Water Heaters - ZEAS 2030 - Hot-Dry ¦ SCG ¦ Hot-Dry | Res Gas Water Heaters - ZEAS 2030 - Hot-Dry | 0.27215 | 0.5 | 0 | RASS 2019 | 0 | 2012 | 1 | SWWH025-07
RES-WATERHEAT-FS-15-ZEAS.11 | Res ¦ Res Heat Pump Water Heater (3.70 UEF - 50 Gal) - Fuel Sub - ZEAS 2030 - Cold ¦ SCG ¦ Cold | Res ¦ Res Heat Pump Water Heater (3.70 UEF - 50 Gal) - Fuel Sub - ZEAS 2030 - Cold | SCG ¦ Cold | SCG | All | Electric & Gas | Res Heat Pump Water Heater (3.70 UEF - 50 Gal) - Fuel Sub | Efficient |  |  | 1 | Conventional | WaterHeat | Res - Single Family | Res | ROB Only | 1 | Residential Households | water heater | 20 | DEER:Res_ClothesDishWasher | 2270 | 0 | -227 | SWWH025-07 | 1982.47 | 2022 | 596.2 | 2022 | 0 | -210.79 | SWWH025-07 | Res Gas Water Heaters - ZEAS 2030 - Cold ¦ SCG ¦ Cold | Res Gas Water Heaters - ZEAS 2030 - Cold | 0.57576 | 0.5 | 0 | RASS 2019 | 569.2133 | 2032 | 1 | SWWH025-07
RES-WATERHEAT-FS-15-ZEAS.12 | Res ¦ Res Heat Pump Water Heater (3.70 UEF - 50 Gal) - Fuel Sub - ZEAS 2030 - Cold ¦ SCG ¦ Cold | Res ¦ Res Heat Pump Water Heater (3.70 UEF - 50 Gal) - Fuel Sub - ZEAS 2030 - Cold | SCG ¦ Cold | SCG | All | Electric & Gas | Res Heat Pump Water Heater (3.70 UEF - 50 Gal) - Fuel Sub | Efficient |  |  | 1 | Conventional | WaterHeat | Res - Multi Family | Res | ROB Only | 1 | Residential Households | water heater | 20 | DEER:Res_ClothesDishWasher | 1280 | 0 | -193 | SWWH025-07 | 1982.47 | 2022 | 596.2 | 2022 | 0 | -210.79 | SWWH025-07 | Res Gas Water Heaters - ZEAS 2030 - Cold ¦ SCG ¦ Cold | Res Gas Water Heaters - ZEAS 2030 - Cold | 0.1935 | 0.5 | 0 | RASS 2019 | 0 | 2012 | 1 | SWWH025-07
RES-WATERHEAT-FS-15-ZEAS.13 | Res ¦ Res Heat Pump Water Heater (3.70 UEF - 50 Gal) - Fuel Sub - ZEAS 2030 - Marine ¦ SDG&E ¦ Marine | Res ¦ Res Heat Pump Water Heater (3.70 UEF - 50 Gal) - Fuel Sub - ZEAS 2030 - Marine | SDG&E ¦ Marine | SDG&E | All | Electric & Gas | Res Heat Pump Water Heater (3.70 UEF - 50 Gal) - Fuel Sub | Efficient |  |  | 1 | Conventional | WaterHeat | Res - Single Family | Res | ROB Only | 1 | Residential Households | water heater | 20 | DEER:Res_ClothesDishWasher | 1290 | 0 | -196 | SWWH025-07 | 1982.47 | 2022 | 596.2 | 2022 | 0 | -210.79 | SWWH025-07 | Res Gas Water Heaters - ZEAS 2030 - Marine ¦ SDG&E ¦ Marine | Res Gas Water Heaters - ZEAS 2030 - Marine | 0.92491 | 0.5 | 0 | RASS 2019 | 569.2133 | 2032 | 1 | SWWH025-07
RES-WATERHEAT-FS-15-ZEAS.14 | Res ¦ Res Heat Pump Water Heater (3.70 UEF - 50 Gal) - Fuel Sub - ZEAS 2030 - Marine ¦ SDG&E ¦ Marine | Res ¦ Res Heat Pump Water Heater (3.70 UEF - 50 Gal) - Fuel Sub - ZEAS 2030 - Marine | SDG&E ¦ Marine | SDG&E | All | Electric & Gas | Res Heat Pump Water Heater (3.70 UEF - 50 Gal) - Fuel Sub | Efficient |  |  | 1 | Conventional | WaterHeat | Res - Multi Family | Res | ROB Only | 1 | Residential Households | water heater | 20 | DEER:Res_ClothesDishWasher | 1030 | 0 | -172 | SWWH025-07 | 1982.47 | 2022 | 596.2 | 2022 | 0 | -210.79 | SWWH025-07 | Res Gas Water Heaters - ZEAS 2030 - Marine ¦ SDG&E ¦ Marine | Res Gas Water Heaters - ZEAS 2030 - Marine | 0.52432 | 0.5 | 0 | RASS 2019 | 0 | 2012 | 1 | SWWH025-07
RES-WATERHEAT-FS-15-ZEAS.15 | Res ¦ Res Heat Pump Water Heater (3.70 UEF - 50 Gal) - Fuel Sub - ZEAS 2030 - Hot-Dry ¦ SDG&E ¦ Hot-Dry | Res ¦ Res Heat Pump Water Heater (3.70 UEF - 50 Gal) - Fuel Sub - ZEAS 2030 - Hot-Dry | SDG&E ¦ Hot-Dry | SDG&E | All | Electric & Gas | Res Heat Pump Water Heater (3.70 UEF - 50 Gal) - Fuel Sub | Efficient |  |  | 1 | Conventional | WaterHeat | Res - Single Family | Res | ROB Only | 1 | Residential Households | water heater | 20 | DEER:Res_ClothesDishWasher | 1280 | 0 | -196 | SWWH025-07 | 1982.47 | 2022 | 596.2 | 2022 | 0 | -210.79 | SWWH025-07 | Res Gas Water Heaters - ZEAS 2030 - Hot-Dry ¦ SDG&E ¦ Hot-Dry | Res Gas Water Heaters - ZEAS 2030 - Hot-Dry | 0.88872 | 0.5 | 0 | RASS 2019 | 569.2133 | 2032 | 1 | SWWH025-07
RES-WATERHEAT-FS-15-ZEAS.16 | Res ¦ Res Heat Pump Water Heater (3.70 UEF - 50 Gal) - Fuel Sub - ZEAS 2030 - Hot-Dry ¦ SDG&E ¦ Hot-Dry | Res ¦ Res Heat Pump Water Heater (3.70 UEF - 50 Gal) - Fuel Sub - ZEAS 2030 - Hot-Dry | SDG&E ¦ Hot-Dry | SDG&E | All | Electric & Gas | Res Heat Pump Water Heater (3.70 UEF - 50 Gal) - Fuel Sub | Efficient |  |  | 1 | Conventional | WaterHeat | Res - Multi Family | Res | ROB Only | 1 | Residential Households | water heater | 20 | DEER:Res_ClothesDishWasher | 1030 | 0 | -171 | SWWH025-07 | 1982.47 | 2022 | 596.2 | 2022 | 0 | -210.79 | SWWH025-07 | Res Gas Water Heaters - ZEAS 2030 - Hot-Dry ¦ SDG&E ¦ Hot-Dry | Res Gas Water Heaters - ZEAS 2030 - Hot-Dry | 0.32533 | 0.5 | 0 | RASS 2019 | 0 | 2012 | 1 | SWWH025-07
RES-WATERHEAT-FS-PU-10-ZEAS.1 | Res ¦ Res Small Gas Storage Water Heater (0.63 UEF - 50 Gal) - Panel Upgrade - ZEAS 2030 - Marine ¦ PG&E ¦ Marine | Res ¦ Res Small Gas Storage Water Heater (0.63 UEF - 50 Gal) - Panel Upgrade - ZEAS 2030 - Marine | PG&E ¦ Marine | PG&E | All | Electric & Gas | Res Small Gas Storage Water Heater (0.63 UEF - 50 Gal) | Average Existing and Code |  | 2030 | 1 | Conventional | WaterHeat | Res - Single Family | Res | ROB and NEW | 0 | Residential Households | water heater | 25 | DEER:Res_ClothesDishWasher | 0 | 0 | 0 | SWWH025-07 | 1090.33 | 2022 | 409.45 | 2022 | 0 | 0 | SWWH025-07 | Res Gas Water Heaters - Panel Upgrade - ZEAS 2030 - Marine ¦ PG&E ¦ Marine | Res Gas Water Heaters - Panel Upgrade - ZEAS 2030 - Marine | 0.8548 | 0.5 | 0.91769 | RASS 2019 | 0 | 2012 | 1 | SWWH025-07
RES-WATERHEAT-FS-PU-10-ZEAS.2 | Res ¦ Res Small Gas Storage Water Heater (0.63 UEF - 50 Gal) - Panel Upgrade - ZEAS 2030 - Marine ¦ PG&E ¦ Marine | Res ¦ Res Small Gas Storage Water Heater (0.63 UEF - 50 Gal) - Panel Upgrade - ZEAS 2030 - Marine | PG&E ¦ Marine | PG&E | All | Electric & Gas | Res Small Gas Storage Water Heater (0.63 UEF - 50 Gal) | Average Existing and Code |  | 2030 | 1 | Conventional | WaterHeat | Res - Multi Family | Res | ROB and NEW | 0 | Residential Households | water heater | 25 | DEER:Res_ClothesDishWasher | 0 | 0 | 0 | SWWH025-07 | 1090.33 | 2022 | 409.45 | 2022 | 0 | 0 | SWWH025-07 | Res Gas Water Heaters - Panel Upgrade - ZEAS 2030 - Marine ¦ PG&E ¦ Marine | Res Gas Water Heaters - Panel Upgrade - ZEAS 2030 - Marine | 0.30454 | 0.5 | 0.82106 | RASS 2019 | 0 | 2012 | 1 | SWWH025-07
RES-WATERHEAT-FS-PU-10-ZEAS.3 | Res ¦ Res Small Gas Storage Water Heater (0.63 UEF - 50 Gal) - Panel Upgrade - ZEAS 2030 - Hot-Dry ¦ PG&E ¦ Hot-Dry | Res ¦ Res Small Gas Storage Water Heater (0.63 UEF - 50 Gal) - Panel Upgrade - ZEAS 2030 - Hot-Dry | PG&E ¦ Hot-Dry | PG&E | All | Electric & Gas | Res Small Gas Storage Water Heater (0.63 UEF - 50 Gal) | Average Existing and Code |  | 2030 | 1 | Conventional | WaterHeat | Res - Single Family | Res | ROB and NEW | 0 | Residential Households | water heater | 25 | DEER:Res_ClothesDishWasher | 0 | 0 | 0 | SWWH025-07 | 1090.33 | 2022 | 409.45 | 2022 | 0 | 0 | SWWH025-07 | Res Gas Water Heaters - Panel Upgrade - ZEAS 2030 - Hot-Dry ¦ PG&E ¦ Hot-Dry | Res Gas Water Heaters - Panel Upgrade - ZEAS 2030 - Hot-Dry | 0.86268 | 0.5 | 0.89954 | RASS 2019 | 0 | 2012 | 1 | SWWH025-07
RES-WATERHEAT-FS-PU-10-ZEAS.4 | Res ¦ Res Small Gas Storage Water Heater (0.63 UEF - 50 Gal) - Panel Upgrade - ZEAS 2030 - Hot-Dry ¦ PG&E ¦ Hot-Dry | Res ¦ Res Small Gas Storage Water Heater (0.63 UEF - 50 Gal) - Panel Upgrade - ZEAS 2030 - Hot-Dry | PG&E ¦ Hot-Dry | PG&E | All | Electric & Gas | Res Small Gas Storage Water Heater (0.63 UEF - 50 Gal) | Average Existing and Code |  | 2030 | 1 | Conventional | WaterHeat | Res - Multi Family | Res | ROB and NEW | 0 | Residential Households | water heater | 25 | DEER:Res_ClothesDishWasher | 0 | 0 | 0 | SWWH025-07 | 1090.33 | 2022 | 409.45 | 2022 | 0 | 0 | SWWH025-07 | Res Gas Water Heaters - Panel Upgrade - ZEAS 2030 - Hot-Dry ¦ PG&E ¦ Hot-Dry | Res Gas Water Heaters - Panel Upgrade - ZEAS 2030 - Hot-Dry | 0.35325 | 0.5 | 0.91648 | RASS 2019 | 0 | 2012 | 1 | SWWH025-07
RES-WATERHEAT-FS-PU-10-ZEAS.5 | Res ¦ Res Small Gas Storage Water Heater (0.63 UEF - 50 Gal) - Panel Upgrade - ZEAS 2030 - Cold ¦ PG&E ¦ Cold | Res ¦ Res Small Gas Storage Water Heater (0.63 UEF - 50 Gal) - Panel Upgrade - ZEAS 2030 - Cold | PG&E ¦ Cold | PG&E | All | Electric & Gas | Res Small Gas Storage Water Heater (0.63 UEF - 50 Gal) | Average Existing and Code |  | 2030 | 1 | Conventional | WaterHeat | Res - Single Family | Res | ROB and NEW | 0 | Residential Households | water heater | 25 | DEER:Res_ClothesDishWasher | 0 | 0 | 0 | SWWH025-07 | 1090.33 | 2022 | 409.45 | 2022 | 0 | 0 | SWWH025-07 | Res Gas Water Heaters - Panel Upgrade - ZEAS 2030 - Cold ¦ PG&E ¦ Cold | Res Gas Water Heaters - Panel Upgrade - ZEAS 2030 - Cold | 0.77281 | 0.5 | 0.97547 | RASS 2019 | 0 | 2012 | 1 | SWWH025-07
RES-WATERHEAT-FS-PU-10-ZEAS.6 | Res ¦ Res Small Gas Storage Water Heater (0.63 UEF - 50 Gal) - Panel Upgrade - ZEAS 2030 - Cold ¦ PG&E ¦ Cold | Res ¦ Res Small Gas Storage Water Heater (0.63 UEF - 50 Gal) - Panel Upgrade - ZEAS 2030 - Cold | PG&E ¦ Cold | PG&E | All | Electric & Gas | Res Small Gas Storage Water Heater (0.63 UEF - 50 Gal) | Average Existing and Code |  | 2030 | 1 | Conventional | WaterHeat | Res - Multi Family | Res | ROB and NEW | 0 | Residential Households | water heater | 25 | DEER:Res_ClothesDishWasher | 0 | 0 | 0 | SWWH025-07 | 1090.33 | 2022 | 409.45 | 2022 | 0 | 0 | SWWH025-07 | Res Gas Water Heaters - Panel Upgrade - ZEAS 2030 - Cold ¦ PG&E ¦ Cold | Res Gas Water Heaters - Panel Upgrade - ZEAS 2030 - Cold | 0.1935 | 0.5 | 0.9128 | RASS 2019 | 0 | 2012 | 1 | SWWH025-07
RES-WATERHEAT-FS-PU-10-ZEAS.7 | Res ¦ Res Small Gas Storage Water Heater (0.63 UEF - 50 Gal) - Panel Upgrade - ZEAS 2030 - Marine ¦ SCG ¦ Marine | Res ¦ Res Small Gas Storage Water Heater (0.63 UEF - 50 Gal) - Panel Upgrade - ZEAS 2030 - Marine | SCG ¦ Marine | SCG | All | Electric & Gas | Res Small Gas Storage Water Heater (0.63 UEF - 50 Gal) | Average Existing and Code |  | 2030 | 1 | Conventional | WaterHeat | Res - Single Family | Res | ROB and NEW | 0 | Residential Households | water heater | 25 | DEER:Res_ClothesDishWasher | 0 | 0 | 0 | SWWH025-07 | 1090.33 | 2022 | 409.45 | 2022 | 0 | 0 | SWWH025-07 | Res Gas Water Heaters - Panel Upgrade - ZEAS 2030 - Marine ¦ SCG ¦ Marine | Res Gas Water Heaters - Panel Upgrade - ZEAS 2030 - Marine | 0.84553 | 0.5 | 0.88052 | RASS 2019 | 0 | 2012 | 1 | SWWH025-07
RES-WATERHEAT-FS-PU-10-ZEAS.8 | Res ¦ Res Small Gas Storage Water Heater (0.63 UEF - 50 Gal) - Panel Upgrade - ZEAS 2030 - Marine ¦ SCG ¦ Marine | Res ¦ Res Small Gas Storage Water Heater (0.63 UEF - 50 Gal) - Panel Upgrade - ZEAS 2030 - Marine | SCG ¦ Marine | SCG | All | Electric & Gas | Res Small Gas Storage Water Heater (0.63 UEF - 50 Gal) | Average Existing and Code |  | 2030 | 1 | Conventional | WaterHeat | Res - Multi Family | Res | ROB and NEW | 0 | Residential Households | water heater | 25 | DEER:Res_ClothesDishWasher | 0 | 0 | 0 | SWWH025-07 | 1090.33 | 2022 | 409.45 | 2022 | 0 | 0 | SWWH025-07 | Res Gas Water Heaters - Panel Upgrade - ZEAS 2030 - Marine ¦ SCG ¦ Marine | Res Gas Water Heaters - Panel Upgrade - ZEAS 2030 - Marine | 0.33538 | 0.5 | 0.98187 | RASS 2019 | 0 | 2012 | 1 | SWWH025-07
RES-WATERHEAT-FS-PU-10-ZEAS.9 | Res ¦ Res Small Gas Storage Water Heater (0.63 UEF - 50 Gal) - Panel Upgrade - ZEAS 2030 - Hot-Dry ¦ SCG ¦ Hot-Dry | Res ¦ Res Small Gas Storage Water Heater (0.63 UEF - 50 Gal) - Panel Upgrade - ZEAS 2030 - Hot-Dry | SCG ¦ Hot-Dry | SCG | All | Electric & Gas | Res Small Gas Storage Water Heater (0.63 UEF - 50 Gal) | Average Existing and Code |  | 2030 | 1 | Conventional | WaterHeat | Res - Single Family | Res | ROB and NEW | 0 | Residential Households | water heater | 25 | DEER:Res_ClothesDishWasher | 0 | 0 | 0 | SWWH025-07 | 1090.33 | 2022 | 409.45 | 2022 | 0 | 0 | SWWH025-07 | Res Gas Water Heaters - Panel Upgrade - ZEAS 2030 - Hot-Dry ¦ SCG ¦ Hot-Dry | Res Gas Water Heaters - Panel Upgrade - ZEAS 2030 - Hot-Dry | 0.86306 | 0.5 | 0.89883 | RASS 2019 | 0 | 2012 | 1 | SWWH025-07
RES-WATERHEAT-FS-PU-10-ZEAS.10 | Res ¦ Res Small Gas Storage Water Heater (0.63 UEF - 50 Gal) - Panel Upgrade - ZEAS 2030 - Hot-Dry ¦ SCG ¦ Hot-Dry | Res ¦ Res Small Gas Storage Water Heater (0.63 UEF - 50 Gal) - Panel Upgrade - ZEAS 2030 - Hot-Dry | SCG ¦ Hot-Dry | SCG | All | Electric & Gas | Res Small Gas Storage Water Heater (0.63 UEF - 50 Gal) | Average Existing and Code |  | 2030 | 1 | Conventional | WaterHeat | Res - Multi Family | Res | ROB and NEW | 0 | Residential Households | water heater | 25 | DEER:Res_ClothesDishWasher | 0 | 0 | 0 | SWWH025-07 | 1090.33 | 2022 | 409.45 | 2022 | 0 | 0 | SWWH025-07 | Res Gas Water Heaters - Panel Upgrade - ZEAS 2030 - Hot-Dry ¦ SCG ¦ Hot-Dry | Res Gas Water Heaters - Panel Upgrade - ZEAS 2030 - Hot-Dry | 0.27215 | 0.5 | 0.89352 | RASS 2019 | 0 | 2012 | 1 | SWWH025-07
RES-WATERHEAT-FS-PU-10-ZEAS.11 | Res ¦ Res Small Gas Storage Water Heater (0.63 UEF - 50 Gal) - Panel Upgrade - ZEAS 2030 - Cold ¦ SCG ¦ Cold | Res ¦ Res Small Gas Storage Water Heater (0.63 UEF - 50 Gal) - Panel Upgrade - ZEAS 2030 - Cold | SCG ¦ Cold | SCG | All | Electric & Gas | Res Small Gas Storage Water Heater (0.63 UEF - 50 Gal) | Average Existing and Code |  | 2030 | 1 | Conventional | WaterHeat | Res - Single Family | Res | ROB and NEW | 0 | Residential Households | water heater | 25 | DEER:Res_ClothesDishWasher | 0 | 0 | 0 | SWWH025-07 | 1090.33 | 2022 | 409.45 | 2022 | 0 | 0 | SWWH025-07 | Res Gas Water Heaters - Panel Upgrade - ZEAS 2030 - Cold ¦ SCG ¦ Cold | Res Gas Water Heaters - Panel Upgrade - ZEAS 2030 - Cold | 0.57576 | 0.5 | 0.9128 | RASS 2019 | 0 | 2012 | 1 | SWWH025-07
RES-WATERHEAT-FS-PU-10-ZEAS.12 | Res ¦ Res Small Gas Storage Water Heater (0.63 UEF - 50 Gal) - Panel Upgrade - ZEAS 2030 - Cold ¦ SCG ¦ Cold | Res ¦ Res Small Gas Storage Water Heater (0.63 UEF - 50 Gal) - Panel Upgrade - ZEAS 2030 - Cold | SCG ¦ Cold | SCG | All | Electric & Gas | Res Small Gas Storage Water Heater (0.63 UEF - 50 Gal) | Average Existing and Code |  | 2030 | 1 | Conventional | WaterHeat | Res - Multi Family | Res | ROB and NEW | 0 | Residential Households | water heater | 25 | DEER:Res_ClothesDishWasher | 0 | 0 | 0 | SWWH025-07 | 1090.33 | 2022 | 409.45 | 2022 | 0 | 0 | SWWH025-07 | Res Gas Water Heaters - Panel Upgrade - ZEAS 2030 - Cold ¦ SCG ¦ Cold | Res Gas Water Heaters - Panel Upgrade - ZEAS 2030 - Cold | 0.1935 | 0.5 | 1 | RASS 2019 | 0 | 2012 | 1 | SWWH025-07
RES-WATERHEAT-FS-PU-10-ZEAS.13 | Res ¦ Res Small Gas Storage Water Heater (0.63 UEF - 50 Gal) - Panel Upgrade - ZEAS 2030 - Marine ¦ SDG&E ¦ Marine | Res ¦ Res Small Gas Storage Water Heater (0.63 UEF - 50 Gal) - Panel Upgrade - ZEAS 2030 - Marine | SDG&E ¦ Marine | SDG&E | All | Electric & Gas | Res Small Gas Storage Water Heater (0.63 UEF - 50 Gal) | Average Existing and Code |  | 2030 | 1 | Conventional | WaterHeat | Res - Single Family | Res | ROB and NEW | 0 | Residential Households | water heater | 25 | DEER:Res_ClothesDishWasher | 0 | 0 | 0 | SWWH025-07 | 1090.33 | 2022 | 409.45 | 2022 | 0 | 0 | SWWH025-07 | Res Gas Water Heaters - Panel Upgrade - ZEAS 2030 - Marine ¦ SDG&E ¦ Marine | Res Gas Water Heaters - Panel Upgrade - ZEAS 2030 - Marine | 0.92491 | 0.5 | 0.87248 | RASS 2019 | 0 | 2012 | 1 | SWWH025-07
RES-WATERHEAT-FS-PU-10-ZEAS.14 | Res ¦ Res Small Gas Storage Water Heater (0.63 UEF - 50 Gal) - Panel Upgrade - ZEAS 2030 - Marine ¦ SDG&E ¦ Marine | Res ¦ Res Small Gas Storage Water Heater (0.63 UEF - 50 Gal) - Panel Upgrade - ZEAS 2030 - Marine | SDG&E ¦ Marine | SDG&E | All | Electric & Gas | Res Small Gas Storage Water Heater (0.63 UEF - 50 Gal) | Average Existing and Code |  | 2030 | 1 | Conventional | WaterHeat | Res - Multi Family | Res | ROB and NEW | 0 | Residential Households | water heater | 25 | DEER:Res_ClothesDishWasher | 0 | 0 | 0 | SWWH025-07 | 1090.33 | 2022 | 409.45 | 2022 | 0 | 0 | SWWH025-07 | Res Gas Water Heaters - Panel Upgrade - ZEAS 2030 - Marine ¦ SDG&E ¦ Marine | Res Gas Water Heaters - Panel Upgrade - ZEAS 2030 - Marine | 0.52432 | 0.5 | 0.97694 | RASS 2019 | 0 | 2012 | 1 | SWWH025-07
RES-WATERHEAT-FS-PU-10-ZEAS.15 | Res ¦ Res Small Gas Storage Water Heater (0.63 UEF - 50 Gal) - Panel Upgrade - ZEAS 2030 - Hot-Dry ¦ SDG&E ¦ Hot-Dry | Res ¦ Res Small Gas Storage Water Heater (0.63 UEF - 50 Gal) - Panel Upgrade - ZEAS 2030 - Hot-Dry | SDG&E ¦ Hot-Dry | SDG&E | All | Electric & Gas | Res Small Gas Storage Water Heater (0.63 UEF - 50 Gal) | Average Existing and Code |  | 2030 | 1 | Conventional | WaterHeat | Res - Single Family | Res | ROB and NEW | 0 | Residential Households | water heater | 25 | DEER:Res_ClothesDishWasher | 0 | 0 | 0 | SWWH025-07 | 1090.33 | 2022 | 409.45 | 2022 | 0 | 0 | SWWH025-07 | Res Gas Water Heaters - Panel Upgrade - ZEAS 2030 - Hot-Dry ¦ SDG&E ¦ Hot-Dry | Res Gas Water Heaters - Panel Upgrade - ZEAS 2030 - Hot-Dry | 0.88872 | 0.5 | 0.91113 | RASS 2019 | 0 | 2012 | 1 | SWWH025-07
RES-WATERHEAT-FS-PU-10-ZEAS.16 | Res ¦ Res Small Gas Storage Water Heater (0.63 UEF - 50 Gal) - Panel Upgrade - ZEAS 2030 - Hot-Dry ¦ SDG&E ¦ Hot-Dry | Res ¦ Res Small Gas Storage Water Heater (0.63 UEF - 50 Gal) - Panel Upgrade - ZEAS 2030 - Hot-Dry | SDG&E ¦ Hot-Dry | SDG&E | All | Electric & Gas | Res Small Gas Storage Water Heater (0.63 UEF - 50 Gal) | Average Existing and Code |  | 2030 | 1 | Conventional | WaterHeat | Res - Multi Family | Res | ROB and NEW | 0 | Residential Households | water heater | 25 | DEER:Res_ClothesDishWasher | 0 | 0 | 0 | SWWH025-07 | 1090.33 | 2022 | 409.45 | 2022 | 0 | 0 | SWWH025-07 | Res Gas Water Heaters - Panel Upgrade - ZEAS 2030 - Hot-Dry ¦ SDG&E ¦ Hot-Dry | Res Gas Water Heaters - Panel Upgrade - ZEAS 2030 - Hot-Dry | 0.32533 | 0.5 | 0.80749 | RASS 2019 | 0 | 2012 | 1 | SWWH025-07
RES-WATERHEAT-FS-PU-10C-ZEAS.1 | Res ¦ Res Small Electric Storage Water Heater (0.92 UEF - 50 Gal) - FS Future Baseline 2030 - Panel Upgrade - ZEAS 2030 - Marine ¦ PG&E ¦ Marine | Res ¦ Res Small Electric Storage Water Heater (0.92 UEF - 50 Gal) - FS Future Baseline 2030 - Panel Upgrade - ZEAS 2030 - Marine | PG&E ¦ Marine | PG&E | All | Electric & Gas | Res Small Electric Storage Water Heater (0.92 UEF - 50 Gal) - FS Future Baseline 2030 | Efficient | 2030 |  | 1 | Conventional | WaterHeat | Res - Single Family | Res | ROB and NEW | 0 | Residential Households | water heater | 20 | DEER:Res_ClothesDishWasher | 2521 | 0.1298 | -213 | SWWH014-05 | 1323.487 | 2022 | 596.2 | 2022 | 0 | -210.79 | SWWH014-05 | Res Gas Water Heaters - Panel Upgrade - ZEAS 2030 - Marine ¦ PG&E ¦ Marine | Res Gas Water Heaters - Panel Upgrade - ZEAS 2030 - Marine | 0.8548 | 0.5 | 0 | RASS 2019 | 0 | 2012 | 1 | SWWH014-05
RES-WATERHEAT-FS-PU-10C-ZEAS.2 | Res ¦ Res Small Electric Storage Water Heater (0.92 UEF - 50 Gal) - FS Future Baseline 2030 - Panel Upgrade - ZEAS 2030 - Marine ¦ PG&E ¦ Marine | Res ¦ Res Small Electric Storage Water Heater (0.92 UEF - 50 Gal) - FS Future Baseline 2030 - Panel Upgrade - ZEAS 2030 - Marine | PG&E ¦ Marine | PG&E | All | Electric & Gas | Res Small Electric Storage Water Heater (0.92 UEF - 50 Gal) - FS Future Baseline 2030 | Efficient | 2030 |  | 1 | Conventional | WaterHeat | Res - Multi Family | Res | ROB and NEW | 0 | Residential Households | water heater | 20 | DEER:Res_ClothesDishWasher | 2158.5 | 0.1661 | -185 | SWWH014-05 | 1323.487 | 2022 | 596.2 | 2022 | 0 | -210.79 | SWWH014-05 | Res Gas Water Heaters - Panel Upgrade - ZEAS 2030 - Marine ¦ PG&E ¦ Marine | Res Gas Water Heaters - Panel Upgrade - ZEAS 2030 - Marine | 0.30454 | 0.5 | 0 | RASS 2019 | 0 | 2012 | 1 | SWWH014-05
RES-WATERHEAT-FS-PU-10C-ZEAS.3 | Res ¦ Res Small Electric Storage Water Heater (0.92 UEF - 50 Gal) - FS Future Baseline 2030 - Panel Upgrade - ZEAS 2030 - Hot-Dry ¦ PG&E ¦ Hot-Dry | Res ¦ Res Small Electric Storage Water Heater (0.92 UEF - 50 Gal) - FS Future Baseline 2030 - Panel Upgrade - ZEAS 2030 - Hot-Dry | PG&E ¦ Hot-Dry | PG&E | All | Electric & Gas | Res Small Electric Storage Water Heater (0.92 UEF - 50 Gal) - FS Future Baseline 2030 | Efficient | 2030 |  | 1 | Conventional | WaterHeat | Res - Single Family | Res | ROB and NEW | 0 | Residential Households | water heater | 20 | DEER:Res_ClothesDishWasher | 2411.5 | 0.12485 | -202 | SWWH014-05 | 1323.487 | 2022 | 596.2 | 2022 | 0 | -210.79 | SWWH014-05 | Res Gas Water Heaters - Panel Upgrade - ZEAS 2030 - Hot-Dry ¦ PG&E ¦ Hot-Dry | Res Gas Water Heaters - Panel Upgrade - ZEAS 2030 - Hot-Dry | 0.86268 | 0.5 | 0 | RASS 2019 | 0 | 2012 | 1 | SWWH014-05
RES-WATERHEAT-FS-PU-10C-ZEAS.4 | Res ¦ Res Small Electric Storage Water Heater (0.92 UEF - 50 Gal) - FS Future Baseline 2030 - Panel Upgrade - ZEAS 2030 - Hot-Dry ¦ PG&E ¦ Hot-Dry | Res ¦ Res Small Electric Storage Water Heater (0.92 UEF - 50 Gal) - FS Future Baseline 2030 - Panel Upgrade - ZEAS 2030 - Hot-Dry | PG&E ¦ Hot-Dry | PG&E | All | Electric & Gas | Res Small Electric Storage Water Heater (0.92 UEF - 50 Gal) - FS Future Baseline 2030 | Efficient | 2030 |  | 1 | Conventional | WaterHeat | Res - Multi Family | Res | ROB and NEW | 0 | Residential Households | water heater | 20 | DEER:Res_ClothesDishWasher | 2069 | 0.1485 | -177 | SWWH014-05 | 1323.487 | 2022 | 596.2 | 2022 | 0 | -210.79 | SWWH014-05 | Res Gas Water Heaters - Panel Upgrade - ZEAS 2030 - Hot-Dry ¦ PG&E ¦ Hot-Dry | Res Gas Water Heaters - Panel Upgrade - ZEAS 2030 - Hot-Dry | 0.35325 | 0.5 | 0 | RASS 2019 | 0 | 2012 | 1 | SWWH014-05
RES-WATERHEAT-FS-PU-10C-ZEAS.5 | Res ¦ Res Small Electric Storage Water Heater (0.92 UEF - 50 Gal) - FS Future Baseline 2030 - Panel Upgrade - ZEAS 2030 - Cold ¦ PG&E ¦ Cold | Res ¦ Res Small Electric Storage Water Heater (0.92 UEF - 50 Gal) - FS Future Baseline 2030 - Panel Upgrade - ZEAS 2030 - Cold | PG&E ¦ Cold | PG&E | All | Electric & Gas | Res Small Electric Storage Water Heater (0.92 UEF - 50 Gal) - FS Future Baseline 2030 | Efficient | 2030 |  | 1 | Conventional | WaterHeat | Res - Single Family | Res | ROB and NEW | 0 | Residential Households | water heater | 20 | DEER:Res_ClothesDishWasher | 3007.5 | 0.13035 | -227 | SWWH014-05 | 1323.487 | 2022 | 596.2 | 2022 | 0 | -210.79 | SWWH014-05 | Res Gas Water Heaters - Panel Upgrade - ZEAS 2030 - Cold ¦ PG&E ¦ Cold | Res Gas Water Heaters - Panel Upgrade - ZEAS 2030 - Cold | 0.77281 | 0.5 | 0 | RASS 2019 | 0 | 2012 | 1 | SWWH014-05
RES-WATERHEAT-FS-PU-10C-ZEAS.6 | Res ¦ Res Small Electric Storage Water Heater (0.92 UEF - 50 Gal) - FS Future Baseline 2030 - Panel Upgrade - ZEAS 2030 - Cold ¦ PG&E ¦ Cold | Res ¦ Res Small Electric Storage Water Heater (0.92 UEF - 50 Gal) - FS Future Baseline 2030 - Panel Upgrade - ZEAS 2030 - Cold | PG&E ¦ Cold | PG&E | All | Electric & Gas | Res Small Electric Storage Water Heater (0.92 UEF - 50 Gal) - FS Future Baseline 2030 | Efficient | 2030 |  | 1 | Conventional | WaterHeat | Res - Multi Family | Res | ROB and NEW | 0 | Residential Households | water heater | 20 | DEER:Res_ClothesDishWasher | 2344 | 0.1639 | -193 | SWWH014-05 | 1323.487 | 2022 | 596.2 | 2022 | 0 | -210.79 | SWWH014-05 | Res Gas Water Heaters - Panel Upgrade - ZEAS 2030 - Cold ¦ PG&E ¦ Cold | Res Gas Water Heaters - Panel Upgrade - ZEAS 2030 - Cold | 0.1935 | 0.5 | 0 | RASS 2019 | 0 | 2012 | 1 | SWWH014-05
RES-WATERHEAT-FS-PU-10C-ZEAS.7 | Res ¦ Res Small Electric Storage Water Heater (0.92 UEF - 50 Gal) - FS Future Baseline 2030 - Panel Upgrade - ZEAS 2030 - Marine ¦ SCG ¦ Marine | Res ¦ Res Small Electric Storage Water Heater (0.92 UEF - 50 Gal) - FS Future Baseline 2030 - Panel Upgrade - ZEAS 2030 - Marine | SCG ¦ Marine | SCG | All | Electric & Gas | Res Small Electric Storage Water Heater (0.92 UEF - 50 Gal) - FS Future Baseline 2030 | Efficient | 2030 |  | 1 | Conventional | WaterHeat | Res - Single Family | Res | ROB and NEW | 0 | Residential Households | water heater | 20 | DEER:Res_ClothesDishWasher | 2293.5 | 0.16885 | -196 | SWWH014-05 | 1323.487 | 2022 | 596.2 | 2022 | 0 | -210.79 | SWWH014-05 | Res Gas Water Heaters - Panel Upgrade - ZEAS 2030 - Marine ¦ SCG ¦ Marine | Res Gas Water Heaters - Panel Upgrade - ZEAS 2030 - Marine | 0.84553 | 0.5 | 0 | RASS 2019 | 0 | 2012 | 1 | SWWH014-05
RES-WATERHEAT-FS-PU-10C-ZEAS.8 | Res ¦ Res Small Electric Storage Water Heater (0.92 UEF - 50 Gal) - FS Future Baseline 2030 - Panel Upgrade - ZEAS 2030 - Marine ¦ SCG ¦ Marine | Res ¦ Res Small Electric Storage Water Heater (0.92 UEF - 50 Gal) - FS Future Baseline 2030 - Panel Upgrade - ZEAS 2030 - Marine | SCG ¦ Marine | SCG | All | Electric & Gas | Res Small Electric Storage Water Heater (0.92 UEF - 50 Gal) - FS Future Baseline 2030 | Efficient | 2030 |  | 1 | Conventional | WaterHeat | Res - Multi Family | Res | ROB and NEW | 0 | Residential Households | water heater | 20 | DEER:Res_ClothesDishWasher | 1992.5 | 0.17105 | -172 | SWWH014-05 | 1323.487 | 2022 | 596.2 | 2022 | 0 | -210.79 | SWWH014-05 | Res Gas Water Heaters - Panel Upgrade - ZEAS 2030 - Marine ¦ SCG ¦ Marine | Res Gas Water Heaters - Panel Upgrade - ZEAS 2030 - Marine | 0.33538 | 0.5 | 0 | RASS 2019 | 0 | 2012 | 1 | SWWH014-05
RES-WATERHEAT-FS-PU-10C-ZEAS.9 | Res ¦ Res Small Electric Storage Water Heater (0.92 UEF - 50 Gal) - FS Future Baseline 2030 - Panel Upgrade - ZEAS 2030 - Hot-Dry ¦ SCG ¦ Hot-Dry | Res ¦ Res Small Electric Storage Water Heater (0.92 UEF - 50 Gal) - FS Future Baseline 2030 - Panel Upgrade - ZEAS 2030 - Hot-Dry | SCG ¦ Hot-Dry | SCG | All | Electric & Gas | Res Small Electric Storage Water Heater (0.92 UEF - 50 Gal) - FS Future Baseline 2030 | Efficient | 2030 |  | 1 | Conventional | WaterHeat | Res - Single Family | Res | ROB and NEW | 0 | Residential Households | water heater | 20 | DEER:Res_ClothesDishWasher | 2259.5 | 0.15895 | -192 | SWWH014-05 | 1323.487 | 2022 | 596.2 | 2022 | 0 | -210.79 | SWWH014-05 | Res Gas Water Heaters - Panel Upgrade - ZEAS 2030 - Hot-Dry ¦ SCG ¦ Hot-Dry | Res Gas Water Heaters - Panel Upgrade - ZEAS 2030 - Hot-Dry | 0.86306 | 0.5 | 0 | RASS 2019 | 0 | 2012 | 1 | SWWH014-05
RES-WATERHEAT-FS-PU-10C-ZEAS.10 | Res ¦ Res Small Electric Storage Water Heater (0.92 UEF - 50 Gal) - FS Future Baseline 2030 - Panel Upgrade - ZEAS 2030 - Hot-Dry ¦ SCG ¦ Hot-Dry | Res ¦ Res Small Electric Storage Water Heater (0.92 UEF - 50 Gal) - FS Future Baseline 2030 - Panel Upgrade - ZEAS 2030 - Hot-Dry | SCG ¦ Hot-Dry | SCG | All | Electric & Gas | Res Small Electric Storage Water Heater (0.92 UEF - 50 Gal) - FS Future Baseline 2030 | Efficient | 2030 |  | 1 | Conventional | WaterHeat | Res - Multi Family | Res | ROB and NEW | 0 | Residential Households | water heater | 20 | DEER:Res_ClothesDishWasher | 1974 | 0.15345 | -169 | SWWH014-05 | 1323.487 | 2022 | 596.2 | 2022 | 0 | -210.79 | SWWH014-05 | Res Gas Water Heaters - Panel Upgrade - ZEAS 2030 - Hot-Dry ¦ SCG ¦ Hot-Dry | Res Gas Water Heaters - Panel Upgrade - ZEAS 2030 - Hot-Dry | 0.27215 | 0.5 | 0 | RASS 2019 | 0 | 2012 | 1 | SWWH014-05
RES-WATERHEAT-FS-PU-10C-ZEAS.11 | Res ¦ Res Small Electric Storage Water Heater (0.92 UEF - 50 Gal) - FS Future Baseline 2030 - Panel Upgrade - ZEAS 2030 - Cold ¦ SCG ¦ Cold | Res ¦ Res Small Electric Storage Water Heater (0.92 UEF - 50 Gal) - FS Future Baseline 2030 - Panel Upgrade - ZEAS 2030 - Cold | SCG ¦ Cold | SCG | All | Electric & Gas | Res Small Electric Storage Water Heater (0.92 UEF - 50 Gal) - FS Future Baseline 2030 | Efficient | 2030 |  | 1 | Conventional | WaterHeat | Res - Single Family | Res | ROB and NEW | 0 | Residential Households | water heater | 20 | DEER:Res_ClothesDishWasher | 3007.5 | 0.13035 | -227 | SWWH014-05 | 1323.487 | 2022 | 596.2 | 2022 | 0 | -210.79 | SWWH014-05 | Res Gas Water Heaters - Panel Upgrade - ZEAS 2030 - Cold ¦ SCG ¦ Cold | Res Gas Water Heaters - Panel Upgrade - ZEAS 2030 - Cold | 0.57576 | 0.5 | 0 | RASS 2019 | 0 | 2012 | 1 | SWWH014-05
RES-WATERHEAT-FS-PU-10C-ZEAS.12 | Res ¦ Res Small Electric Storage Water Heater (0.92 UEF - 50 Gal) - FS Future Baseline 2030 - Panel Upgrade - ZEAS 2030 - Cold ¦ SCG ¦ Cold | Res ¦ Res Small Electric Storage Water Heater (0.92 UEF - 50 Gal) - FS Future Baseline 2030 - Panel Upgrade - ZEAS 2030 - Cold | SCG ¦ Cold | SCG | All | Electric & Gas | Res Small Electric Storage Water Heater (0.92 UEF - 50 Gal) - FS Future Baseline 2030 | Efficient | 2030 |  | 1 | Conventional | WaterHeat | Res - Multi Family | Res | ROB and NEW | 0 | Residential Households | water heater | 20 | DEER:Res_ClothesDishWasher | 2344 | 0.1639 | -193 | SWWH014-05 | 1323.487 | 2022 | 596.2 | 2022 | 0 | -210.79 | SWWH014-05 | Res Gas Water Heaters - Panel Upgrade - ZEAS 2030 - Cold ¦ SCG ¦ Cold | Res Gas Water Heaters - Panel Upgrade - ZEAS 2030 - Cold | 0.1935 | 0.5 | 0 | RASS 2019 | 0 | 2012 | 1 | SWWH014-05
RES-WATERHEAT-FS-PU-10C-ZEAS.13 | Res ¦ Res Small Electric Storage Water Heater (0.92 UEF - 50 Gal) - FS Future Baseline 2030 - Panel Upgrade - ZEAS 2030 - Marine ¦ SDG&E ¦ Marine | Res ¦ Res Small Electric Storage Water Heater (0.92 UEF - 50 Gal) - FS Future Baseline 2030 - Panel Upgrade - ZEAS 2030 - Marine | SDG&E ¦ Marine | SDG&E | All | Electric & Gas | Res Small Electric Storage Water Heater (0.92 UEF - 50 Gal) - FS Future Baseline 2030 | Efficient | 2030 |  | 1 | Conventional | WaterHeat | Res - Single Family | Res | ROB and NEW | 0 | Residential Households | water heater | 20 | DEER:Res_ClothesDishWasher | 2293.5 | 0.16885 | -196 | SWWH014-05 | 1323.487 | 2022 | 596.2 | 2022 | 0 | -210.79 | SWWH014-05 | Res Gas Water Heaters - Panel Upgrade - ZEAS 2030 - Marine ¦ SDG&E ¦ Marine | Res Gas Water Heaters - Panel Upgrade - ZEAS 2030 - Marine | 0.92491 | 0.5 | 0 | RASS 2019 | 0 | 2012 | 1 | SWWH014-05
RES-WATERHEAT-FS-PU-10C-ZEAS.14 | Res ¦ Res Small Electric Storage Water Heater (0.92 UEF - 50 Gal) - FS Future Baseline 2030 - Panel Upgrade - ZEAS 2030 - Marine ¦ SDG&E ¦ Marine | Res ¦ Res Small Electric Storage Water Heater (0.92 UEF - 50 Gal) - FS Future Baseline 2030 - Panel Upgrade - ZEAS 2030 - Marine | SDG&E ¦ Marine | SDG&E | All | Electric & Gas | Res Small Electric Storage Water Heater (0.92 UEF - 50 Gal) - FS Future Baseline 2030 | Efficient | 2030 |  | 1 | Conventional | WaterHeat | Res - Multi Family | Res | ROB and NEW | 0 | Residential Households | water heater | 20 | DEER:Res_ClothesDishWasher | 1992.5 | 0.17105 | -172 | SWWH014-05 | 1323.487 | 2022 | 596.2 | 2022 | 0 | -210.79 | SWWH014-05 | Res Gas Water Heaters - Panel Upgrade - ZEAS 2030 - Marine ¦ SDG&E ¦ Marine | Res Gas Water Heaters - Panel Upgrade - ZEAS 2030 - Marine | 0.52432 | 0.5 | 0 | RASS 2019 | 0 | 2012 | 1 | SWWH014-05
RES-WATERHEAT-FS-PU-10C-ZEAS.15 | Res ¦ Res Small Electric Storage Water Heater (0.92 UEF - 50 Gal) - FS Future Baseline 2030 - Panel Upgrade - ZEAS 2030 - Hot-Dry ¦ SDG&E ¦ Hot-Dry | Res ¦ Res Small Electric Storage Water Heater (0.92 UEF - 50 Gal) - FS Future Baseline 2030 - Panel Upgrade - ZEAS 2030 - Hot-Dry | SDG&E ¦ Hot-Dry | SDG&E | All | Electric & Gas | Res Small Electric Storage Water Heater (0.92 UEF - 50 Gal) - FS Future Baseline 2030 | Efficient | 2030 |  | 1 | Conventional | WaterHeat | Res - Single Family | Res | ROB and NEW | 0 | Residential Households | water heater | 20 | DEER:Res_ClothesDishWasher | 2283.5 | 0.16995 | -196 | SWWH014-05 | 1323.487 | 2022 | 596.2 | 2022 | 0 | -210.79 | SWWH014-05 | Res Gas Water Heaters - Panel Upgrade - ZEAS 2030 - Hot-Dry ¦ SDG&E ¦ Hot-Dry | Res Gas Water Heaters - Panel Upgrade - ZEAS 2030 - Hot-Dry | 0.88872 | 0.5 | 0 | RASS 2019 | 0 | 2012 | 1 | SWWH014-05
RES-WATERHEAT-FS-PU-10C-ZEAS.16 | Res ¦ Res Small Electric Storage Water Heater (0.92 UEF - 50 Gal) - FS Future Baseline 2030 - Panel Upgrade - ZEAS 2030 - Hot-Dry ¦ SDG&E ¦ Hot-Dry | Res ¦ Res Small Electric Storage Water Heater (0.92 UEF - 50 Gal) - FS Future Baseline 2030 - Panel Upgrade - ZEAS 2030 - Hot-Dry | SDG&E ¦ Hot-Dry | SDG&E | All | Electric & Gas | Res Small Electric Storage Water Heater (0.92 UEF - 50 Gal) - FS Future Baseline 2030 | Efficient | 2030 |  | 1 | Conventional | WaterHeat | Res - Multi Family | Res | ROB and NEW | 0 | Residential Households | water heater | 20 | DEER:Res_ClothesDishWasher | 1987 | 0.17435 | -171 | SWWH014-05 | 1323.487 | 2022 | 596.2 | 2022 | 0 | -210.79 | SWWH014-05 | Res Gas Water Heaters - Panel Upgrade - ZEAS 2030 - Hot-Dry ¦ SDG&E ¦ Hot-Dry | Res Gas Water Heaters - Panel Upgrade - ZEAS 2030 - Hot-Dry | 0.32533 | 0.5 | 0 | RASS 2019 | 0 | 2012 | 1 | SWWH014-05
RES-WATERHEAT-FS-PU-11-ZEAS.1 | Res ¦ Res Condensing Eff. Small Gas Storage Water Heater (0.68 UEF - 50 Gal) - Panel Upgrade - ZEAS 2030 - Marine ¦ PG&E ¦ Marine | Res ¦ Res Condensing Eff. Small Gas Storage Water Heater (0.68 UEF - 50 Gal) - Panel Upgrade - ZEAS 2030 - Marine | PG&E ¦ Marine | PG&E | All | Electric & Gas | Res Condensing Eff. Small Gas Storage Water Heater (0.68 UEF - 50 Gal) | Efficient |  | 2030 | 1 | Conventional | WaterHeat | Res - Single Family | Res | ROB and NEW | 0 | Residential Households | water heater | 25 | DEER:Res_ClothesDishWasher | 0 | 0 | -14.28 | SWWH012-03 | 1223.894 | 2022 | 409.45 | 2022 | 0 | 0 | SWWH012-03 | Res Gas Water Heaters - Panel Upgrade - ZEAS 2030 - Marine ¦ PG&E ¦ Marine | Res Gas Water Heaters - Panel Upgrade - ZEAS 2030 - Marine | 0.8548 | 0.5 | 0.015014 | RASS 2019 | 490.0032 | 2032 | 1 | SWWH012-03
RES-WATERHEAT-FS-PU-11-ZEAS.2 | Res ¦ Res Condensing Eff. Small Gas Storage Water Heater (0.68 UEF - 50 Gal) - Panel Upgrade - ZEAS 2030 - Marine ¦ PG&E ¦ Marine | Res ¦ Res Condensing Eff. Small Gas Storage Water Heater (0.68 UEF - 50 Gal) - Panel Upgrade - ZEAS 2030 - Marine | PG&E ¦ Marine | PG&E | All | Electric & Gas | Res Condensing Eff. Small Gas Storage Water Heater (0.68 UEF - 50 Gal) | Efficient |  | 2030 | 1 | Conventional | WaterHeat | Res - Multi Family | Res | ROB and NEW | 0 | Residential Households | water heater | 25 | DEER:Res_ClothesDishWasher | 0 | 0 | -11.24 | SWWH012-03 | 1223.894 | 2022 | 409.45 | 2022 | 0 | 0 | SWWH012-03 | Res Gas Water Heaters - Panel Upgrade - ZEAS 2030 - Marine ¦ PG&E ¦ Marine | Res Gas Water Heaters - Panel Upgrade - ZEAS 2030 - Marine | 0.30454 | 0.5 | 0.04962 | RASS 2019 | 0 | 2012 | 1 | SWWH012-03
RES-WATERHEAT-FS-PU-11-ZEAS.3 | Res ¦ Res Condensing Eff. Small Gas Storage Water Heater (0.68 UEF - 50 Gal) - Panel Upgrade - ZEAS 2030 - Hot-Dry ¦ PG&E ¦ Hot-Dry | Res ¦ Res Condensing Eff. Small Gas Storage Water Heater (0.68 UEF - 50 Gal) - Panel Upgrade - ZEAS 2030 - Hot-Dry | PG&E ¦ Hot-Dry | PG&E | All | Electric & Gas | Res Condensing Eff. Small Gas Storage Water Heater (0.68 UEF - 50 Gal) | Efficient |  | 2030 | 1 | Conventional | WaterHeat | Res - Single Family | Res | ROB and NEW | 0 | Residential Households | water heater | 25 | DEER:Res_ClothesDishWasher | 0 | 0 | -13.4 | SWWH012-03 | 1223.894 | 2022 | 409.45 | 2022 | 0 | 0 | SWWH012-03 | Res Gas Water Heaters - Panel Upgrade - ZEAS 2030 - Hot-Dry ¦ PG&E ¦ Hot-Dry | Res Gas Water Heaters - Panel Upgrade - ZEAS 2030 - Hot-Dry | 0.86268 | 0.5 | 0.018731 | RASS 2019 | 490.0032 | 2032 | 1 | SWWH012-03
RES-WATERHEAT-FS-PU-11-ZEAS.4 | Res ¦ Res Condensing Eff. Small Gas Storage Water Heater (0.68 UEF - 50 Gal) - Panel Upgrade - ZEAS 2030 - Hot-Dry ¦ PG&E ¦ Hot-Dry | Res ¦ Res Condensing Eff. Small Gas Storage Water Heater (0.68 UEF - 50 Gal) - Panel Upgrade - ZEAS 2030 - Hot-Dry | PG&E ¦ Hot-Dry | PG&E | All | Electric & Gas | Res Condensing Eff. Small Gas Storage Water Heater (0.68 UEF - 50 Gal) | Efficient |  | 2030 | 1 | Conventional | WaterHeat | Res - Multi Family | Res | ROB and NEW | 0 | Residential Households | water heater | 25 | DEER:Res_ClothesDishWasher | 0 | 0 | -10.92 | SWWH012-03 | 1223.894 | 2022 | 409.45 | 2022 | 0 | 0 | SWWH012-03 | Res Gas Water Heaters - Panel Upgrade - ZEAS 2030 - Hot-Dry ¦ PG&E ¦ Hot-Dry | Res Gas Water Heaters - Panel Upgrade - ZEAS 2030 - Hot-Dry | 0.35325 | 0.5 | 0.013093 | RASS 2019 | 0 | 2012 | 1 | SWWH012-03
RES-WATERHEAT-FS-PU-11-ZEAS.5 | Res ¦ Res Condensing Eff. Small Gas Storage Water Heater (0.68 UEF - 50 Gal) - Panel Upgrade - ZEAS 2030 - Cold ¦ PG&E ¦ Cold | Res ¦ Res Condensing Eff. Small Gas Storage Water Heater (0.68 UEF - 50 Gal) - Panel Upgrade - ZEAS 2030 - Cold | PG&E ¦ Cold | PG&E | All | Electric & Gas | Res Condensing Eff. Small Gas Storage Water Heater (0.68 UEF - 50 Gal) | Efficient |  | 2030 | 1 | Conventional | WaterHeat | Res - Single Family | Res | ROB and NEW | 0 | Residential Households | water heater | 25 | DEER:Res_ClothesDishWasher | 0 | 0 | -15.08 | SWWH012-03 | 1223.894 | 2022 | 409.45 | 2022 | 0 | 0 | SWWH012-03 | Res Gas Water Heaters - Panel Upgrade - ZEAS 2030 - Cold ¦ PG&E ¦ Cold | Res Gas Water Heaters - Panel Upgrade - ZEAS 2030 - Cold | 0.77281 | 0.5 | 0 | RASS 2019 | 490.0032 | 2032 | 1 | SWWH012-03
RES-WATERHEAT-FS-PU-11-ZEAS.6 | Res ¦ Res Condensing Eff. Small Gas Storage Water Heater (0.68 UEF - 50 Gal) - Panel Upgrade - ZEAS 2030 - Cold ¦ PG&E ¦ Cold | Res ¦ Res Condensing Eff. Small Gas Storage Water Heater (0.68 UEF - 50 Gal) - Panel Upgrade - ZEAS 2030 - Cold | PG&E ¦ Cold | PG&E | All | Electric & Gas | Res Condensing Eff. Small Gas Storage Water Heater (0.68 UEF - 50 Gal) | Efficient |  | 2030 | 1 | Conventional | WaterHeat | Res - Multi Family | Res | ROB and NEW | 0 | Residential Households | water heater | 25 | DEER:Res_ClothesDishWasher | 0 | 0 | -11.28 | SWWH012-03 | 1223.894 | 2022 | 409.45 | 2022 | 0 | 0 | SWWH012-03 | Res Gas Water Heaters - Panel Upgrade - ZEAS 2030 - Cold ¦ PG&E ¦ Cold | Res Gas Water Heaters - Panel Upgrade - ZEAS 2030 - Cold | 0.1935 | 0.5 | 0.0026631 | RASS 2019 | 0 | 2012 | 1 | SWWH012-03
RES-WATERHEAT-FS-PU-11-ZEAS.7 | Res ¦ Res Condensing Eff. Small Gas Storage Water Heater (0.68 UEF - 50 Gal) - Panel Upgrade - ZEAS 2030 - Marine ¦ SCG ¦ Marine | Res ¦ Res Condensing Eff. Small Gas Storage Water Heater (0.68 UEF - 50 Gal) - Panel Upgrade - ZEAS 2030 - Marine | SCG ¦ Marine | SCG | All | Electric & Gas | Res Condensing Eff. Small Gas Storage Water Heater (0.68 UEF - 50 Gal) | Efficient |  | 2030 | 1 | Conventional | WaterHeat | Res - Single Family | Res | ROB and NEW | 0 | Residential Households | water heater | 25 | DEER:Res_ClothesDishWasher | 0 | 0 | -13.08 | SWWH012-03 | 1223.894 | 2022 | 409.45 | 2022 | 0 | 0 | SWWH012-03 | Res Gas Water Heaters - Panel Upgrade - ZEAS 2030 - Marine ¦ SCG ¦ Marine | Res Gas Water Heaters - Panel Upgrade - ZEAS 2030 - Marine | 0.84553 | 0.5 | 0.0086841 | RASS 2019 | 490.0032 | 2032 | 1 | SWWH012-03
RES-WATERHEAT-FS-PU-11-ZEAS.8 | Res ¦ Res Condensing Eff. Small Gas Storage Water Heater (0.68 UEF - 50 Gal) - Panel Upgrade - ZEAS 2030 - Marine ¦ SCG ¦ Marine | Res ¦ Res Condensing Eff. Small Gas Storage Water Heater (0.68 UEF - 50 Gal) - Panel Upgrade - ZEAS 2030 - Marine | SCG ¦ Marine | SCG | All | Electric & Gas | Res Condensing Eff. Small Gas Storage Water Heater (0.68 UEF - 50 Gal) | Efficient |  | 2030 | 1 | Conventional | WaterHeat | Res - Multi Family | Res | ROB and NEW | 0 | Residential Households | water heater | 25 | DEER:Res_ClothesDishWasher | 0 | 0 | -10.64 | SWWH012-03 | 1223.894 | 2022 | 409.45 | 2022 | 0 | 0 | SWWH012-03 | Res Gas Water Heaters - Panel Upgrade - ZEAS 2030 - Marine ¦ SCG ¦ Marine | Res Gas Water Heaters - Panel Upgrade - ZEAS 2030 - Marine | 0.33538 | 0.5 | 0.0022691 | RASS 2019 | 0 | 2012 | 1 | SWWH012-03
RES-WATERHEAT-FS-PU-11-ZEAS.9 | Res ¦ Res Condensing Eff. Small Gas Storage Water Heater (0.68 UEF - 50 Gal) - Panel Upgrade - ZEAS 2030 - Hot-Dry ¦ SCG ¦ Hot-Dry | Res ¦ Res Condensing Eff. Small Gas Storage Water Heater (0.68 UEF - 50 Gal) - Panel Upgrade - ZEAS 2030 - Hot-Dry | SCG ¦ Hot-Dry | SCG | All | Electric & Gas | Res Condensing Eff. Small Gas Storage Water Heater (0.68 UEF - 50 Gal) | Efficient |  | 2030 | 1 | Conventional | WaterHeat | Res - Single Family | Res | ROB and NEW | 0 | Residential Households | water heater | 25 | DEER:Res_ClothesDishWasher | 0 | 0 | -12.68 | SWWH012-03 | 1223.894 | 2022 | 409.45 | 2022 | 0 | 0 | SWWH012-03 | Res Gas Water Heaters - Panel Upgrade - ZEAS 2030 - Hot-Dry ¦ SCG ¦ Hot-Dry | Res Gas Water Heaters - Panel Upgrade - ZEAS 2030 - Hot-Dry | 0.86306 | 0.5 | 0.018956 | RASS 2019 | 490.0032 | 2032 | 1 | SWWH012-03
RES-WATERHEAT-FS-PU-11-ZEAS.10 | Res ¦ Res Condensing Eff. Small Gas Storage Water Heater (0.68 UEF - 50 Gal) - Panel Upgrade - ZEAS 2030 - Hot-Dry ¦ SCG ¦ Hot-Dry | Res ¦ Res Condensing Eff. Small Gas Storage Water Heater (0.68 UEF - 50 Gal) - Panel Upgrade - ZEAS 2030 - Hot-Dry | SCG ¦ Hot-Dry | SCG | All | Electric & Gas | Res Condensing Eff. Small Gas Storage Water Heater (0.68 UEF - 50 Gal) | Efficient |  | 2030 | 1 | Conventional | WaterHeat | Res - Multi Family | Res | ROB and NEW | 0 | Residential Households | water heater | 25 | DEER:Res_ClothesDishWasher | 0 | 0 | -10.52 | SWWH012-03 | 1223.894 | 2022 | 409.45 | 2022 | 0 | 0 | SWWH012-03 | Res Gas Water Heaters - Panel Upgrade - ZEAS 2030 - Hot-Dry ¦ SCG ¦ Hot-Dry | Res Gas Water Heaters - Panel Upgrade - ZEAS 2030 - Hot-Dry | 0.27215 | 0.5 | 0.023386 | RASS 2019 | 0 | 2012 | 1 | SWWH012-03
RES-WATERHEAT-FS-PU-11-ZEAS.11 | Res ¦ Res Condensing Eff. Small Gas Storage Water Heater (0.68 UEF - 50 Gal) - Panel Upgrade - ZEAS 2030 - Cold ¦ SCG ¦ Cold | Res ¦ Res Condensing Eff. Small Gas Storage Water Heater (0.68 UEF - 50 Gal) - Panel Upgrade - ZEAS 2030 - Cold | SCG ¦ Cold | SCG | All | Electric & Gas | Res Condensing Eff. Small Gas Storage Water Heater (0.68 UEF - 50 Gal) | Efficient |  | 2030 | 1 | Conventional | WaterHeat | Res - Single Family | Res | ROB and NEW | 0 | Residential Households | water heater | 25 | DEER:Res_ClothesDishWasher | 0 | 0 | -15.08 | SWWH012-03 | 1223.894 | 2022 | 409.45 | 2022 | 0 | 0 | SWWH012-03 | Res Gas Water Heaters - Panel Upgrade - ZEAS 2030 - Cold ¦ SCG ¦ Cold | Res Gas Water Heaters - Panel Upgrade - ZEAS 2030 - Cold | 0.57576 | 0.5 | 0.0026631 | RASS 2019 | 490.0032 | 2032 | 1 | SWWH012-03
RES-WATERHEAT-FS-PU-11-ZEAS.12 | Res ¦ Res Condensing Eff. Small Gas Storage Water Heater (0.68 UEF - 50 Gal) - Panel Upgrade - ZEAS 2030 - Cold ¦ SCG ¦ Cold | Res ¦ Res Condensing Eff. Small Gas Storage Water Heater (0.68 UEF - 50 Gal) - Panel Upgrade - ZEAS 2030 - Cold | SCG ¦ Cold | SCG | All | Electric & Gas | Res Condensing Eff. Small Gas Storage Water Heater (0.68 UEF - 50 Gal) | Efficient |  | 2030 | 1 | Conventional | WaterHeat | Res - Multi Family | Res | ROB and NEW | 0 | Residential Households | water heater | 25 | DEER:Res_ClothesDishWasher | 0 | 0 | -11.28 | SWWH012-03 | 1223.894 | 2022 | 409.45 | 2022 | 0 | 0 | SWWH012-03 | Res Gas Water Heaters - Panel Upgrade - ZEAS 2030 - Cold ¦ SCG ¦ Cold | Res Gas Water Heaters - Panel Upgrade - ZEAS 2030 - Cold | 0.1935 | 0.5 | 0 | RASS 2019 | 0 | 2012 | 1 | SWWH012-03
RES-WATERHEAT-FS-PU-11-ZEAS.13 | Res ¦ Res Condensing Eff. Small Gas Storage Water Heater (0.68 UEF - 50 Gal) - Panel Upgrade - ZEAS 2030 - Marine ¦ SDG&E ¦ Marine | Res ¦ Res Condensing Eff. Small Gas Storage Water Heater (0.68 UEF - 50 Gal) - Panel Upgrade - ZEAS 2030 - Marine | SDG&E ¦ Marine | SDG&E | All | Electric & Gas | Res Condensing Eff. Small Gas Storage Water Heater (0.68 UEF - 50 Gal) | Efficient |  | 2030 | 1 | Conventional | WaterHeat | Res - Single Family | Res | ROB and NEW | 0 | Residential Households | water heater | 25 | DEER:Res_ClothesDishWasher | 0 | 0 | -13.08 | SWWH012-03 | 1223.894 | 2022 | 409.45 | 2022 | 0 | 0 | SWWH012-03 | Res Gas Water Heaters - Panel Upgrade - ZEAS 2030 - Marine ¦ SDG&E ¦ Marine | Res Gas Water Heaters - Panel Upgrade - ZEAS 2030 - Marine | 0.92491 | 0.5 | 0.0037976 | RASS 2019 | 490.0032 | 2032 | 1 | SWWH012-03
RES-WATERHEAT-FS-PU-11-ZEAS.14 | Res ¦ Res Condensing Eff. Small Gas Storage Water Heater (0.68 UEF - 50 Gal) - Panel Upgrade - ZEAS 2030 - Marine ¦ SDG&E ¦ Marine | Res ¦ Res Condensing Eff. Small Gas Storage Water Heater (0.68 UEF - 50 Gal) - Panel Upgrade - ZEAS 2030 - Marine | SDG&E ¦ Marine | SDG&E | All | Electric & Gas | Res Condensing Eff. Small Gas Storage Water Heater (0.68 UEF - 50 Gal) | Efficient |  | 2030 | 1 | Conventional | WaterHeat | Res - Multi Family | Res | ROB and NEW | 0 | Residential Households | water heater | 25 | DEER:Res_ClothesDishWasher | 0 | 0 | -10.64 | SWWH012-03 | 1223.894 | 2022 | 409.45 | 2022 | 0 | 0 | SWWH012-03 | Res Gas Water Heaters - Panel Upgrade - ZEAS 2030 - Marine ¦ SDG&E ¦ Marine | Res Gas Water Heaters - Panel Upgrade - ZEAS 2030 - Marine | 0.52432 | 0.5 | 0 | RASS 2019 | 0 | 2012 | 1 | SWWH012-03
RES-WATERHEAT-FS-PU-11-ZEAS.15 | Res ¦ Res Condensing Eff. Small Gas Storage Water Heater (0.68 UEF - 50 Gal) - Panel Upgrade - ZEAS 2030 - Hot-Dry ¦ SDG&E ¦ Hot-Dry | Res ¦ Res Condensing Eff. Small Gas Storage Water Heater (0.68 UEF - 50 Gal) - Panel Upgrade - ZEAS 2030 - Hot-Dry | SDG&E ¦ Hot-Dry | SDG&E | All | Electric & Gas | Res Condensing Eff. Small Gas Storage Water Heater (0.68 UEF - 50 Gal) | Efficient |  | 2030 | 1 | Conventional | WaterHeat | Res - Single Family | Res | ROB and NEW | 0 | Residential Households | water heater | 25 | DEER:Res_ClothesDishWasher | 0 | 0 | -13.04 | SWWH012-03 | 1223.894 | 2022 | 409.45 | 2022 | 0 | 0 | SWWH012-03 | Res Gas Water Heaters - Panel Upgrade - ZEAS 2030 - Hot-Dry ¦ SDG&E ¦ Hot-Dry | Res Gas Water Heaters - Panel Upgrade - ZEAS 2030 - Hot-Dry | 0.88872 | 0.5 | 0.0032064 | RASS 2019 | 490.0032 | 2032 | 1 | SWWH012-03
RES-WATERHEAT-FS-PU-11-ZEAS.16 | Res ¦ Res Condensing Eff. Small Gas Storage Water Heater (0.68 UEF - 50 Gal) - Panel Upgrade - ZEAS 2030 - Hot-Dry ¦ SDG&E ¦ Hot-Dry | Res ¦ Res Condensing Eff. Small Gas Storage Water Heater (0.68 UEF - 50 Gal) - Panel Upgrade - ZEAS 2030 - Hot-Dry | SDG&E ¦ Hot-Dry | SDG&E | All | Electric & Gas | Res Condensing Eff. Small Gas Storage Water Heater (0.68 UEF - 50 Gal) | Efficient |  | 2030 | 1 | Conventional | WaterHeat | Res - Multi Family | Res | ROB and NEW | 0 | Residential Households | water heater | 25 | DEER:Res_ClothesDishWasher | 0 | 0 | -10.64 | SWWH012-03 | 1223.894 | 2022 | 409.45 | 2022 | 0 | 0 | SWWH012-03 | Res Gas Water Heaters - Panel Upgrade - ZEAS 2030 - Hot-Dry ¦ SDG&E ¦ Hot-Dry | Res Gas Water Heaters - Panel Upgrade - ZEAS 2030 - Hot-Dry | 0.32533 | 0.5 | 0.039592 | RASS 2019 | 0 | 2012 | 1 | SWWH012-03
RES-WATERHEAT-FS-PU-12-ZEAS.1 | Res ¦ Res Tankless Gas Water Heater (0.87 UEF - High Draw) - Panel Upgrade - ZEAS 2030 - Marine ¦ PG&E ¦ Marine | Res ¦ Res Tankless Gas Water Heater (0.87 UEF - High Draw) - Panel Upgrade - ZEAS 2030 - Marine | PG&E ¦ Marine | PG&E | All | Electric & Gas | Res Tankless Gas Water Heater (0.87 UEF - High Draw) | Efficient |  | 2030 | 1 | Conventional | WaterHeat | Res - Single Family | Res | ROB and NEW | 0 | Residential Households | water heater | 20 | DEER:Res_ClothesDishWasher | 4.52 | 0.00062 | -36.44 | SWWH013-03 | 1300.202 | 2022 | 565.31 | 2022 | 0 | 0 | SWWH013-03 | Res Gas Water Heaters - Panel Upgrade - ZEAS 2030 - Marine ¦ PG&E ¦ Marine | Res Gas Water Heaters - Panel Upgrade - ZEAS 2030 - Marine | 0.8548 | 0.5 | 0.067293 | RASS 2019 | 559.6536 | 2032 | 1 | SWWH013-03
RES-WATERHEAT-FS-PU-12-ZEAS.2 | Res ¦ Res Tankless Gas Water Heater (0.87 UEF - High Draw) - Panel Upgrade - ZEAS 2030 - Marine ¦ PG&E ¦ Marine | Res ¦ Res Tankless Gas Water Heater (0.87 UEF - High Draw) - Panel Upgrade - ZEAS 2030 - Marine | PG&E ¦ Marine | PG&E | All | Electric & Gas | Res Tankless Gas Water Heater (0.87 UEF - High Draw) | Efficient |  | 2030 | 1 | Conventional | WaterHeat | Res - Multi Family | Res | ROB and NEW | 0 | Residential Households | water heater | 20 | DEER:Res_ClothesDishWasher | 4.4 | 0.000788 | -30.2 | SWWH013-03 | 1300.202 | 2022 | 565.31 | 2022 | 0 | 0 | SWWH013-03 | Res Gas Water Heaters - Panel Upgrade - ZEAS 2030 - Marine ¦ PG&E ¦ Marine | Res Gas Water Heaters - Panel Upgrade - ZEAS 2030 - Marine | 0.30454 | 0.5 | 0.12932 | RASS 2019 | 0 | 2012 | 1 | SWWH013-03
RES-WATERHEAT-FS-PU-12-ZEAS.3 | Res ¦ Res Tankless Gas Water Heater (0.87 UEF - High Draw) - Panel Upgrade - ZEAS 2030 - Hot-Dry ¦ PG&E ¦ Hot-Dry | Res ¦ Res Tankless Gas Water Heater (0.87 UEF - High Draw) - Panel Upgrade - ZEAS 2030 - Hot-Dry | PG&E ¦ Hot-Dry | PG&E | All | Electric & Gas | Res Tankless Gas Water Heater (0.87 UEF - High Draw) | Efficient |  | 2030 | 1 | Conventional | WaterHeat | Res - Single Family | Res | ROB and NEW | 0 | Residential Households | water heater | 20 | DEER:Res_ClothesDishWasher | 4.32 | 0.000552 | -34.48 | SWWH013-03 | 1300.202 | 2022 | 565.31 | 2022 | 0 | 0 | SWWH013-03 | Res Gas Water Heaters - Panel Upgrade - ZEAS 2030 - Hot-Dry ¦ PG&E ¦ Hot-Dry | Res Gas Water Heaters - Panel Upgrade - ZEAS 2030 - Hot-Dry | 0.86268 | 0.5 | 0.081726 | RASS 2019 | 559.6536 | 2032 | 1 | SWWH013-03
RES-WATERHEAT-FS-PU-12-ZEAS.4 | Res ¦ Res Tankless Gas Water Heater (0.87 UEF - High Draw) - Panel Upgrade - ZEAS 2030 - Hot-Dry ¦ PG&E ¦ Hot-Dry | Res ¦ Res Tankless Gas Water Heater (0.87 UEF - High Draw) - Panel Upgrade - ZEAS 2030 - Hot-Dry | PG&E ¦ Hot-Dry | PG&E | All | Electric & Gas | Res Tankless Gas Water Heater (0.87 UEF - High Draw) | Efficient |  | 2030 | 1 | Conventional | WaterHeat | Res - Multi Family | Res | ROB and NEW | 0 | Residential Households | water heater | 20 | DEER:Res_ClothesDishWasher | 4.16 | 0.000704 | -29.12 | SWWH013-03 | 1300.202 | 2022 | 565.31 | 2022 | 0 | 0 | SWWH013-03 | Res Gas Water Heaters - Panel Upgrade - ZEAS 2030 - Hot-Dry ¦ PG&E ¦ Hot-Dry | Res Gas Water Heaters - Panel Upgrade - ZEAS 2030 - Hot-Dry | 0.35325 | 0.5 | 0.070424 | RASS 2019 | 0 | 2012 | 1 | SWWH013-03
RES-WATERHEAT-FS-PU-12-ZEAS.5 | Res ¦ Res Tankless Gas Water Heater (0.87 UEF - High Draw) - Panel Upgrade - ZEAS 2030 - Cold ¦ PG&E ¦ Cold | Res ¦ Res Tankless Gas Water Heater (0.87 UEF - High Draw) - Panel Upgrade - ZEAS 2030 - Cold | PG&E ¦ Cold | PG&E | All | Electric & Gas | Res Tankless Gas Water Heater (0.87 UEF - High Draw) | Efficient |  | 2030 | 1 | Conventional | WaterHeat | Res - Single Family | Res | ROB and NEW | 0 | Residential Households | water heater | 20 | DEER:Res_ClothesDishWasher | 4.84 | 0.000624 | -38.56 | SWWH013-03 | 1300.202 | 2022 | 565.31 | 2022 | 0 | 0 | SWWH013-03 | Res Gas Water Heaters - Panel Upgrade - ZEAS 2030 - Cold ¦ PG&E ¦ Cold | Res Gas Water Heaters - Panel Upgrade - ZEAS 2030 - Cold | 0.77281 | 0.5 | 0.024526 | RASS 2019 | 559.6536 | 2032 | 1 | SWWH013-03
RES-WATERHEAT-FS-PU-12-ZEAS.6 | Res ¦ Res Tankless Gas Water Heater (0.87 UEF - High Draw) - Panel Upgrade - ZEAS 2030 - Cold ¦ PG&E ¦ Cold | Res ¦ Res Tankless Gas Water Heater (0.87 UEF - High Draw) - Panel Upgrade - ZEAS 2030 - Cold | PG&E ¦ Cold | PG&E | All | Electric & Gas | Res Tankless Gas Water Heater (0.87 UEF - High Draw) | Efficient |  | 2030 | 1 | Conventional | WaterHeat | Res - Multi Family | Res | ROB and NEW | 0 | Residential Households | water heater | 20 | DEER:Res_ClothesDishWasher | 4.68 | 0.000796 | -30.84 | SWWH013-03 | 1300.202 | 2022 | 565.31 | 2022 | 0 | 0 | SWWH013-03 | Res Gas Water Heaters - Panel Upgrade - ZEAS 2030 - Cold ¦ PG&E ¦ Cold | Res Gas Water Heaters - Panel Upgrade - ZEAS 2030 - Cold | 0.1935 | 0.5 | 0.084537 | RASS 2019 | 0 | 2012 | 1 | SWWH013-03
RES-WATERHEAT-FS-PU-12-ZEAS.7 | Res ¦ Res Tankless Gas Water Heater (0.87 UEF - High Draw) - Panel Upgrade - ZEAS 2030 - Marine ¦ SCG ¦ Marine | Res ¦ Res Tankless Gas Water Heater (0.87 UEF - High Draw) - Panel Upgrade - ZEAS 2030 - Marine | SCG ¦ Marine | SCG | All | Electric & Gas | Res Tankless Gas Water Heater (0.87 UEF - High Draw) | Efficient |  | 2030 | 1 | Conventional | WaterHeat | Res - Single Family | Res | ROB and NEW | 0 | Residential Households | water heater | 20 | DEER:Res_ClothesDishWasher | 4.16 | 0.000752 | -33.56 | SWWH013-03 | 1300.202 | 2022 | 565.31 | 2022 | 0 | 0 | SWWH013-03 | Res Gas Water Heaters - Panel Upgrade - ZEAS 2030 - Marine ¦ SCG ¦ Marine | Res Gas Water Heaters - Panel Upgrade - ZEAS 2030 - Marine | 0.84553 | 0.5 | 0.1108 | RASS 2019 | 559.6536 | 2032 | 1 | SWWH013-03
RES-WATERHEAT-FS-PU-12-ZEAS.8 | Res ¦ Res Tankless Gas Water Heater (0.87 UEF - High Draw) - Panel Upgrade - ZEAS 2030 - Marine ¦ SCG ¦ Marine | Res ¦ Res Tankless Gas Water Heater (0.87 UEF - High Draw) - Panel Upgrade - ZEAS 2030 - Marine | SCG ¦ Marine | SCG | All | Electric & Gas | Res Tankless Gas Water Heater (0.87 UEF - High Draw) | Efficient |  | 2030 | 1 | Conventional | WaterHeat | Res - Multi Family | Res | ROB and NEW | 0 | Residential Households | water heater | 20 | DEER:Res_ClothesDishWasher | 4.04 | 0.000804 | -28.4 | SWWH013-03 | 1300.202 | 2022 | 565.31 | 2022 | 0 | 0 | SWWH013-03 | Res Gas Water Heaters - Panel Upgrade - ZEAS 2030 - Marine ¦ SCG ¦ Marine | Res Gas Water Heaters - Panel Upgrade - ZEAS 2030 - Marine | 0.33538 | 0.5 | 0.015858 | RASS 2019 | 0 | 2012 | 1 | SWWH013-03
RES-WATERHEAT-FS-PU-12-ZEAS.9 | Res ¦ Res Tankless Gas Water Heater (0.87 UEF - High Draw) - Panel Upgrade - ZEAS 2030 - Hot-Dry ¦ SCG ¦ Hot-Dry | Res ¦ Res Tankless Gas Water Heater (0.87 UEF - High Draw) - Panel Upgrade - ZEAS 2030 - Hot-Dry | SCG ¦ Hot-Dry | SCG | All | Electric & Gas | Res Tankless Gas Water Heater (0.87 UEF - High Draw) | Efficient |  | 2030 | 1 | Conventional | WaterHeat | Res - Single Family | Res | ROB and NEW | 0 | Residential Households | water heater | 20 | DEER:Res_ClothesDishWasher | 4.08 | 0.000716 | -32.72 | SWWH013-03 | 1300.202 | 2022 | 565.31 | 2022 | 0 | 0 | SWWH013-03 | Res Gas Water Heaters - Panel Upgrade - ZEAS 2030 - Hot-Dry ¦ SCG ¦ Hot-Dry | Res Gas Water Heaters - Panel Upgrade - ZEAS 2030 - Hot-Dry | 0.86306 | 0.5 | 0.082217 | RASS 2019 | 559.6536 | 2032 | 1 | SWWH013-03
RES-WATERHEAT-FS-PU-12-ZEAS.10 | Res ¦ Res Tankless Gas Water Heater (0.87 UEF - High Draw) - Panel Upgrade - ZEAS 2030 - Hot-Dry ¦ SCG ¦ Hot-Dry | Res ¦ Res Tankless Gas Water Heater (0.87 UEF - High Draw) - Panel Upgrade - ZEAS 2030 - Hot-Dry | SCG ¦ Hot-Dry | SCG | All | Electric & Gas | Res Tankless Gas Water Heater (0.87 UEF - High Draw) | Efficient |  | 2030 | 1 | Conventional | WaterHeat | Res - Multi Family | Res | ROB and NEW | 0 | Residential Households | water heater | 20 | DEER:Res_ClothesDishWasher | 3.956 | 0.000764 | -28 | SWWH013-03 | 1300.202 | 2022 | 565.31 | 2022 | 0 | 0 | SWWH013-03 | Res Gas Water Heaters - Panel Upgrade - ZEAS 2030 - Hot-Dry ¦ SCG ¦ Hot-Dry | Res Gas Water Heaters - Panel Upgrade - ZEAS 2030 - Hot-Dry | 0.27215 | 0.5 | 0.083099 | RASS 2019 | 0 | 2012 | 1 | SWWH013-03
RES-WATERHEAT-FS-PU-12-ZEAS.11 | Res ¦ Res Tankless Gas Water Heater (0.87 UEF - High Draw) - Panel Upgrade - ZEAS 2030 - Cold ¦ SCG ¦ Cold | Res ¦ Res Tankless Gas Water Heater (0.87 UEF - High Draw) - Panel Upgrade - ZEAS 2030 - Cold | SCG ¦ Cold | SCG | All | Electric & Gas | Res Tankless Gas Water Heater (0.87 UEF - High Draw) | Efficient |  | 2030 | 1 | Conventional | WaterHeat | Res - Single Family | Res | ROB and NEW | 0 | Residential Households | water heater | 20 | DEER:Res_ClothesDishWasher | 4.84 | 0.000624 | -38.56 | SWWH013-03 | 1300.202 | 2022 | 565.31 | 2022 | 0 | 0 | SWWH013-03 | Res Gas Water Heaters - Panel Upgrade - ZEAS 2030 - Cold ¦ SCG ¦ Cold | Res Gas Water Heaters - Panel Upgrade - ZEAS 2030 - Cold | 0.57576 | 0.5 | 0.084537 | RASS 2019 | 559.6536 | 2032 | 1 | SWWH013-03
RES-WATERHEAT-FS-PU-12-ZEAS.12 | Res ¦ Res Tankless Gas Water Heater (0.87 UEF - High Draw) - Panel Upgrade - ZEAS 2030 - Cold ¦ SCG ¦ Cold | Res ¦ Res Tankless Gas Water Heater (0.87 UEF - High Draw) - Panel Upgrade - ZEAS 2030 - Cold | SCG ¦ Cold | SCG | All | Electric & Gas | Res Tankless Gas Water Heater (0.87 UEF - High Draw) | Efficient |  | 2030 | 1 | Conventional | WaterHeat | Res - Multi Family | Res | ROB and NEW | 0 | Residential Households | water heater | 20 | DEER:Res_ClothesDishWasher | 4.68 | 0.000796 | -30.84 | SWWH013-03 | 1300.202 | 2022 | 565.31 | 2022 | 0 | 0 | SWWH013-03 | Res Gas Water Heaters - Panel Upgrade - ZEAS 2030 - Cold ¦ SCG ¦ Cold | Res Gas Water Heaters - Panel Upgrade - ZEAS 2030 - Cold | 0.1935 | 0.5 | 0 | RASS 2019 | 0 | 2012 | 1 | SWWH013-03
RES-WATERHEAT-FS-PU-12-ZEAS.13 | Res ¦ Res Tankless Gas Water Heater (0.87 UEF - High Draw) - Panel Upgrade - ZEAS 2030 - Marine ¦ SDG&E ¦ Marine | Res ¦ Res Tankless Gas Water Heater (0.87 UEF - High Draw) - Panel Upgrade - ZEAS 2030 - Marine | SDG&E ¦ Marine | SDG&E | All | Electric & Gas | Res Tankless Gas Water Heater (0.87 UEF - High Draw) | Efficient |  | 2030 | 1 | Conventional | WaterHeat | Res - Single Family | Res | ROB and NEW | 0 | Residential Households | water heater | 20 | DEER:Res_ClothesDishWasher | 4.16 | 0.000752 | -33.56 | SWWH013-03 | 1300.202 | 2022 | 565.31 | 2022 | 0 | 0 | SWWH013-03 | Res Gas Water Heaters - Panel Upgrade - ZEAS 2030 - Marine ¦ SDG&E ¦ Marine | Res Gas Water Heaters - Panel Upgrade - ZEAS 2030 - Marine | 0.92491 | 0.5 | 0.12372 | RASS 2019 | 559.6536 | 2032 | 1 | SWWH013-03
RES-WATERHEAT-FS-PU-12-ZEAS.14 | Res ¦ Res Tankless Gas Water Heater (0.87 UEF - High Draw) - Panel Upgrade - ZEAS 2030 - Marine ¦ SDG&E ¦ Marine | Res ¦ Res Tankless Gas Water Heater (0.87 UEF - High Draw) - Panel Upgrade - ZEAS 2030 - Marine | SDG&E ¦ Marine | SDG&E | All | Electric & Gas | Res Tankless Gas Water Heater (0.87 UEF - High Draw) | Efficient |  | 2030 | 1 | Conventional | WaterHeat | Res - Multi Family | Res | ROB and NEW | 0 | Residential Households | water heater | 20 | DEER:Res_ClothesDishWasher | 4.04 | 0.000804 | -28.4 | SWWH013-03 | 1300.202 | 2022 | 565.31 | 2022 | 0 | 0 | SWWH013-03 | Res Gas Water Heaters - Panel Upgrade - ZEAS 2030 - Marine ¦ SDG&E ¦ Marine | Res Gas Water Heaters - Panel Upgrade - ZEAS 2030 - Marine | 0.52432 | 0.5 | 0.02306 | RASS 2019 | 0 | 2012 | 1 | SWWH013-03
RES-WATERHEAT-FS-PU-12-ZEAS.15 | Res ¦ Res Tankless Gas Water Heater (0.87 UEF - High Draw) - Panel Upgrade - ZEAS 2030 - Hot-Dry ¦ SDG&E ¦ Hot-Dry | Res ¦ Res Tankless Gas Water Heater (0.87 UEF - High Draw) - Panel Upgrade - ZEAS 2030 - Hot-Dry | SDG&E ¦ Hot-Dry | SDG&E | All | Electric & Gas | Res Tankless Gas Water Heater (0.87 UEF - High Draw) | Efficient |  | 2030 | 1 | Conventional | WaterHeat | Res - Single Family | Res | ROB and NEW | 0 | Residential Households | water heater | 20 | DEER:Res_ClothesDishWasher | 4.16 | 0.000748 | -33.48 | SWWH013-03 | 1300.202 | 2022 | 565.31 | 2022 | 0 | 0 | SWWH013-03 | Res Gas Water Heaters - Panel Upgrade - ZEAS 2030 - Hot-Dry ¦ SDG&E ¦ Hot-Dry | Res Gas Water Heaters - Panel Upgrade - ZEAS 2030 - Hot-Dry | 0.88872 | 0.5 | 0.085662 | RASS 2019 | 559.6536 | 2032 | 1 | SWWH013-03
RES-WATERHEAT-FS-PU-12-ZEAS.16 | Res ¦ Res Tankless Gas Water Heater (0.87 UEF - High Draw) - Panel Upgrade - ZEAS 2030 - Hot-Dry ¦ SDG&E ¦ Hot-Dry | Res ¦ Res Tankless Gas Water Heater (0.87 UEF - High Draw) - Panel Upgrade - ZEAS 2030 - Hot-Dry | SDG&E ¦ Hot-Dry | SDG&E | All | Electric & Gas | Res Tankless Gas Water Heater (0.87 UEF - High Draw) | Efficient |  | 2030 | 1 | Conventional | WaterHeat | Res - Multi Family | Res | ROB and NEW | 0 | Residential Households | water heater | 20 | DEER:Res_ClothesDishWasher | 4.04 | 0.0008 | -28.36 | SWWH013-03 | 1300.202 | 2022 | 565.31 | 2022 | 0 | 0 | SWWH013-03 | Res Gas Water Heaters - Panel Upgrade - ZEAS 2030 - Hot-Dry ¦ SDG&E ¦ Hot-Dry | Res Gas Water Heaters - Panel Upgrade - ZEAS 2030 - Hot-Dry | 0.32533 | 0.5 | 0.15292 | RASS 2019 | 0 | 2012 | 1 | SWWH013-03
RES-WATERHEAT-FS-PU-13-ZEAS.1 | Res ¦ Res Heat Pump Water Heater (3.30 UEF - 50 Gal) - Fuel Sub - Panel Upgrade - ZEAS 2030 - Marine ¦ PG&E ¦ Marine | Res ¦ Res Heat Pump Water Heater (3.30 UEF - 50 Gal) - Fuel Sub - Panel Upgrade - ZEAS 2030 - Marine | PG&E ¦ Marine | PG&E | All | Electric & Gas | Res Heat Pump Water Heater (3.30 UEF - 50 Gal) - Fuel Sub | Efficient |  |  | 1 | Conventional | WaterHeat | Res - Single Family | Res | ROB Only | 1 | Residential Households | water heater | 20 | DEER:Res_ClothesDishWasher | 1630 | 0 | -213 | SWWH025-07 | 1895.3 | 2022 | 596.2 | 2022 | 2626.7996 | -210.79 | SWWH025-07 | Res Gas Water Heaters - Panel Upgrade - ZEAS 2030 - Marine ¦ PG&E ¦ Marine | Res Gas Water Heaters - Panel Upgrade - ZEAS 2030 - Marine | 0.8548 | 0.5 | 0 | RASS 2019 | 747.45 | 2032 | 1 | SWWH025-07
RES-WATERHEAT-FS-PU-13-ZEAS.2 | Res ¦ Res Heat Pump Water Heater (3.30 UEF - 50 Gal) - Fuel Sub - Panel Upgrade - ZEAS 2030 - Marine ¦ PG&E ¦ Marine | Res ¦ Res Heat Pump Water Heater (3.30 UEF - 50 Gal) - Fuel Sub - Panel Upgrade - ZEAS 2030 - Marine | PG&E ¦ Marine | PG&E | All | Electric & Gas | Res Heat Pump Water Heater (3.30 UEF - 50 Gal) - Fuel Sub | Efficient |  |  | 1 | Conventional | WaterHeat | Res - Multi Family | Res | ROB Only | 1 | Residential Households | water heater | 20 | DEER:Res_ClothesDishWasher | 1240 | 0 | -185 | SWWH025-07 | 1895.3 | 2022 | 596.2 | 2022 | 2626.7996 | -210.79 | SWWH025-07 | Res Gas Water Heaters - Panel Upgrade - ZEAS 2030 - Marine ¦ PG&E ¦ Marine | Res Gas Water Heaters - Panel Upgrade - ZEAS 2030 - Marine | 0.30454 | 0.5 | 0 | RASS 2019 | 0 | 2012 | 1 | SWWH025-07
RES-WATERHEAT-FS-PU-13-ZEAS.3 | Res ¦ Res Heat Pump Water Heater (3.30 UEF - 50 Gal) - Fuel Sub - Panel Upgrade - ZEAS 2030 - Hot-Dry ¦ PG&E ¦ Hot-Dry | Res ¦ Res Heat Pump Water Heater (3.30 UEF - 50 Gal) - Fuel Sub - Panel Upgrade - ZEAS 2030 - Hot-Dry | PG&E ¦ Hot-Dry | PG&E | All | Electric & Gas | Res Heat Pump Water Heater (3.30 UEF - 50 Gal) - Fuel Sub | Efficient |  |  | 1 | Conventional | WaterHeat | Res - Single Family | Res | ROB Only | 1 | Residential Households | water heater | 20 | DEER:Res_ClothesDishWasher | 1570 | 0 | -202 | SWWH025-07 | 1895.3 | 2022 | 596.2 | 2022 | 2626.7996 | -210.79 | SWWH025-07 | Res Gas Water Heaters - Panel Upgrade - ZEAS 2030 - Hot-Dry ¦ PG&E ¦ Hot-Dry | Res Gas Water Heaters - Panel Upgrade - ZEAS 2030 - Hot-Dry | 0.86268 | 0.5 | 0 | RASS 2019 | 747.45 | 2032 | 1 | SWWH025-07
RES-WATERHEAT-FS-PU-13-ZEAS.4 | Res ¦ Res Heat Pump Water Heater (3.30 UEF - 50 Gal) - Fuel Sub - Panel Upgrade - ZEAS 2030 - Hot-Dry ¦ PG&E ¦ Hot-Dry | Res ¦ Res Heat Pump Water Heater (3.30 UEF - 50 Gal) - Fuel Sub - Panel Upgrade - ZEAS 2030 - Hot-Dry | PG&E ¦ Hot-Dry | PG&E | All | Electric & Gas | Res Heat Pump Water Heater (3.30 UEF - 50 Gal) - Fuel Sub | Efficient |  |  | 1 | Conventional | WaterHeat | Res - Multi Family | Res | ROB Only | 1 | Residential Households | water heater | 20 | DEER:Res_ClothesDishWasher | 1200 | 0 | -177 | SWWH025-07 | 1895.3 | 2022 | 596.2 | 2022 | 2626.7996 | -210.79 | SWWH025-07 | Res Gas Water Heaters - Panel Upgrade - ZEAS 2030 - Hot-Dry ¦ PG&E ¦ Hot-Dry | Res Gas Water Heaters - Panel Upgrade - ZEAS 2030 - Hot-Dry | 0.35325 | 0.5 | 0 | RASS 2019 | 0 | 2012 | 1 | SWWH025-07
RES-WATERHEAT-FS-PU-13-ZEAS.5 | Res ¦ Res Heat Pump Water Heater (3.30 UEF - 50 Gal) - Fuel Sub - Panel Upgrade - ZEAS 2030 - Cold ¦ PG&E ¦ Cold | Res ¦ Res Heat Pump Water Heater (3.30 UEF - 50 Gal) - Fuel Sub - Panel Upgrade - ZEAS 2030 - Cold | PG&E ¦ Cold | PG&E | All | Electric & Gas | Res Heat Pump Water Heater (3.30 UEF - 50 Gal) - Fuel Sub | Efficient |  |  | 1 | Conventional | WaterHeat | Res - Single Family | Res | ROB Only | 1 | Residential Households | water heater | 20 | DEER:Res_ClothesDishWasher | 2430 | 0 | -227 | SWWH025-07 | 1895.3 | 2022 | 596.2 | 2022 | 2626.7996 | -210.79 | SWWH025-07 | Res Gas Water Heaters - Panel Upgrade - ZEAS 2030 - Cold ¦ PG&E ¦ Cold | Res Gas Water Heaters - Panel Upgrade - ZEAS 2030 - Cold | 0.77281 | 0.5 | 0 | RASS 2019 | 747.45 | 2032 | 1 | SWWH025-07
RES-WATERHEAT-FS-PU-13-ZEAS.6 | Res ¦ Res Heat Pump Water Heater (3.30 UEF - 50 Gal) - Fuel Sub - Panel Upgrade - ZEAS 2030 - Cold ¦ PG&E ¦ Cold | Res ¦ Res Heat Pump Water Heater (3.30 UEF - 50 Gal) - Fuel Sub - Panel Upgrade - ZEAS 2030 - Cold | PG&E ¦ Cold | PG&E | All | Electric & Gas | Res Heat Pump Water Heater (3.30 UEF - 50 Gal) - Fuel Sub | Efficient |  |  | 1 | Conventional | WaterHeat | Res - Multi Family | Res | ROB Only | 1 | Residential Households | water heater | 20 | DEER:Res_ClothesDishWasher | 1420 | 0 | -193 | SWWH025-07 | 1895.3 | 2022 | 596.2 | 2022 | 2626.7996 | -210.79 | SWWH025-07 | Res Gas Water Heaters - Panel Upgrade - ZEAS 2030 - Cold ¦ PG&E ¦ Cold | Res Gas Water Heaters - Panel Upgrade - ZEAS 2030 - Cold | 0.1935 | 0.5 | 0 | RASS 2019 | 0 | 2012 | 1 | SWWH025-07
RES-WATERHEAT-FS-PU-13-ZEAS.7 | Res ¦ Res Heat Pump Water Heater (3.30 UEF - 50 Gal) - Fuel Sub - Panel Upgrade - ZEAS 2030 - Marine ¦ SCG ¦ Marine | Res ¦ Res Heat Pump Water Heater (3.30 UEF - 50 Gal) - Fuel Sub - Panel Upgrade - ZEAS 2030 - Marine | SCG ¦ Marine | SCG | All | Electric & Gas | Res Heat Pump Water Heater (3.30 UEF - 50 Gal) - Fuel Sub | Efficient |  |  | 1 | Conventional | WaterHeat | Res - Single Family | Res | ROB Only | 1 | Residential Households | water heater | 20 | DEER:Res_ClothesDishWasher | 1430 | 0 | -196 | SWWH025-07 | 1895.3 | 2022 | 596.2 | 2022 | 2626.7996 | -210.79 | SWWH025-07 | Res Gas Water Heaters - Panel Upgrade - ZEAS 2030 - Marine ¦ SCG ¦ Marine | Res Gas Water Heaters - Panel Upgrade - ZEAS 2030 - Marine | 0.84553 | 0.5 | 0 | RASS 2019 | 747.45 | 2032 | 1 | SWWH025-07
RES-WATERHEAT-FS-PU-13-ZEAS.8 | Res ¦ Res Heat Pump Water Heater (3.30 UEF - 50 Gal) - Fuel Sub - Panel Upgrade - ZEAS 2030 - Marine ¦ SCG ¦ Marine | Res ¦ Res Heat Pump Water Heater (3.30 UEF - 50 Gal) - Fuel Sub - Panel Upgrade - ZEAS 2030 - Marine | SCG ¦ Marine | SCG | All | Electric & Gas | Res Heat Pump Water Heater (3.30 UEF - 50 Gal) - Fuel Sub | Efficient |  |  | 1 | Conventional | WaterHeat | Res - Multi Family | Res | ROB Only | 1 | Residential Households | water heater | 20 | DEER:Res_ClothesDishWasher | 1140 | 0 | -172 | SWWH025-07 | 1895.3 | 2022 | 596.2 | 2022 | 2626.7996 | -210.79 | SWWH025-07 | Res Gas Water Heaters - Panel Upgrade - ZEAS 2030 - Marine ¦ SCG ¦ Marine | Res Gas Water Heaters - Panel Upgrade - ZEAS 2030 - Marine | 0.33538 | 0.5 | 0 | RASS 2019 | 0 | 2012 | 1 | SWWH025-07
RES-WATERHEAT-FS-PU-13-ZEAS.9 | Res ¦ Res Heat Pump Water Heater (3.30 UEF - 50 Gal) - Fuel Sub - Panel Upgrade - ZEAS 2030 - Hot-Dry ¦ SCG ¦ Hot-Dry | Res ¦ Res Heat Pump Water Heater (3.30 UEF - 50 Gal) - Fuel Sub - Panel Upgrade - ZEAS 2030 - Hot-Dry | SCG ¦ Hot-Dry | SCG | All | Electric & Gas | Res Heat Pump Water Heater (3.30 UEF - 50 Gal) - Fuel Sub | Efficient |  |  | 1 | Conventional | WaterHeat | Res - Single Family | Res | ROB Only | 1 | Residential Households | water heater | 20 | DEER:Res_ClothesDishWasher | 1440 | 0 | -192 | SWWH025-07 | 1895.3 | 2022 | 596.2 | 2022 | 2626.7996 | -210.79 | SWWH025-07 | Res Gas Water Heaters - Panel Upgrade - ZEAS 2030 - Hot-Dry ¦ SCG ¦ Hot-Dry | Res Gas Water Heaters - Panel Upgrade - ZEAS 2030 - Hot-Dry | 0.86306 | 0.5 | 0 | RASS 2019 | 747.45 | 2032 | 1 | SWWH025-07
RES-WATERHEAT-FS-PU-13-ZEAS.10 | Res ¦ Res Heat Pump Water Heater (3.30 UEF - 50 Gal) - Fuel Sub - Panel Upgrade - ZEAS 2030 - Hot-Dry ¦ SCG ¦ Hot-Dry | Res ¦ Res Heat Pump Water Heater (3.30 UEF - 50 Gal) - Fuel Sub - Panel Upgrade - ZEAS 2030 - Hot-Dry | SCG ¦ Hot-Dry | SCG | All | Electric & Gas | Res Heat Pump Water Heater (3.30 UEF - 50 Gal) - Fuel Sub | Efficient |  |  | 1 | Conventional | WaterHeat | Res - Multi Family | Res | ROB Only | 1 | Residential Households | water heater | 20 | DEER:Res_ClothesDishWasher | 1160 | 0 | -169 | SWWH025-07 | 1895.3 | 2022 | 596.2 | 2022 | 2626.7996 | -210.79 | SWWH025-07 | Res Gas Water Heaters - Panel Upgrade - ZEAS 2030 - Hot-Dry ¦ SCG ¦ Hot-Dry | Res Gas Water Heaters - Panel Upgrade - ZEAS 2030 - Hot-Dry | 0.27215 | 0.5 | 0 | RASS 2019 | 0 | 2012 | 1 | SWWH025-07
RES-WATERHEAT-FS-PU-13-ZEAS.11 | Res ¦ Res Heat Pump Water Heater (3.30 UEF - 50 Gal) - Fuel Sub - Panel Upgrade - ZEAS 2030 - Cold ¦ SCG ¦ Cold | Res ¦ Res Heat Pump Water Heater (3.30 UEF - 50 Gal) - Fuel Sub - Panel Upgrade - ZEAS 2030 - Cold | SCG ¦ Cold | SCG | All | Electric & Gas | Res Heat Pump Water Heater (3.30 UEF - 50 Gal) - Fuel Sub | Efficient |  |  | 1 | Conventional | WaterHeat | Res - Single Family | Res | ROB Only | 1 | Residential Households | water heater | 20 | DEER:Res_ClothesDishWasher | 2430 | 0 | -227 | SWWH025-07 | 1895.3 | 2022 | 596.2 | 2022 | 2626.7996 | -210.79 | SWWH025-07 | Res Gas Water Heaters - Panel Upgrade - ZEAS 2030 - Cold ¦ SCG ¦ Cold | Res Gas Water Heaters - Panel Upgrade - ZEAS 2030 - Cold | 0.57576 | 0.5 | 0 | RASS 2019 | 747.45 | 2032 | 1 | SWWH025-07
RES-WATERHEAT-FS-PU-13-ZEAS.12 | Res ¦ Res Heat Pump Water Heater (3.30 UEF - 50 Gal) - Fuel Sub - Panel Upgrade - ZEAS 2030 - Cold ¦ SCG ¦ Cold | Res ¦ Res Heat Pump Water Heater (3.30 UEF - 50 Gal) - Fuel Sub - Panel Upgrade - ZEAS 2030 - Cold | SCG ¦ Cold | SCG | All | Electric & Gas | Res Heat Pump Water Heater (3.30 UEF - 50 Gal) - Fuel Sub | Efficient |  |  | 1 | Conventional | WaterHeat | Res - Multi Family | Res | ROB Only | 1 | Residential Households | water heater | 20 | DEER:Res_ClothesDishWasher | 1420 | 0 | -193 | SWWH025-07 | 1895.3 | 2022 | 596.2 | 2022 | 2626.7996 | -210.79 | SWWH025-07 | Res Gas Water Heaters - Panel Upgrade - ZEAS 2030 - Cold ¦ SCG ¦ Cold | Res Gas Water Heaters - Panel Upgrade - ZEAS 2030 - Cold | 0.1935 | 0.5 | 0 | RASS 2019 | 0 | 2012 | 1 | SWWH025-07
RES-WATERHEAT-FS-PU-13-ZEAS.13 | Res ¦ Res Heat Pump Water Heater (3.30 UEF - 50 Gal) - Fuel Sub - Panel Upgrade - ZEAS 2030 - Marine ¦ SDG&E ¦ Marine | Res ¦ Res Heat Pump Water Heater (3.30 UEF - 50 Gal) - Fuel Sub - Panel Upgrade - ZEAS 2030 - Marine | SDG&E ¦ Marine | SDG&E | All | Electric & Gas | Res Heat Pump Water Heater (3.30 UEF - 50 Gal) - Fuel Sub | Efficient |  |  | 1 | Conventional | WaterHeat | Res - Single Family | Res | ROB Only | 1 | Residential Households | water heater | 20 | DEER:Res_ClothesDishWasher | 1430 | 0 | -196 | SWWH025-07 | 1895.3 | 2022 | 596.2 | 2022 | 2626.7996 | -210.79 | SWWH025-07 | Res Gas Water Heaters - Panel Upgrade - ZEAS 2030 - Marine ¦ SDG&E ¦ Marine | Res Gas Water Heaters - Panel Upgrade - ZEAS 2030 - Marine | 0.92491 | 0.5 | 0 | RASS 2019 | 747.45 | 2032 | 1 | SWWH025-07
RES-WATERHEAT-FS-PU-13-ZEAS.14 | Res ¦ Res Heat Pump Water Heater (3.30 UEF - 50 Gal) - Fuel Sub - Panel Upgrade - ZEAS 2030 - Marine ¦ SDG&E ¦ Marine | Res ¦ Res Heat Pump Water Heater (3.30 UEF - 50 Gal) - Fuel Sub - Panel Upgrade - ZEAS 2030 - Marine | SDG&E ¦ Marine | SDG&E | All | Electric & Gas | Res Heat Pump Water Heater (3.30 UEF - 50 Gal) - Fuel Sub | Efficient |  |  | 1 | Conventional | WaterHeat | Res - Multi Family | Res | ROB Only | 1 | Residential Households | water heater | 20 | DEER:Res_ClothesDishWasher | 1140 | 0 | -172 | SWWH025-07 | 1895.3 | 2022 | 596.2 | 2022 | 2626.7996 | -210.79 | SWWH025-07 | Res Gas Water Heaters - Panel Upgrade - ZEAS 2030 - Marine ¦ SDG&E ¦ Marine | Res Gas Water Heaters - Panel Upgrade - ZEAS 2030 - Marine | 0.52432 | 0.5 | 0 | RASS 2019 | 0 | 2012 | 1 | SWWH025-07
RES-WATERHEAT-FS-PU-13-ZEAS.15 | Res ¦ Res Heat Pump Water Heater (3.30 UEF - 50 Gal) - Fuel Sub - Panel Upgrade - ZEAS 2030 - Hot-Dry ¦ SDG&E ¦ Hot-Dry | Res ¦ Res Heat Pump Water Heater (3.30 UEF - 50 Gal) - Fuel Sub - Panel Upgrade - ZEAS 2030 - Hot-Dry | SDG&E ¦ Hot-Dry | SDG&E | All | Electric & Gas | Res Heat Pump Water Heater (3.30 UEF - 50 Gal) - Fuel Sub | Efficient |  |  | 1 | Conventional | WaterHeat | Res - Single Family | Res | ROB Only | 1 | Residential Households | water heater | 20 | DEER:Res_ClothesDishWasher | 1420 | 0 | -196 | SWWH025-07 | 1895.3 | 2022 | 596.2 | 2022 | 2626.7996 | -210.79 | SWWH025-07 | Res Gas Water Heaters - Panel Upgrade - ZEAS 2030 - Hot-Dry ¦ SDG&E ¦ Hot-Dry | Res Gas Water Heaters - Panel Upgrade - ZEAS 2030 - Hot-Dry | 0.88872 | 0.5 | 0 | RASS 2019 | 747.45 | 2032 | 1 | SWWH025-07
RES-WATERHEAT-FS-PU-13-ZEAS.16 | Res ¦ Res Heat Pump Water Heater (3.30 UEF - 50 Gal) - Fuel Sub - Panel Upgrade - ZEAS 2030 - Hot-Dry ¦ SDG&E ¦ Hot-Dry | Res ¦ Res Heat Pump Water Heater (3.30 UEF - 50 Gal) - Fuel Sub - Panel Upgrade - ZEAS 2030 - Hot-Dry | SDG&E ¦ Hot-Dry | SDG&E | All | Electric & Gas | Res Heat Pump Water Heater (3.30 UEF - 50 Gal) - Fuel Sub | Efficient |  |  | 1 | Conventional | WaterHeat | Res - Multi Family | Res | ROB Only | 1 | Residential Households | water heater | 20 | DEER:Res_ClothesDishWasher | 1140 | 0 | -171 | SWWH025-07 | 1895.3 | 2022 | 596.2 | 2022 | 2626.7996 | -210.79 | SWWH025-07 | Res Gas Water Heaters - Panel Upgrade - ZEAS 2030 - Hot-Dry ¦ SDG&E ¦ Hot-Dry | Res Gas Water Heaters - Panel Upgrade - ZEAS 2030 - Hot-Dry | 0.32533 | 0.5 | 0 | RASS 2019 | 0 | 2012 | 1 | SWWH025-07
RES-WATERHEAT-FS-PU-14-ZEAS.1 | Res ¦ Res Heat Pump Water Heater (3.50 UEF - 50 Gal) - Fuel Sub - Panel Upgrade - ZEAS 2030 - Marine ¦ PG&E ¦ Marine | Res ¦ Res Heat Pump Water Heater (3.50 UEF - 50 Gal) - Fuel Sub - Panel Upgrade - ZEAS 2030 - Marine | PG&E ¦ Marine | PG&E | All | Electric & Gas | Res Heat Pump Water Heater (3.50 UEF - 50 Gal) - Fuel Sub | Efficient |  |  | 1 | Conventional | WaterHeat | Res - Single Family | Res | ROB Only | 1 | Residential Households | water heater | 20 | DEER:Res_ClothesDishWasher | 1580 | 0 | -213 | SWWH025-07 | 1895.3 | 2022 | 596.2 | 2022 | 2626.7996 | -210.79 | SWWH025-07 | Res Gas Water Heaters - Panel Upgrade - ZEAS 2030 - Marine ¦ PG&E ¦ Marine | Res Gas Water Heaters - Panel Upgrade - ZEAS 2030 - Marine | 0.8548 | 0.5 | 0 | RASS 2019 | 747.45 | 2032 | 1 | SWWH025-07
RES-WATERHEAT-FS-PU-14-ZEAS.2 | Res ¦ Res Heat Pump Water Heater (3.50 UEF - 50 Gal) - Fuel Sub - Panel Upgrade - ZEAS 2030 - Marine ¦ PG&E ¦ Marine | Res ¦ Res Heat Pump Water Heater (3.50 UEF - 50 Gal) - Fuel Sub - Panel Upgrade - ZEAS 2030 - Marine | PG&E ¦ Marine | PG&E | All | Electric & Gas | Res Heat Pump Water Heater (3.50 UEF - 50 Gal) - Fuel Sub | Efficient |  |  | 1 | Conventional | WaterHeat | Res - Multi Family | Res | ROB Only | 1 | Residential Households | water heater | 20 | DEER:Res_ClothesDishWasher | 1200 | 0 | -185 | SWWH025-07 | 1895.3 | 2022 | 596.2 | 2022 | 2626.7996 | -210.79 | SWWH025-07 | Res Gas Water Heaters - Panel Upgrade - ZEAS 2030 - Marine ¦ PG&E ¦ Marine | Res Gas Water Heaters - Panel Upgrade - ZEAS 2030 - Marine | 0.30454 | 0.5 | 0 | RASS 2019 | 0 | 2012 | 1 | SWWH025-07
RES-WATERHEAT-FS-PU-14-ZEAS.3 | Res ¦ Res Heat Pump Water Heater (3.50 UEF - 50 Gal) - Fuel Sub - Panel Upgrade - ZEAS 2030 - Hot-Dry ¦ PG&E ¦ Hot-Dry | Res ¦ Res Heat Pump Water Heater (3.50 UEF - 50 Gal) - Fuel Sub - Panel Upgrade - ZEAS 2030 - Hot-Dry | PG&E ¦ Hot-Dry | PG&E | All | Electric & Gas | Res Heat Pump Water Heater (3.50 UEF - 50 Gal) - Fuel Sub | Efficient |  |  | 1 | Conventional | WaterHeat | Res - Single Family | Res | ROB Only | 1 | Residential Households | water heater | 20 | DEER:Res_ClothesDishWasher | 1520 | 0 | -202 | SWWH025-07 | 1895.3 | 2022 | 596.2 | 2022 | 2626.7996 | -210.79 | SWWH025-07 | Res Gas Water Heaters - Panel Upgrade - ZEAS 2030 - Hot-Dry ¦ PG&E ¦ Hot-Dry | Res Gas Water Heaters - Panel Upgrade - ZEAS 2030 - Hot-Dry | 0.86268 | 0.5 | 0 | RASS 2019 | 747.45 | 2032 | 1 | SWWH025-07
RES-WATERHEAT-FS-PU-14-ZEAS.4 | Res ¦ Res Heat Pump Water Heater (3.50 UEF - 50 Gal) - Fuel Sub - Panel Upgrade - ZEAS 2030 - Hot-Dry ¦ PG&E ¦ Hot-Dry | Res ¦ Res Heat Pump Water Heater (3.50 UEF - 50 Gal) - Fuel Sub - Panel Upgrade - ZEAS 2030 - Hot-Dry | PG&E ¦ Hot-Dry | PG&E | All | Electric & Gas | Res Heat Pump Water Heater (3.50 UEF - 50 Gal) - Fuel Sub | Efficient |  |  | 1 | Conventional | WaterHeat | Res - Multi Family | Res | ROB Only | 1 | Residential Households | water heater | 20 | DEER:Res_ClothesDishWasher | 1160 | 0 | -177 | SWWH025-07 | 1895.3 | 2022 | 596.2 | 2022 | 2626.7996 | -210.79 | SWWH025-07 | Res Gas Water Heaters - Panel Upgrade - ZEAS 2030 - Hot-Dry ¦ PG&E ¦ Hot-Dry | Res Gas Water Heaters - Panel Upgrade - ZEAS 2030 - Hot-Dry | 0.35325 | 0.5 | 0 | RASS 2019 | 0 | 2012 | 1 | SWWH025-07
RES-WATERHEAT-FS-PU-14-ZEAS.5 | Res ¦ Res Heat Pump Water Heater (3.50 UEF - 50 Gal) - Fuel Sub - Panel Upgrade - ZEAS 2030 - Cold ¦ PG&E ¦ Cold | Res ¦ Res Heat Pump Water Heater (3.50 UEF - 50 Gal) - Fuel Sub - Panel Upgrade - ZEAS 2030 - Cold | PG&E ¦ Cold | PG&E | All | Electric & Gas | Res Heat Pump Water Heater (3.50 UEF - 50 Gal) - Fuel Sub | Efficient |  |  | 1 | Conventional | WaterHeat | Res - Single Family | Res | ROB Only | 1 | Residential Households | water heater | 20 | DEER:Res_ClothesDishWasher | 2380 | 0 | -227 | SWWH025-07 | 1895.3 | 2022 | 596.2 | 2022 | 2626.7996 | -210.79 | SWWH025-07 | Res Gas Water Heaters - Panel Upgrade - ZEAS 2030 - Cold ¦ PG&E ¦ Cold | Res Gas Water Heaters - Panel Upgrade - ZEAS 2030 - Cold | 0.77281 | 0.5 | 0 | RASS 2019 | 747.45 | 2032 | 1 | SWWH025-07
RES-WATERHEAT-FS-PU-14-ZEAS.6 | Res ¦ Res Heat Pump Water Heater (3.50 UEF - 50 Gal) - Fuel Sub - Panel Upgrade - ZEAS 2030 - Cold ¦ PG&E ¦ Cold | Res ¦ Res Heat Pump Water Heater (3.50 UEF - 50 Gal) - Fuel Sub - Panel Upgrade - ZEAS 2030 - Cold | PG&E ¦ Cold | PG&E | All | Electric & Gas | Res Heat Pump Water Heater (3.50 UEF - 50 Gal) - Fuel Sub | Efficient |  |  | 1 | Conventional | WaterHeat | Res - Multi Family | Res | ROB Only | 1 | Residential Households | water heater | 20 | DEER:Res_ClothesDishWasher | 1370 | 0 | -193 | SWWH025-07 | 1895.3 | 2022 | 596.2 | 2022 | 2626.7996 | -210.79 | SWWH025-07 | Res Gas Water Heaters - Panel Upgrade - ZEAS 2030 - Cold ¦ PG&E ¦ Cold | Res Gas Water Heaters - Panel Upgrade - ZEAS 2030 - Cold | 0.1935 | 0.5 | 0 | RASS 2019 | 0 | 2012 | 1 | SWWH025-07
RES-WATERHEAT-FS-PU-14-ZEAS.7 | Res ¦ Res Heat Pump Water Heater (3.50 UEF - 50 Gal) - Fuel Sub - Panel Upgrade - ZEAS 2030 - Marine ¦ SCG ¦ Marine | Res ¦ Res Heat Pump Water Heater (3.50 UEF - 50 Gal) - Fuel Sub - Panel Upgrade - ZEAS 2030 - Marine | SCG ¦ Marine | SCG | All | Electric & Gas | Res Heat Pump Water Heater (3.50 UEF - 50 Gal) - Fuel Sub | Efficient |  |  | 1 | Conventional | WaterHeat | Res - Single Family | Res | ROB Only | 1 | Residential Households | water heater | 20 | DEER:Res_ClothesDishWasher | 1380 | 0 | -196 | SWWH025-07 | 1895.3 | 2022 | 596.2 | 2022 | 2626.7996 | -210.79 | SWWH025-07 | Res Gas Water Heaters - Panel Upgrade - ZEAS 2030 - Marine ¦ SCG ¦ Marine | Res Gas Water Heaters - Panel Upgrade - ZEAS 2030 - Marine | 0.84553 | 0.5 | 0 | RASS 2019 | 747.45 | 2032 | 1 | SWWH025-07
RES-WATERHEAT-FS-PU-14-ZEAS.8 | Res ¦ Res Heat Pump Water Heater (3.50 UEF - 50 Gal) - Fuel Sub - Panel Upgrade - ZEAS 2030 - Marine ¦ SCG ¦ Marine | Res ¦ Res Heat Pump Water Heater (3.50 UEF - 50 Gal) - Fuel Sub - Panel Upgrade - ZEAS 2030 - Marine | SCG ¦ Marine | SCG | All | Electric & Gas | Res Heat Pump Water Heater (3.50 UEF - 50 Gal) - Fuel Sub | Efficient |  |  | 1 | Conventional | WaterHeat | Res - Multi Family | Res | ROB Only | 1 | Residential Households | water heater | 20 | DEER:Res_ClothesDishWasher | 1110 | 0 | -172 | SWWH025-07 | 1895.3 | 2022 | 596.2 | 2022 | 2626.7996 | -210.79 | SWWH025-07 | Res Gas Water Heaters - Panel Upgrade - ZEAS 2030 - Marine ¦ SCG ¦ Marine | Res Gas Water Heaters - Panel Upgrade - ZEAS 2030 - Marine | 0.33538 | 0.5 | 0 | RASS 2019 | 0 | 2012 | 1 | SWWH025-07
RES-WATERHEAT-FS-PU-14-ZEAS.9 | Res ¦ Res Heat Pump Water Heater (3.50 UEF - 50 Gal) - Fuel Sub - Panel Upgrade - ZEAS 2030 - Hot-Dry ¦ SCG ¦ Hot-Dry | Res ¦ Res Heat Pump Water Heater (3.50 UEF - 50 Gal) - Fuel Sub - Panel Upgrade - ZEAS 2030 - Hot-Dry | SCG ¦ Hot-Dry | SCG | All | Electric & Gas | Res Heat Pump Water Heater (3.50 UEF - 50 Gal) - Fuel Sub | Efficient |  |  | 1 | Conventional | WaterHeat | Res - Single Family | Res | ROB Only | 1 | Residential Households | water heater | 20 | DEER:Res_ClothesDishWasher | 1400 | 0 | -192 | SWWH025-07 | 1895.3 | 2022 | 596.2 | 2022 | 2626.7996 | -210.79 | SWWH025-07 | Res Gas Water Heaters - Panel Upgrade - ZEAS 2030 - Hot-Dry ¦ SCG ¦ Hot-Dry | Res Gas Water Heaters - Panel Upgrade - ZEAS 2030 - Hot-Dry | 0.86306 | 0.5 | 0 | RASS 2019 | 747.45 | 2032 | 1 | SWWH025-07
RES-WATERHEAT-FS-PU-14-ZEAS.10 | Res ¦ Res Heat Pump Water Heater (3.50 UEF - 50 Gal) - Fuel Sub - Panel Upgrade - ZEAS 2030 - Hot-Dry ¦ SCG ¦ Hot-Dry | Res ¦ Res Heat Pump Water Heater (3.50 UEF - 50 Gal) - Fuel Sub - Panel Upgrade - ZEAS 2030 - Hot-Dry | SCG ¦ Hot-Dry | SCG | All | Electric & Gas | Res Heat Pump Water Heater (3.50 UEF - 50 Gal) - Fuel Sub | Efficient |  |  | 1 | Conventional | WaterHeat | Res - Multi Family | Res | ROB Only | 1 | Residential Households | water heater | 20 | DEER:Res_ClothesDishWasher | 1120 | 0 | -169 | SWWH025-07 | 1895.3 | 2022 | 596.2 | 2022 | 2626.7996 | -210.79 | SWWH025-07 | Res Gas Water Heaters - Panel Upgrade - ZEAS 2030 - Hot-Dry ¦ SCG ¦ Hot-Dry | Res Gas Water Heaters - Panel Upgrade - ZEAS 2030 - Hot-Dry | 0.27215 | 0.5 | 0 | RASS 2019 | 0 | 2012 | 1 | SWWH025-07
RES-WATERHEAT-FS-PU-14-ZEAS.11 | Res ¦ Res Heat Pump Water Heater (3.50 UEF - 50 Gal) - Fuel Sub - Panel Upgrade - ZEAS 2030 - Cold ¦ SCG ¦ Cold | Res ¦ Res Heat Pump Water Heater (3.50 UEF - 50 Gal) - Fuel Sub - Panel Upgrade - ZEAS 2030 - Cold | SCG ¦ Cold | SCG | All | Electric & Gas | Res Heat Pump Water Heater (3.50 UEF - 50 Gal) - Fuel Sub | Efficient |  |  | 1 | Conventional | WaterHeat | Res - Single Family | Res | ROB Only | 1 | Residential Households | water heater | 20 | DEER:Res_ClothesDishWasher | 2380 | 0 | -227 | SWWH025-07 | 1895.3 | 2022 | 596.2 | 2022 | 2626.7996 | -210.79 | SWWH025-07 | Res Gas Water Heaters - Panel Upgrade - ZEAS 2030 - Cold ¦ SCG ¦ Cold | Res Gas Water Heaters - Panel Upgrade - ZEAS 2030 - Cold | 0.57576 | 0.5 | 0 | RASS 2019 | 747.45 | 2032 | 1 | SWWH025-07
RES-WATERHEAT-FS-PU-14-ZEAS.12 | Res ¦ Res Heat Pump Water Heater (3.50 UEF - 50 Gal) - Fuel Sub - Panel Upgrade - ZEAS 2030 - Cold ¦ SCG ¦ Cold | Res ¦ Res Heat Pump Water Heater (3.50 UEF - 50 Gal) - Fuel Sub - Panel Upgrade - ZEAS 2030 - Cold | SCG ¦ Cold | SCG | All | Electric & Gas | Res Heat Pump Water Heater (3.50 UEF - 50 Gal) - Fuel Sub | Efficient |  |  | 1 | Conventional | WaterHeat | Res - Multi Family | Res | ROB Only | 1 | Residential Households | water heater | 20 | DEER:Res_ClothesDishWasher | 1370 | 0 | -193 | SWWH025-07 | 1895.3 | 2022 | 596.2 | 2022 | 2626.7996 | -210.79 | SWWH025-07 | Res Gas Water Heaters - Panel Upgrade - ZEAS 2030 - Cold ¦ SCG ¦ Cold | Res Gas Water Heaters - Panel Upgrade - ZEAS 2030 - Cold | 0.1935 | 0.5 | 0 | RASS 2019 | 0 | 2012 | 1 | SWWH025-07
RES-WATERHEAT-FS-PU-14-ZEAS.13 | Res ¦ Res Heat Pump Water Heater (3.50 UEF - 50 Gal) - Fuel Sub - Panel Upgrade - ZEAS 2030 - Marine ¦ SDG&E ¦ Marine | Res ¦ Res Heat Pump Water Heater (3.50 UEF - 50 Gal) - Fuel Sub - Panel Upgrade - ZEAS 2030 - Marine | SDG&E ¦ Marine | SDG&E | All | Electric & Gas | Res Heat Pump Water Heater (3.50 UEF - 50 Gal) - Fuel Sub | Efficient |  |  | 1 | Conventional | WaterHeat | Res - Single Family | Res | ROB Only | 1 | Residential Households | water heater | 20 | DEER:Res_ClothesDishWasher | 1380 | 0 | -196 | SWWH025-07 | 1895.3 | 2022 | 596.2 | 2022 | 2626.7996 | -210.79 | SWWH025-07 | Res Gas Water Heaters - Panel Upgrade - ZEAS 2030 - Marine ¦ SDG&E ¦ Marine | Res Gas Water Heaters - Panel Upgrade - ZEAS 2030 - Marine | 0.92491 | 0.5 | 0 | RASS 2019 | 747.45 | 2032 | 1 | SWWH025-07
RES-WATERHEAT-FS-PU-14-ZEAS.14 | Res ¦ Res Heat Pump Water Heater (3.50 UEF - 50 Gal) - Fuel Sub - Panel Upgrade - ZEAS 2030 - Marine ¦ SDG&E ¦ Marine | Res ¦ Res Heat Pump Water Heater (3.50 UEF - 50 Gal) - Fuel Sub - Panel Upgrade - ZEAS 2030 - Marine | SDG&E ¦ Marine | SDG&E | All | Electric & Gas | Res Heat Pump Water Heater (3.50 UEF - 50 Gal) - Fuel Sub | Efficient |  |  | 1 | Conventional | WaterHeat | Res - Multi Family | Res | ROB Only | 1 | Residential Households | water heater | 20 | DEER:Res_ClothesDishWasher | 1110 | 0 | -172 | SWWH025-07 | 1895.3 | 2022 | 596.2 | 2022 | 2626.7996 | -210.79 | SWWH025-07 | Res Gas Water Heaters - Panel Upgrade - ZEAS 2030 - Marine ¦ SDG&E ¦ Marine | Res Gas Water Heaters - Panel Upgrade - ZEAS 2030 - Marine | 0.52432 | 0.5 | 0 | RASS 2019 | 0 | 2012 | 1 | SWWH025-07
RES-WATERHEAT-FS-PU-14-ZEAS.15 | Res ¦ Res Heat Pump Water Heater (3.50 UEF - 50 Gal) - Fuel Sub - Panel Upgrade - ZEAS 2030 - Hot-Dry ¦ SDG&E ¦ Hot-Dry | Res ¦ Res Heat Pump Water Heater (3.50 UEF - 50 Gal) - Fuel Sub - Panel Upgrade - ZEAS 2030 - Hot-Dry | SDG&E ¦ Hot-Dry | SDG&E | All | Electric & Gas | Res Heat Pump Water Heater (3.50 UEF - 50 Gal) - Fuel Sub | Efficient |  |  | 1 | Conventional | WaterHeat | Res - Single Family | Res | ROB Only | 1 | Residential Households | water heater | 20 | DEER:Res_ClothesDishWasher | 1380 | 0 | -196 | SWWH025-07 | 1895.3 | 2022 | 596.2 | 2022 | 2626.7996 | -210.79 | SWWH025-07 | Res Gas Water Heaters - Panel Upgrade - ZEAS 2030 - Hot-Dry ¦ SDG&E ¦ Hot-Dry | Res Gas Water Heaters - Panel Upgrade - ZEAS 2030 - Hot-Dry | 0.88872 | 0.5 | 0 | RASS 2019 | 747.45 | 2032 | 1 | SWWH025-07
RES-WATERHEAT-FS-PU-14-ZEAS.16 | Res ¦ Res Heat Pump Water Heater (3.50 UEF - 50 Gal) - Fuel Sub - Panel Upgrade - ZEAS 2030 - Hot-Dry ¦ SDG&E ¦ Hot-Dry | Res ¦ Res Heat Pump Water Heater (3.50 UEF - 50 Gal) - Fuel Sub - Panel Upgrade - ZEAS 2030 - Hot-Dry | SDG&E ¦ Hot-Dry | SDG&E | All | Electric & Gas | Res Heat Pump Water Heater (3.50 UEF - 50 Gal) - Fuel Sub | Efficient |  |  | 1 | Conventional | WaterHeat | Res - Multi Family | Res | ROB Only | 1 | Residential Households | water heater | 20 | DEER:Res_ClothesDishWasher | 1100 | 0 | -171 | SWWH025-07 | 1895.3 | 2022 | 596.2 | 2022 | 2626.7996 | -210.79 | SWWH025-07 | Res Gas Water Heaters - Panel Upgrade - ZEAS 2030 - Hot-Dry ¦ SDG&E ¦ Hot-Dry | Res Gas Water Heaters - Panel Upgrade - ZEAS 2030 - Hot-Dry | 0.32533 | 0.5 | 0 | RASS 2019 | 0 | 2012 | 1 | SWWH025-07
RES-WATERHEAT-FS-PU-15-ZEAS.1 | Res ¦ Res Heat Pump Water Heater (3.70 UEF - 50 Gal) - Fuel Sub - Panel Upgrade - ZEAS 2030 - Marine ¦ PG&E ¦ Marine | Res ¦ Res Heat Pump Water Heater (3.70 UEF - 50 Gal) - Fuel Sub - Panel Upgrade - ZEAS 2030 - Marine | PG&E ¦ Marine | PG&E | All | Electric & Gas | Res Heat Pump Water Heater (3.70 UEF - 50 Gal) - Fuel Sub | Efficient |  |  | 1 | Conventional | WaterHeat | Res - Single Family | Res | ROB Only | 1 | Residential Households | water heater | 20 | DEER:Res_ClothesDishWasher | 1470 | 0 | -213 | SWWH025-07 | 1982.47 | 2022 | 596.2 | 2022 | 2626.7996 | -210.79 | SWWH025-07 | Res Gas Water Heaters - Panel Upgrade - ZEAS 2030 - Marine ¦ PG&E ¦ Marine | Res Gas Water Heaters - Panel Upgrade - ZEAS 2030 - Marine | 0.8548 | 0.5 | 0 | RASS 2019 | 773.601 | 2032 | 1 | SWWH025-07
RES-WATERHEAT-FS-PU-15-ZEAS.2 | Res ¦ Res Heat Pump Water Heater (3.70 UEF - 50 Gal) - Fuel Sub - Panel Upgrade - ZEAS 2030 - Marine ¦ PG&E ¦ Marine | Res ¦ Res Heat Pump Water Heater (3.70 UEF - 50 Gal) - Fuel Sub - Panel Upgrade - ZEAS 2030 - Marine | PG&E ¦ Marine | PG&E | All | Electric & Gas | Res Heat Pump Water Heater (3.70 UEF - 50 Gal) - Fuel Sub | Efficient |  |  | 1 | Conventional | WaterHeat | Res - Multi Family | Res | ROB Only | 1 | Residential Households | water heater | 20 | DEER:Res_ClothesDishWasher | 1120 | 0 | -185 | SWWH025-07 | 1982.47 | 2022 | 596.2 | 2022 | 2626.7996 | -210.79 | SWWH025-07 | Res Gas Water Heaters - Panel Upgrade - ZEAS 2030 - Marine ¦ PG&E ¦ Marine | Res Gas Water Heaters - Panel Upgrade - ZEAS 2030 - Marine | 0.30454 | 0.5 | 0 | RASS 2019 | 0 | 2012 | 1 | SWWH025-07
RES-WATERHEAT-FS-PU-15-ZEAS.3 | Res ¦ Res Heat Pump Water Heater (3.70 UEF - 50 Gal) - Fuel Sub - Panel Upgrade - ZEAS 2030 - Hot-Dry ¦ PG&E ¦ Hot-Dry | Res ¦ Res Heat Pump Water Heater (3.70 UEF - 50 Gal) - Fuel Sub - Panel Upgrade - ZEAS 2030 - Hot-Dry | PG&E ¦ Hot-Dry | PG&E | All | Electric & Gas | Res Heat Pump Water Heater (3.70 UEF - 50 Gal) - Fuel Sub | Efficient |  |  | 1 | Conventional | WaterHeat | Res - Single Family | Res | ROB Only | 1 | Residential Households | water heater | 20 | DEER:Res_ClothesDishWasher | 1420 | 0 | -202 | SWWH025-07 | 1982.47 | 2022 | 596.2 | 2022 | 2626.7996 | -210.79 | SWWH025-07 | Res Gas Water Heaters - Panel Upgrade - ZEAS 2030 - Hot-Dry ¦ PG&E ¦ Hot-Dry | Res Gas Water Heaters - Panel Upgrade - ZEAS 2030 - Hot-Dry | 0.86268 | 0.5 | 0 | RASS 2019 | 773.601 | 2032 | 1 | SWWH025-07
RES-WATERHEAT-FS-PU-15-ZEAS.4 | Res ¦ Res Heat Pump Water Heater (3.70 UEF - 50 Gal) - Fuel Sub - Panel Upgrade - ZEAS 2030 - Hot-Dry ¦ PG&E ¦ Hot-Dry | Res ¦ Res Heat Pump Water Heater (3.70 UEF - 50 Gal) - Fuel Sub - Panel Upgrade - ZEAS 2030 - Hot-Dry | PG&E ¦ Hot-Dry | PG&E | All | Electric & Gas | Res Heat Pump Water Heater (3.70 UEF - 50 Gal) - Fuel Sub | Efficient |  |  | 1 | Conventional | WaterHeat | Res - Multi Family | Res | ROB Only | 1 | Residential Households | water heater | 20 | DEER:Res_ClothesDishWasher | 1080 | 0 | -177 | SWWH025-07 | 1982.47 | 2022 | 596.2 | 2022 | 2626.7996 | -210.79 | SWWH025-07 | Res Gas Water Heaters - Panel Upgrade - ZEAS 2030 - Hot-Dry ¦ PG&E ¦ Hot-Dry | Res Gas Water Heaters - Panel Upgrade - ZEAS 2030 - Hot-Dry | 0.35325 | 0.5 | 0 | RASS 2019 | 0 | 2012 | 1 | SWWH025-07
RES-WATERHEAT-FS-PU-15-ZEAS.5 | Res ¦ Res Heat Pump Water Heater (3.70 UEF - 50 Gal) - Fuel Sub - Panel Upgrade - ZEAS 2030 - Cold ¦ PG&E ¦ Cold | Res ¦ Res Heat Pump Water Heater (3.70 UEF - 50 Gal) - Fuel Sub - Panel Upgrade - ZEAS 2030 - Cold | PG&E ¦ Cold | PG&E | All | Electric & Gas | Res Heat Pump Water Heater (3.70 UEF - 50 Gal) - Fuel Sub | Efficient |  |  | 1 | Conventional | WaterHeat | Res - Single Family | Res | ROB Only | 1 | Residential Households | water heater | 20 | DEER:Res_ClothesDishWasher | 2270 | 0 | -227 | SWWH025-07 | 1982.47 | 2022 | 596.2 | 2022 | 2626.7996 | -210.79 | SWWH025-07 | Res Gas Water Heaters - Panel Upgrade - ZEAS 2030 - Cold ¦ PG&E ¦ Cold | Res Gas Water Heaters - Panel Upgrade - ZEAS 2030 - Cold | 0.77281 | 0.5 | 0 | RASS 2019 | 773.601 | 2032 | 1 | SWWH025-07
RES-WATERHEAT-FS-PU-15-ZEAS.6 | Res ¦ Res Heat Pump Water Heater (3.70 UEF - 50 Gal) - Fuel Sub - Panel Upgrade - ZEAS 2030 - Cold ¦ PG&E ¦ Cold | Res ¦ Res Heat Pump Water Heater (3.70 UEF - 50 Gal) - Fuel Sub - Panel Upgrade - ZEAS 2030 - Cold | PG&E ¦ Cold | PG&E | All | Electric & Gas | Res Heat Pump Water Heater (3.70 UEF - 50 Gal) - Fuel Sub | Efficient |  |  | 1 | Conventional | WaterHeat | Res - Multi Family | Res | ROB Only | 1 | Residential Households | water heater | 20 | DEER:Res_ClothesDishWasher | 1280 | 0 | -193 | SWWH025-07 | 1982.47 | 2022 | 596.2 | 2022 | 2626.7996 | -210.79 | SWWH025-07 | Res Gas Water Heaters - Panel Upgrade - ZEAS 2030 - Cold ¦ PG&E ¦ Cold | Res Gas Water Heaters - Panel Upgrade - ZEAS 2030 - Cold | 0.1935 | 0.5 | 0 | RASS 2019 | 0 | 2012 | 1 | SWWH025-07
RES-WATERHEAT-FS-PU-15-ZEAS.7 | Res ¦ Res Heat Pump Water Heater (3.70 UEF - 50 Gal) - Fuel Sub - Panel Upgrade - ZEAS 2030 - Marine ¦ SCG ¦ Marine | Res ¦ Res Heat Pump Water Heater (3.70 UEF - 50 Gal) - Fuel Sub - Panel Upgrade - ZEAS 2030 - Marine | SCG ¦ Marine | SCG | All | Electric & Gas | Res Heat Pump Water Heater (3.70 UEF - 50 Gal) - Fuel Sub | Efficient |  |  | 1 | Conventional | WaterHeat | Res - Single Family | Res | ROB Only | 1 | Residential Households | water heater | 20 | DEER:Res_ClothesDishWasher | 1290 | 0 | -196 | SWWH025-07 | 1982.47 | 2022 | 596.2 | 2022 | 2626.7996 | -210.79 | SWWH025-07 | Res Gas Water Heaters - Panel Upgrade - ZEAS 2030 - Marine ¦ SCG ¦ Marine | Res Gas Water Heaters - Panel Upgrade - ZEAS 2030 - Marine | 0.84553 | 0.5 | 0 | RASS 2019 | 773.601 | 2032 | 1 | SWWH025-07
RES-WATERHEAT-FS-PU-15-ZEAS.8 | Res ¦ Res Heat Pump Water Heater (3.70 UEF - 50 Gal) - Fuel Sub - Panel Upgrade - ZEAS 2030 - Marine ¦ SCG ¦ Marine | Res ¦ Res Heat Pump Water Heater (3.70 UEF - 50 Gal) - Fuel Sub - Panel Upgrade - ZEAS 2030 - Marine | SCG ¦ Marine | SCG | All | Electric & Gas | Res Heat Pump Water Heater (3.70 UEF - 50 Gal) - Fuel Sub | Efficient |  |  | 1 | Conventional | WaterHeat | Res - Multi Family | Res | ROB Only | 1 | Residential Households | water heater | 20 | DEER:Res_ClothesDishWasher | 1030 | 0 | -172 | SWWH025-07 | 1982.47 | 2022 | 596.2 | 2022 | 2626.7996 | -210.79 | SWWH025-07 | Res Gas Water Heaters - Panel Upgrade - ZEAS 2030 - Marine ¦ SCG ¦ Marine | Res Gas Water Heaters - Panel Upgrade - ZEAS 2030 - Marine | 0.33538 | 0.5 | 0 | RASS 2019 | 0 | 2012 | 1 | SWWH025-07
RES-WATERHEAT-FS-PU-15-ZEAS.9 | Res ¦ Res Heat Pump Water Heater (3.70 UEF - 50 Gal) - Fuel Sub - Panel Upgrade - ZEAS 2030 - Hot-Dry ¦ SCG ¦ Hot-Dry | Res ¦ Res Heat Pump Water Heater (3.70 UEF - 50 Gal) - Fuel Sub - Panel Upgrade - ZEAS 2030 - Hot-Dry | SCG ¦ Hot-Dry | SCG | All | Electric & Gas | Res Heat Pump Water Heater (3.70 UEF - 50 Gal) - Fuel Sub | Efficient |  |  | 1 | Conventional | WaterHeat | Res - Single Family | Res | ROB Only | 1 | Residential Households | water heater | 20 | DEER:Res_ClothesDishWasher | 1300 | 0 | -192 | SWWH025-07 | 1982.47 | 2022 | 596.2 | 2022 | 2626.7996 | -210.79 | SWWH025-07 | Res Gas Water Heaters - Panel Upgrade - ZEAS 2030 - Hot-Dry ¦ SCG ¦ Hot-Dry | Res Gas Water Heaters - Panel Upgrade - ZEAS 2030 - Hot-Dry | 0.86306 | 0.5 | 0 | RASS 2019 | 773.601 | 2032 | 1 | SWWH025-07
RES-WATERHEAT-FS-PU-15-ZEAS.10 | Res ¦ Res Heat Pump Water Heater (3.70 UEF - 50 Gal) - Fuel Sub - Panel Upgrade - ZEAS 2030 - Hot-Dry ¦ SCG ¦ Hot-Dry | Res ¦ Res Heat Pump Water Heater (3.70 UEF - 50 Gal) - Fuel Sub - Panel Upgrade - ZEAS 2030 - Hot-Dry | SCG ¦ Hot-Dry | SCG | All | Electric & Gas | Res Heat Pump Water Heater (3.70 UEF - 50 Gal) - Fuel Sub | Efficient |  |  | 1 | Conventional | WaterHeat | Res - Multi Family | Res | ROB Only | 1 | Residential Households | water heater | 20 | DEER:Res_ClothesDishWasher | 1040 | 0 | -169 | SWWH025-07 | 1982.47 | 2022 | 596.2 | 2022 | 2626.7996 | -210.79 | SWWH025-07 | Res Gas Water Heaters - Panel Upgrade - ZEAS 2030 - Hot-Dry ¦ SCG ¦ Hot-Dry | Res Gas Water Heaters - Panel Upgrade - ZEAS 2030 - Hot-Dry | 0.27215 | 0.5 | 0 | RASS 2019 | 0 | 2012 | 1 | SWWH025-07
RES-WATERHEAT-FS-PU-15-ZEAS.11 | Res ¦ Res Heat Pump Water Heater (3.70 UEF - 50 Gal) - Fuel Sub - Panel Upgrade - ZEAS 2030 - Cold ¦ SCG ¦ Cold | Res ¦ Res Heat Pump Water Heater (3.70 UEF - 50 Gal) - Fuel Sub - Panel Upgrade - ZEAS 2030 - Cold | SCG ¦ Cold | SCG | All | Electric & Gas | Res Heat Pump Water Heater (3.70 UEF - 50 Gal) - Fuel Sub | Efficient |  |  | 1 | Conventional | WaterHeat | Res - Single Family | Res | ROB Only | 1 | Residential Households | water heater | 20 | DEER:Res_ClothesDishWasher | 2270 | 0 | -227 | SWWH025-07 | 1982.47 | 2022 | 596.2 | 2022 | 2626.7996 | -210.79 | SWWH025-07 | Res Gas Water Heaters - Panel Upgrade - ZEAS 2030 - Cold ¦ SCG ¦ Cold | Res Gas Water Heaters - Panel Upgrade - ZEAS 2030 - Cold | 0.57576 | 0.5 | 0 | RASS 2019 | 773.601 | 2032 | 1 | SWWH025-07
RES-WATERHEAT-FS-PU-15-ZEAS.12 | Res ¦ Res Heat Pump Water Heater (3.70 UEF - 50 Gal) - Fuel Sub - Panel Upgrade - ZEAS 2030 - Cold ¦ SCG ¦ Cold | Res ¦ Res Heat Pump Water Heater (3.70 UEF - 50 Gal) - Fuel Sub - Panel Upgrade - ZEAS 2030 - Cold | SCG ¦ Cold | SCG | All | Electric & Gas | Res Heat Pump Water Heater (3.70 UEF - 50 Gal) - Fuel Sub | Efficient |  |  | 1 | Conventional | WaterHeat | Res - Multi Family | Res | ROB Only | 1 | Residential Households | water heater | 20 | DEER:Res_ClothesDishWasher | 1280 | 0 | -193 | SWWH025-07 | 1982.47 | 2022 | 596.2 | 2022 | 2626.7996 | -210.79 | SWWH025-07 | Res Gas Water Heaters - Panel Upgrade - ZEAS 2030 - Cold ¦ SCG ¦ Cold | Res Gas Water Heaters - Panel Upgrade - ZEAS 2030 - Cold | 0.1935 | 0.5 | 0 | RASS 2019 | 0 | 2012 | 1 | SWWH025-07
RES-WATERHEAT-FS-PU-15-ZEAS.13 | Res ¦ Res Heat Pump Water Heater (3.70 UEF - 50 Gal) - Fuel Sub - Panel Upgrade - ZEAS 2030 - Marine ¦ SDG&E ¦ Marine | Res ¦ Res Heat Pump Water Heater (3.70 UEF - 50 Gal) - Fuel Sub - Panel Upgrade - ZEAS 2030 - Marine | SDG&E ¦ Marine | SDG&E | All | Electric & Gas | Res Heat Pump Water Heater (3.70 UEF - 50 Gal) - Fuel Sub | Efficient |  |  | 1 | Conventional | WaterHeat | Res - Single Family | Res | ROB Only | 1 | Residential Households | water heater | 20 | DEER:Res_ClothesDishWasher | 1290 | 0 | -196 | SWWH025-07 | 1982.47 | 2022 | 596.2 | 2022 | 2626.7996 | -210.79 | SWWH025-07 | Res Gas Water Heaters - Panel Upgrade - ZEAS 2030 - Marine ¦ SDG&E ¦ Marine | Res Gas Water Heaters - Panel Upgrade - ZEAS 2030 - Marine | 0.92491 | 0.5 | 0 | RASS 2019 | 773.601 | 2032 | 1 | SWWH025-07
RES-WATERHEAT-FS-PU-15-ZEAS.14 | Res ¦ Res Heat Pump Water Heater (3.70 UEF - 50 Gal) - Fuel Sub - Panel Upgrade - ZEAS 2030 - Marine ¦ SDG&E ¦ Marine | Res ¦ Res Heat Pump Water Heater (3.70 UEF - 50 Gal) - Fuel Sub - Panel Upgrade - ZEAS 2030 - Marine | SDG&E ¦ Marine | SDG&E | All | Electric & Gas | Res Heat Pump Water Heater (3.70 UEF - 50 Gal) - Fuel Sub | Efficient |  |  | 1 | Conventional | WaterHeat | Res - Multi Family | Res | ROB Only | 1 | Residential Households | water heater | 20 | DEER:Res_ClothesDishWasher | 1030 | 0 | -172 | SWWH025-07 | 1982.47 | 2022 | 596.2 | 2022 | 2626.7996 | -210.79 | SWWH025-07 | Res Gas Water Heaters - Panel Upgrade - ZEAS 2030 - Marine ¦ SDG&E ¦ Marine | Res Gas Water Heaters - Panel Upgrade - ZEAS 2030 - Marine | 0.52432 | 0.5 | 0 | RASS 2019 | 0 | 2012 | 1 | SWWH025-07
RES-WATERHEAT-FS-PU-15-ZEAS.15 | Res ¦ Res Heat Pump Water Heater (3.70 UEF - 50 Gal) - Fuel Sub - Panel Upgrade - ZEAS 2030 - Hot-Dry ¦ SDG&E ¦ Hot-Dry | Res ¦ Res Heat Pump Water Heater (3.70 UEF - 50 Gal) - Fuel Sub - Panel Upgrade - ZEAS 2030 - Hot-Dry | SDG&E ¦ Hot-Dry | SDG&E | All | Electric & Gas | Res Heat Pump Water Heater (3.70 UEF - 50 Gal) - Fuel Sub | Efficient |  |  | 1 | Conventional | WaterHeat | Res - Single Family | Res | ROB Only | 1 | Residential Households | water heater | 20 | DEER:Res_ClothesDishWasher | 1280 | 0 | -196 | SWWH025-07 | 1982.47 | 2022 | 596.2 | 2022 | 2626.7996 | -210.79 | SWWH025-07 | Res Gas Water Heaters - Panel Upgrade - ZEAS 2030 - Hot-Dry ¦ SDG&E ¦ Hot-Dry | Res Gas Water Heaters - Panel Upgrade - ZEAS 2030 - Hot-Dry | 0.88872 | 0.5 | 0 | RASS 2019 | 773.601 | 2032 | 1 | SWWH025-07
RES-WATERHEAT-FS-PU-15-ZEAS.16 | Res ¦ Res Heat Pump Water Heater (3.70 UEF - 50 Gal) - Fuel Sub - Panel Upgrade - ZEAS 2030 - Hot-Dry ¦ SDG&E ¦ Hot-Dry | Res ¦ Res Heat Pump Water Heater (3.70 UEF - 50 Gal) - Fuel Sub - Panel Upgrade - ZEAS 2030 - Hot-Dry | SDG&E ¦ Hot-Dry | SDG&E | All | Electric & Gas | Res Heat Pump Water Heater (3.70 UEF - 50 Gal) - Fuel Sub | Efficient |  |  | 1 | Conventional | WaterHeat | Res - Multi Family | Res | ROB Only | 1 | Residential Households | water heater | 20 | DEER:Res_ClothesDishWasher | 1030 | 0 | -171 | SWWH025-07 | 1982.47 | 2022 | 596.2 | 2022 | 2626.7996 | -210.79 | SWWH025-07 | Res Gas Water Heaters - Panel Upgrade - ZEAS 2030 - Hot-Dry ¦ SDG&E ¦ Hot-Dry | Res Gas Water Heaters - Panel Upgrade - ZEAS 2030 - Hot-Dry | 0.32533 | 0.5 | 0 | RASS 2019 | 0 | 2012 | 1 | SWWH025-07
RES-WATERHEAT-FS-20-ZEAS.1 | Res ¦ Res Code Central Gas Water Heater (150+ kBtuh, 0.84 Et) - ZEAS 2030 - Marine ¦ PG&E ¦ Marine | Res ¦ Res Code Central Gas Water Heater (150+ kBtuh, 0.84 Et) - ZEAS 2030 - Marine | PG&E ¦ Marine | PG&E | All | Electric & Gas | Large MFm central gas WH, 0.84 Et | Average Existing and Code |  | 2030 | 1 | Conventional | WaterHeat | Res - Single Family | Res | ROB and NEW | 0 | Residential Households | water heater | 20 | DEER:Res_ClothesDishWasher | 0 | 0 | 0 | SWWH028-05 | 30901.5 | 2026 | 24888 | 2026 | 0 | 0 | SWWH028-05 | Res Multifamily Central Gas Water Heaters - ZEAS 2030 - Marine ¦ PG&E ¦ Marine | Res Multifamily Central Gas Water Heaters - ZEAS 2030 - Marine | 0 | 0.5 | 0 | RASS 2019, same as Res Gas Water Heater | 0 | 2012 | 1 | SWWH028-05
RES-WATERHEAT-FS-20-ZEAS.2 | Res ¦ Res Code Central Gas Water Heater (150+ kBtuh, 0.84 Et) - ZEAS 2030 - Marine ¦ PG&E ¦ Marine | Res ¦ Res Code Central Gas Water Heater (150+ kBtuh, 0.84 Et) - ZEAS 2030 - Marine | PG&E ¦ Marine | PG&E | All | Electric & Gas | Large MFm central gas WH, 0.84 Et | Average Existing and Code |  | 2030 | 1 | Conventional | WaterHeat | Res - Multi Family | Res | ROB and NEW | 0 | Residential Households | water heater | 20 | DEER:Res_ClothesDishWasher | 0 | 0 | 0 | SWWH028-05 | 30901.5 | 2026 | 24888 | 2026 | 0 | 0 | SWWH028-05 | Res Multifamily Central Gas Water Heaters - ZEAS 2030 - Marine ¦ PG&E ¦ Marine | Res Multifamily Central Gas Water Heaters - ZEAS 2030 - Marine | 0.20303 | 0.5 | 1 | RASS 2019, same as Res Gas Water Heater | 0 | 2012 | 1 | SWWH028-05
RES-WATERHEAT-FS-20-ZEAS.3 | Res ¦ Res Code Central Gas Water Heater (150+ kBtuh, 0.84 Et) - ZEAS 2030 - Hot-Dry ¦ PG&E ¦ Hot-Dry | Res ¦ Res Code Central Gas Water Heater (150+ kBtuh, 0.84 Et) - ZEAS 2030 - Hot-Dry | PG&E ¦ Hot-Dry | PG&E | All | Electric & Gas | Large MFm central gas WH, 0.84 Et | Average Existing and Code |  | 2030 | 1 | Conventional | WaterHeat | Res - Single Family | Res | ROB and NEW | 0 | Residential Households | water heater | 20 | DEER:Res_ClothesDishWasher | 0 | 0 | 0 | SWWH028-05 | 30901.5 | 2026 | 24888 | 2026 | 0 | 0 | SWWH028-05 | Res Multifamily Central Gas Water Heaters - ZEAS 2030 - Hot-Dry ¦ PG&E ¦ Hot-Dry | Res Multifamily Central Gas Water Heaters - ZEAS 2030 - Hot-Dry | 0 | 0.5 | 0 | RASS 2019, same as Res Gas Water Heater | 0 | 2012 | 1 | SWWH028-05
RES-WATERHEAT-FS-20-ZEAS.4 | Res ¦ Res Code Central Gas Water Heater (150+ kBtuh, 0.84 Et) - ZEAS 2030 - Hot-Dry ¦ PG&E ¦ Hot-Dry | Res ¦ Res Code Central Gas Water Heater (150+ kBtuh, 0.84 Et) - ZEAS 2030 - Hot-Dry | PG&E ¦ Hot-Dry | PG&E | All | Electric & Gas | Large MFm central gas WH, 0.84 Et | Average Existing and Code |  | 2030 | 1 | Conventional | WaterHeat | Res - Multi Family | Res | ROB and NEW | 0 | Residential Households | water heater | 20 | DEER:Res_ClothesDishWasher | 0 | 0 | 0 | SWWH028-05 | 30901.5 | 2026 | 24888 | 2026 | 0 | 0 | SWWH028-05 | Res Multifamily Central Gas Water Heaters - ZEAS 2030 - Hot-Dry ¦ PG&E ¦ Hot-Dry | Res Multifamily Central Gas Water Heaters - ZEAS 2030 - Hot-Dry | 0.2355 | 0.5 | 1 | RASS 2019, same as Res Gas Water Heater | 0 | 2012 | 1 | SWWH028-05
RES-WATERHEAT-FS-20-ZEAS.5 | Res ¦ Res Code Central Gas Water Heater (150+ kBtuh, 0.84 Et) - ZEAS 2030 - Cold ¦ PG&E ¦ Cold | Res ¦ Res Code Central Gas Water Heater (150+ kBtuh, 0.84 Et) - ZEAS 2030 - Cold | PG&E ¦ Cold | PG&E | All | Electric & Gas | Large MFm central gas WH, 0.84 Et | Average Existing and Code |  | 2030 | 1 | Conventional | WaterHeat | Res - Single Family | Res | ROB and NEW | 0 | Residential Households | water heater | 20 | DEER:Res_ClothesDishWasher | 0 | 0 | 0 | SWWH028-05 | 30901.5 | 2026 | 24888 | 2026 | 0 | 0 | SWWH028-05 | Res Multifamily Central Gas Water Heaters - ZEAS 2030 - Cold ¦ PG&E ¦ Cold | Res Multifamily Central Gas Water Heaters - ZEAS 2030 - Cold | 0 | 0.5 | 0 | RASS 2019, same as Res Gas Water Heater | 0 | 2012 | 1 | SWWH028-05
RES-WATERHEAT-FS-20-ZEAS.6 | Res ¦ Res Code Central Gas Water Heater (150+ kBtuh, 0.84 Et) - ZEAS 2030 - Cold ¦ PG&E ¦ Cold | Res ¦ Res Code Central Gas Water Heater (150+ kBtuh, 0.84 Et) - ZEAS 2030 - Cold | PG&E ¦ Cold | PG&E | All | Electric & Gas | Large MFm central gas WH, 0.84 Et | Average Existing and Code |  | 2030 | 1 | Conventional | WaterHeat | Res - Multi Family | Res | ROB and NEW | 0 | Residential Households | water heater | 20 | DEER:Res_ClothesDishWasher | 0 | 0 | 0 | SWWH028-05 | 30901.5 | 2026 | 24888 | 2026 | 0 | 0 | SWWH028-05 | Res Multifamily Central Gas Water Heaters - ZEAS 2030 - Cold ¦ PG&E ¦ Cold | Res Multifamily Central Gas Water Heaters - ZEAS 2030 - Cold | 0.129 | 0.5 | 1 | RASS 2019, same as Res Gas Water Heater | 0 | 2012 | 1 | SWWH028-05
RES-WATERHEAT-FS-20-ZEAS.7 | Res ¦ Res Code Central Gas Water Heater (150+ kBtuh, 0.84 Et) - ZEAS 2030 - Marine ¦ SCG ¦ Marine | Res ¦ Res Code Central Gas Water Heater (150+ kBtuh, 0.84 Et) - ZEAS 2030 - Marine | SCG ¦ Marine | SCG | All | Electric & Gas | Large MFm central gas WH, 0.84 Et | Average Existing and Code |  | 2030 | 1 | Conventional | WaterHeat | Res - Single Family | Res | ROB and NEW | 0 | Residential Households | water heater | 20 | DEER:Res_ClothesDishWasher | 0 | 0 | 0 | SWWH028-05 | 30901.5 | 2026 | 24888 | 2026 | 0 | 0 | SWWH028-05 | Res Multifamily Central Gas Water Heaters - ZEAS 2030 - Marine ¦ SCG ¦ Marine | Res Multifamily Central Gas Water Heaters - ZEAS 2030 - Marine | 0 | 0.5 | 0 | RASS 2019, same as Res Gas Water Heater | 0 | 2012 | 1 | SWWH028-05
RES-WATERHEAT-FS-20-ZEAS.8 | Res ¦ Res Code Central Gas Water Heater (150+ kBtuh, 0.84 Et) - ZEAS 2030 - Marine ¦ SCG ¦ Marine | Res ¦ Res Code Central Gas Water Heater (150+ kBtuh, 0.84 Et) - ZEAS 2030 - Marine | SCG ¦ Marine | SCG | All | Electric & Gas | Large MFm central gas WH, 0.84 Et | Average Existing and Code |  | 2030 | 1 | Conventional | WaterHeat | Res - Multi Family | Res | ROB and NEW | 0 | Residential Households | water heater | 20 | DEER:Res_ClothesDishWasher | 0 | 0 | 0 | SWWH028-05 | 30901.5 | 2026 | 24888 | 2026 | 0 | 0 | SWWH028-05 | Res Multifamily Central Gas Water Heaters - ZEAS 2030 - Marine ¦ SCG ¦ Marine | Res Multifamily Central Gas Water Heaters - ZEAS 2030 - Marine | 0.22359 | 0.5 | 1 | RASS 2019, same as Res Gas Water Heater | 0 | 2012 | 1 | SWWH028-05
RES-WATERHEAT-FS-20-ZEAS.9 | Res ¦ Res Code Central Gas Water Heater (150+ kBtuh, 0.84 Et) - ZEAS 2030 - Hot-Dry ¦ SCG ¦ Hot-Dry | Res ¦ Res Code Central Gas Water Heater (150+ kBtuh, 0.84 Et) - ZEAS 2030 - Hot-Dry | SCG ¦ Hot-Dry | SCG | All | Electric & Gas | Large MFm central gas WH, 0.84 Et | Average Existing and Code |  | 2030 | 1 | Conventional | WaterHeat | Res - Single Family | Res | ROB and NEW | 0 | Residential Households | water heater | 20 | DEER:Res_ClothesDishWasher | 0 | 0 | 0 | SWWH028-05 | 30901.5 | 2026 | 24888 | 2026 | 0 | 0 | SWWH028-05 | Res Multifamily Central Gas Water Heaters - ZEAS 2030 - Hot-Dry ¦ SCG ¦ Hot-Dry | Res Multifamily Central Gas Water Heaters - ZEAS 2030 - Hot-Dry | 0 | 0.5 | 0 | RASS 2019, same as Res Gas Water Heater | 0 | 2012 | 1 | SWWH028-05
RES-WATERHEAT-FS-20-ZEAS.10 | Res ¦ Res Code Central Gas Water Heater (150+ kBtuh, 0.84 Et) - ZEAS 2030 - Hot-Dry ¦ SCG ¦ Hot-Dry | Res ¦ Res Code Central Gas Water Heater (150+ kBtuh, 0.84 Et) - ZEAS 2030 - Hot-Dry | SCG ¦ Hot-Dry | SCG | All | Electric & Gas | Large MFm central gas WH, 0.84 Et | Average Existing and Code |  | 2030 | 1 | Conventional | WaterHeat | Res - Multi Family | Res | ROB and NEW | 0 | Residential Households | water heater | 20 | DEER:Res_ClothesDishWasher | 0 | 0 | 0 | SWWH028-05 | 30901.5 | 2026 | 24888 | 2026 | 0 | 0 | SWWH028-05 | Res Multifamily Central Gas Water Heaters - ZEAS 2030 - Hot-Dry ¦ SCG ¦ Hot-Dry | Res Multifamily Central Gas Water Heaters - ZEAS 2030 - Hot-Dry | 0.18144 | 0.5 | 1 | RASS 2019, same as Res Gas Water Heater | 0 | 2012 | 1 | SWWH028-05
RES-WATERHEAT-FS-20-ZEAS.11 | Res ¦ Res Code Central Gas Water Heater (150+ kBtuh, 0.84 Et) - ZEAS 2030 - Cold ¦ SCG ¦ Cold | Res ¦ Res Code Central Gas Water Heater (150+ kBtuh, 0.84 Et) - ZEAS 2030 - Cold | SCG ¦ Cold | SCG | All | Electric & Gas | Large MFm central gas WH, 0.84 Et | Average Existing and Code |  | 2030 | 1 | Conventional | WaterHeat | Res - Single Family | Res | ROB and NEW | 0 | Residential Households | water heater | 20 | DEER:Res_ClothesDishWasher | 0 | 0 | 0 | SWWH028-05 | 30901.5 | 2026 | 24888 | 2026 | 0 | 0 | SWWH028-05 | Res Multifamily Central Gas Water Heaters - ZEAS 2030 - Cold ¦ SCG ¦ Cold | Res Multifamily Central Gas Water Heaters - ZEAS 2030 - Cold | 0 | 0.5 | 0 | RASS 2019, same as Res Gas Water Heater | 0 | 2012 | 1 | SWWH028-05
RES-WATERHEAT-FS-20-ZEAS.12 | Res ¦ Res Code Central Gas Water Heater (150+ kBtuh, 0.84 Et) - ZEAS 2030 - Cold ¦ SCG ¦ Cold | Res ¦ Res Code Central Gas Water Heater (150+ kBtuh, 0.84 Et) - ZEAS 2030 - Cold | SCG ¦ Cold | SCG | All | Electric & Gas | Large MFm central gas WH, 0.84 Et | Average Existing and Code |  | 2030 | 1 | Conventional | WaterHeat | Res - Multi Family | Res | ROB and NEW | 0 | Residential Households | water heater | 20 | DEER:Res_ClothesDishWasher | 0 | 0 | 0 | SWWH028-05 | 30901.5 | 2026 | 24888 | 2026 | 0 | 0 | SWWH028-05 | Res Multifamily Central Gas Water Heaters - ZEAS 2030 - Cold ¦ SCG ¦ Cold | Res Multifamily Central Gas Water Heaters - ZEAS 2030 - Cold | 0.129 | 0.5 | 1 | RASS 2019, same as Res Gas Water Heater | 0 | 2012 | 1 | SWWH028-05
RES-WATERHEAT-FS-20-ZEAS.13 | Res ¦ Res Code Central Gas Water Heater (150+ kBtuh, 0.84 Et) - ZEAS 2030 - Marine ¦ SDG&E ¦ Marine | Res ¦ Res Code Central Gas Water Heater (150+ kBtuh, 0.84 Et) - ZEAS 2030 - Marine | SDG&E ¦ Marine | SDG&E | All | Electric & Gas | Large MFm central gas WH, 0.84 Et | Average Existing and Code |  | 2030 | 1 | Conventional | WaterHeat | Res - Single Family | Res | ROB and NEW | 0 | Residential Households | water heater | 20 | DEER:Res_ClothesDishWasher | 0 | 0 | 0 | SWWH028-05 | 30901.5 | 2026 | 24888 | 2026 | 0 | 0 | SWWH028-05 | Res Multifamily Central Gas Water Heaters - ZEAS 2030 - Marine ¦ SDG&E ¦ Marine | Res Multifamily Central Gas Water Heaters - ZEAS 2030 - Marine | 0 | 0.5 | 0 | RASS 2019, same as Res Gas Water Heater | 0 | 2012 | 1 | SWWH028-05
RES-WATERHEAT-FS-20-ZEAS.14 | Res ¦ Res Code Central Gas Water Heater (150+ kBtuh, 0.84 Et) - ZEAS 2030 - Marine ¦ SDG&E ¦ Marine | Res ¦ Res Code Central Gas Water Heater (150+ kBtuh, 0.84 Et) - ZEAS 2030 - Marine | SDG&E ¦ Marine | SDG&E | All | Electric & Gas | Large MFm central gas WH, 0.84 Et | Average Existing and Code |  | 2030 | 1 | Conventional | WaterHeat | Res - Multi Family | Res | ROB and NEW | 0 | Residential Households | water heater | 20 | DEER:Res_ClothesDishWasher | 0 | 0 | 0 | SWWH028-05 | 30901.5 | 2026 | 24888 | 2026 | 0 | 0 | SWWH028-05 | Res Multifamily Central Gas Water Heaters - ZEAS 2030 - Marine ¦ SDG&E ¦ Marine | Res Multifamily Central Gas Water Heaters - ZEAS 2030 - Marine | 0.34955 | 0.5 | 1 | RASS 2019, same as Res Gas Water Heater | 0 | 2012 | 1 | SWWH028-05
RES-WATERHEAT-FS-20-ZEAS.15 | Res ¦ Res Code Central Gas Water Heater (150+ kBtuh, 0.84 Et) - ZEAS 2030 - Hot-Dry ¦ SDG&E ¦ Hot-Dry | Res ¦ Res Code Central Gas Water Heater (150+ kBtuh, 0.84 Et) - ZEAS 2030 - Hot-Dry | SDG&E ¦ Hot-Dry | SDG&E | All | Electric & Gas | Large MFm central gas WH, 0.84 Et | Average Existing and Code |  | 2030 | 1 | Conventional | WaterHeat | Res - Single Family | Res | ROB and NEW | 0 | Residential Households | water heater | 20 | DEER:Res_ClothesDishWasher | 0 | 0 | 0 | SWWH028-05 | 30901.5 | 2026 | 24888 | 2026 | 0 | 0 | SWWH028-05 | Res Multifamily Central Gas Water Heaters - ZEAS 2030 - Hot-Dry ¦ SDG&E ¦ Hot-Dry | Res Multifamily Central Gas Water Heaters - ZEAS 2030 - Hot-Dry | 0 | 0.5 | 0 | RASS 2019, same as Res Gas Water Heater | 0 | 2012 | 1 | SWWH028-05
RES-WATERHEAT-FS-20-ZEAS.16 | Res ¦ Res Code Central Gas Water Heater (150+ kBtuh, 0.84 Et) - ZEAS 2030 - Hot-Dry ¦ SDG&E ¦ Hot-Dry | Res ¦ Res Code Central Gas Water Heater (150+ kBtuh, 0.84 Et) - ZEAS 2030 - Hot-Dry | SDG&E ¦ Hot-Dry | SDG&E | All | Electric & Gas | Large MFm central gas WH, 0.84 Et | Average Existing and Code |  | 2030 | 1 | Conventional | WaterHeat | Res - Multi Family | Res | ROB and NEW | 0 | Residential Households | water heater | 20 | DEER:Res_ClothesDishWasher | 0 | 0 | 0 | SWWH028-05 | 30901.5 | 2026 | 24888 | 2026 | 0 | 0 | SWWH028-05 | Res Multifamily Central Gas Water Heaters - ZEAS 2030 - Hot-Dry ¦ SDG&E ¦ Hot-Dry | Res Multifamily Central Gas Water Heaters - ZEAS 2030 - Hot-Dry | 0.21689 | 0.5 | 1 | RASS 2019, same as Res Gas Water Heater | 0 | 2012 | 1 | SWWH028-05
RES-WATERHEAT-FS-21-ZEAS.1 | Res ¦ Res Central Heat Pump Water Heater (150+ kBtuh, 3.0 COP) - Fuel Sub - ZEAS 2030 - Marine ¦ PG&E ¦ Marine | Res ¦ Res Central Heat Pump Water Heater (150+ kBtuh, 3.0 COP) - Fuel Sub - ZEAS 2030 - Marine | PG&E ¦ Marine | PG&E | All | Electric & Gas | Large MFm HPWH, 3.0 COP (>150 kBtuh) | Efficient | 2030 |  | 1 | Conventional | WaterHeat | Res - Single Family | Res | ROB Only | 1 | Residential Households | water heater | 20 | DEER:Res_ClothesDishWasher | 110100 | 0 | -8535 | SWWH028-05 | 65907 | 2026 | 49545 | 2026 | 0 | -3111 | SWWH028-05 | Res Multifamily Central Gas Water Heaters - ZEAS 2030 - Marine ¦ PG&E ¦ Marine | Res Multifamily Central Gas Water Heaters - ZEAS 2030 - Marine | 0 | 0.5 | 0 | RASS 2019, same as Res Gas Water Heater | 0 | 2012 | 1 | SWWH028-05
RES-WATERHEAT-FS-21-ZEAS.2 | Res ¦ Res Central Heat Pump Water Heater (150+ kBtuh, 3.0 COP) - Fuel Sub - ZEAS 2030 - Marine ¦ PG&E ¦ Marine | Res ¦ Res Central Heat Pump Water Heater (150+ kBtuh, 3.0 COP) - Fuel Sub - ZEAS 2030 - Marine | PG&E ¦ Marine | PG&E | All | Electric & Gas | Large MFm HPWH, 3.0 COP (>150 kBtuh) | Efficient | 2030 |  | 1 | Conventional | WaterHeat | Res - Multi Family | Res | ROB Only | 1 | Residential Households | water heater | 20 | DEER:Res_ClothesDishWasher | 110100 | 0 | -8535 | SWWH028-05 | 65907 | 2026 | 49545 | 2026 | 0 | -3111 | SWWH028-05 | Res Multifamily Central Gas Water Heaters - ZEAS 2030 - Marine ¦ PG&E ¦ Marine | Res Multifamily Central Gas Water Heaters - ZEAS 2030 - Marine | 0.20303 | 0.5 | 0 | RASS 2019, same as Res Gas Water Heater | 0 | 2012 | 1 | SWWH028-05
RES-WATERHEAT-FS-21-ZEAS.3 | Res ¦ Res Central Heat Pump Water Heater (150+ kBtuh, 3.0 COP) - Fuel Sub - ZEAS 2030 - Hot-Dry ¦ PG&E ¦ Hot-Dry | Res ¦ Res Central Heat Pump Water Heater (150+ kBtuh, 3.0 COP) - Fuel Sub - ZEAS 2030 - Hot-Dry | PG&E ¦ Hot-Dry | PG&E | All | Electric & Gas | Large MFm HPWH, 3.0 COP (>150 kBtuh) | Efficient | 2030 |  | 1 | Conventional | WaterHeat | Res - Single Family | Res | ROB Only | 1 | Residential Households | water heater | 20 | DEER:Res_ClothesDishWasher | 105450 | 0 | -7950 | SWWH028-05 | 65907 | 2026 | 49545 | 2026 | 0 | -3111 | SWWH028-05 | Res Multifamily Central Gas Water Heaters - ZEAS 2030 - Hot-Dry ¦ PG&E ¦ Hot-Dry | Res Multifamily Central Gas Water Heaters - ZEAS 2030 - Hot-Dry | 0 | 0.5 | 0 | RASS 2019, same as Res Gas Water Heater | 0 | 2012 | 1 | SWWH028-05
RES-WATERHEAT-FS-21-ZEAS.4 | Res ¦ Res Central Heat Pump Water Heater (150+ kBtuh, 3.0 COP) - Fuel Sub - ZEAS 2030 - Hot-Dry ¦ PG&E ¦ Hot-Dry | Res ¦ Res Central Heat Pump Water Heater (150+ kBtuh, 3.0 COP) - Fuel Sub - ZEAS 2030 - Hot-Dry | PG&E ¦ Hot-Dry | PG&E | All | Electric & Gas | Large MFm HPWH, 3.0 COP (>150 kBtuh) | Efficient | 2030 |  | 1 | Conventional | WaterHeat | Res - Multi Family | Res | ROB Only | 1 | Residential Households | water heater | 20 | DEER:Res_ClothesDishWasher | 105450 | 0 | -7950 | SWWH028-05 | 65907 | 2026 | 49545 | 2026 | 0 | -3111 | SWWH028-05 | Res Multifamily Central Gas Water Heaters - ZEAS 2030 - Hot-Dry ¦ PG&E ¦ Hot-Dry | Res Multifamily Central Gas Water Heaters - ZEAS 2030 - Hot-Dry | 0.2355 | 0.5 | 0 | RASS 2019, same as Res Gas Water Heater | 0 | 2012 | 1 | SWWH028-05
RES-WATERHEAT-FS-21-ZEAS.5 | Res ¦ Res Central Heat Pump Water Heater (150+ kBtuh, 3.0 COP) - Fuel Sub - ZEAS 2030 - Cold ¦ PG&E ¦ Cold | Res ¦ Res Central Heat Pump Water Heater (150+ kBtuh, 3.0 COP) - Fuel Sub - ZEAS 2030 - Cold | PG&E ¦ Cold | PG&E | All | Electric & Gas | Large MFm HPWH, 3.0 COP (>150 kBtuh) | Efficient | 2030 |  | 1 | Conventional | WaterHeat | Res - Single Family | Res | ROB Only | 1 | Residential Households | water heater | 20 | DEER:Res_ClothesDishWasher | 104250 | 0 | -8700 | SWWH028-05 | 65907 | 2026 | 49545 | 2026 | 0 | -3111 | SWWH028-05 | Res Multifamily Central Gas Water Heaters - ZEAS 2030 - Cold ¦ PG&E ¦ Cold | Res Multifamily Central Gas Water Heaters - ZEAS 2030 - Cold | 0 | 0.5 | 0 | RASS 2019, same as Res Gas Water Heater | 0 | 2012 | 1 | SWWH028-05
RES-WATERHEAT-FS-21-ZEAS.6 | Res ¦ Res Central Heat Pump Water Heater (150+ kBtuh, 3.0 COP) - Fuel Sub - ZEAS 2030 - Cold ¦ PG&E ¦ Cold | Res ¦ Res Central Heat Pump Water Heater (150+ kBtuh, 3.0 COP) - Fuel Sub - ZEAS 2030 - Cold | PG&E ¦ Cold | PG&E | All | Electric & Gas | Large MFm HPWH, 3.0 COP (>150 kBtuh) | Efficient | 2030 |  | 1 | Conventional | WaterHeat | Res - Multi Family | Res | ROB Only | 1 | Residential Households | water heater | 20 | DEER:Res_ClothesDishWasher | 104250 | 0 | -8700 | SWWH028-05 | 65907 | 2026 | 49545 | 2026 | 0 | -3111 | SWWH028-05 | Res Multifamily Central Gas Water Heaters - ZEAS 2030 - Cold ¦ PG&E ¦ Cold | Res Multifamily Central Gas Water Heaters - ZEAS 2030 - Cold | 0.129 | 0.5 | 0 | RASS 2019, same as Res Gas Water Heater | 0 | 2012 | 1 | SWWH028-05
RES-WATERHEAT-FS-21-ZEAS.7 | Res ¦ Res Central Heat Pump Water Heater (150+ kBtuh, 3.0 COP) - Fuel Sub - ZEAS 2030 - Marine ¦ SCG ¦ Marine | Res ¦ Res Central Heat Pump Water Heater (150+ kBtuh, 3.0 COP) - Fuel Sub - ZEAS 2030 - Marine | SCG ¦ Marine | SCG | All | Electric & Gas | Large MFm HPWH, 3.0 COP (>150 kBtuh) | Efficient | 2030 |  | 1 | Conventional | WaterHeat | Res - Single Family | Res | ROB Only | 1 | Residential Households | water heater | 20 | DEER:Res_ClothesDishWasher | 107100 | 0 | -7800 | SWWH028-05 | 65907 | 2026 | 49545 | 2026 | 0 | -3111 | SWWH028-05 | Res Multifamily Central Gas Water Heaters - ZEAS 2030 - Marine ¦ SCG ¦ Marine | Res Multifamily Central Gas Water Heaters - ZEAS 2030 - Marine | 0 | 0.5 | 0 | RASS 2019, same as Res Gas Water Heater | 0 | 2012 | 1 | SWWH028-05
RES-WATERHEAT-FS-21-ZEAS.8 | Res ¦ Res Central Heat Pump Water Heater (150+ kBtuh, 3.0 COP) - Fuel Sub - ZEAS 2030 - Marine ¦ SCG ¦ Marine | Res ¦ Res Central Heat Pump Water Heater (150+ kBtuh, 3.0 COP) - Fuel Sub - ZEAS 2030 - Marine | SCG ¦ Marine | SCG | All | Electric & Gas | Large MFm HPWH, 3.0 COP (>150 kBtuh) | Efficient | 2030 |  | 1 | Conventional | WaterHeat | Res - Multi Family | Res | ROB Only | 1 | Residential Households | water heater | 20 | DEER:Res_ClothesDishWasher | 107100 | 0 | -7800 | SWWH028-05 | 65907 | 2026 | 49545 | 2026 | 0 | -3111 | SWWH028-05 | Res Multifamily Central Gas Water Heaters - ZEAS 2030 - Marine ¦ SCG ¦ Marine | Res Multifamily Central Gas Water Heaters - ZEAS 2030 - Marine | 0.22359 | 0.5 | 0 | RASS 2019, same as Res Gas Water Heater | 0 | 2012 | 1 | SWWH028-05
RES-WATERHEAT-FS-21-ZEAS.9 | Res ¦ Res Central Heat Pump Water Heater (150+ kBtuh, 3.0 COP) - Fuel Sub - ZEAS 2030 - Hot-Dry ¦ SCG ¦ Hot-Dry | Res ¦ Res Central Heat Pump Water Heater (150+ kBtuh, 3.0 COP) - Fuel Sub - ZEAS 2030 - Hot-Dry | SCG ¦ Hot-Dry | SCG | All | Electric & Gas | Large MFm HPWH, 3.0 COP (>150 kBtuh) | Efficient | 2030 |  | 1 | Conventional | WaterHeat | Res - Single Family | Res | ROB Only | 1 | Residential Households | water heater | 20 | DEER:Res_ClothesDishWasher | 105750 | 0 | -7245 | SWWH028-05 | 65907 | 2026 | 49545 | 2026 | 0 | -3111 | SWWH028-05 | Res Multifamily Central Gas Water Heaters - ZEAS 2030 - Hot-Dry ¦ SCG ¦ Hot-Dry | Res Multifamily Central Gas Water Heaters - ZEAS 2030 - Hot-Dry | 0 | 0.5 | 0 | RASS 2019, same as Res Gas Water Heater | 0 | 2012 | 1 | SWWH028-05
RES-WATERHEAT-FS-21-ZEAS.10 | Res ¦ Res Central Heat Pump Water Heater (150+ kBtuh, 3.0 COP) - Fuel Sub - ZEAS 2030 - Hot-Dry ¦ SCG ¦ Hot-Dry | Res ¦ Res Central Heat Pump Water Heater (150+ kBtuh, 3.0 COP) - Fuel Sub - ZEAS 2030 - Hot-Dry | SCG ¦ Hot-Dry | SCG | All | Electric & Gas | Large MFm HPWH, 3.0 COP (>150 kBtuh) | Efficient | 2030 |  | 1 | Conventional | WaterHeat | Res - Multi Family | Res | ROB Only | 1 | Residential Households | water heater | 20 | DEER:Res_ClothesDishWasher | 105750 | 0 | -7245 | SWWH028-05 | 65907 | 2026 | 49545 | 2026 | 0 | -3111 | SWWH028-05 | Res Multifamily Central Gas Water Heaters - ZEAS 2030 - Hot-Dry ¦ SCG ¦ Hot-Dry | Res Multifamily Central Gas Water Heaters - ZEAS 2030 - Hot-Dry | 0.18144 | 0.5 | 0 | RASS 2019, same as Res Gas Water Heater | 0 | 2012 | 1 | SWWH028-05
RES-WATERHEAT-FS-21-ZEAS.11 | Res ¦ Res Central Heat Pump Water Heater (150+ kBtuh, 3.0 COP) - Fuel Sub - ZEAS 2030 - Cold ¦ SCG ¦ Cold | Res ¦ Res Central Heat Pump Water Heater (150+ kBtuh, 3.0 COP) - Fuel Sub - ZEAS 2030 - Cold | SCG ¦ Cold | SCG | All | Electric & Gas | Large MFm HPWH, 3.0 COP (>150 kBtuh) | Efficient | 2030 |  | 1 | Conventional | WaterHeat | Res - Single Family | Res | ROB Only | 1 | Residential Households | water heater | 20 | DEER:Res_ClothesDishWasher | 104250 | 0 | -8700 | SWWH028-05 | 65907 | 2026 | 49545 | 2026 | 0 | -3111 | SWWH028-05 | Res Multifamily Central Gas Water Heaters - ZEAS 2030 - Cold ¦ SCG ¦ Cold | Res Multifamily Central Gas Water Heaters - ZEAS 2030 - Cold | 0 | 0.5 | 0 | RASS 2019, same as Res Gas Water Heater | 0 | 2012 | 1 | SWWH028-05
RES-WATERHEAT-FS-21-ZEAS.12 | Res ¦ Res Central Heat Pump Water Heater (150+ kBtuh, 3.0 COP) - Fuel Sub - ZEAS 2030 - Cold ¦ SCG ¦ Cold | Res ¦ Res Central Heat Pump Water Heater (150+ kBtuh, 3.0 COP) - Fuel Sub - ZEAS 2030 - Cold | SCG ¦ Cold | SCG | All | Electric & Gas | Large MFm HPWH, 3.0 COP (>150 kBtuh) | Efficient | 2030 |  | 1 | Conventional | WaterHeat | Res - Multi Family | Res | ROB Only | 1 | Residential Households | water heater | 20 | DEER:Res_ClothesDishWasher | 104250 | 0 | -8700 | SWWH028-05 | 65907 | 2026 | 49545 | 2026 | 0 | -3111 | SWWH028-05 | Res Multifamily Central Gas Water Heaters - ZEAS 2030 - Cold ¦ SCG ¦ Cold | Res Multifamily Central Gas Water Heaters - ZEAS 2030 - Cold | 0.129 | 0.5 | 0 | RASS 2019, same as Res Gas Water Heater | 0 | 2012 | 1 | SWWH028-05
RES-WATERHEAT-FS-21-ZEAS.13 | Res ¦ Res Central Heat Pump Water Heater (150+ kBtuh, 3.0 COP) - Fuel Sub - ZEAS 2030 - Marine ¦ SDG&E ¦ Marine | Res ¦ Res Central Heat Pump Water Heater (150+ kBtuh, 3.0 COP) - Fuel Sub - ZEAS 2030 - Marine | SDG&E ¦ Marine | SDG&E | All | Electric & Gas | Large MFm HPWH, 3.0 COP (>150 kBtuh) | Efficient | 2030 |  | 1 | Conventional | WaterHeat | Res - Single Family | Res | ROB Only | 1 | Residential Households | water heater | 20 | DEER:Res_ClothesDishWasher | 107100 | 0 | -7800 | SWWH028-05 | 65907 | 2026 | 49545 | 2026 | 0 | -3111 | SWWH028-05 | Res Multifamily Central Gas Water Heaters - ZEAS 2030 - Marine ¦ SDG&E ¦ Marine | Res Multifamily Central Gas Water Heaters - ZEAS 2030 - Marine | 0 | 0.5 | 0 | RASS 2019, same as Res Gas Water Heater | 0 | 2012 | 1 | SWWH028-05
RES-WATERHEAT-FS-21-ZEAS.14 | Res ¦ Res Central Heat Pump Water Heater (150+ kBtuh, 3.0 COP) - Fuel Sub - ZEAS 2030 - Marine ¦ SDG&E ¦ Marine | Res ¦ Res Central Heat Pump Water Heater (150+ kBtuh, 3.0 COP) - Fuel Sub - ZEAS 2030 - Marine | SDG&E ¦ Marine | SDG&E | All | Electric & Gas | Large MFm HPWH, 3.0 COP (>150 kBtuh) | Efficient | 2030 |  | 1 | Conventional | WaterHeat | Res - Multi Family | Res | ROB Only | 1 | Residential Households | water heater | 20 | DEER:Res_ClothesDishWasher | 107100 | 0 | -7800 | SWWH028-05 | 65907 | 2026 | 49545 | 2026 | 0 | -3111 | SWWH028-05 | Res Multifamily Central Gas Water Heaters - ZEAS 2030 - Marine ¦ SDG&E ¦ Marine | Res Multifamily Central Gas Water Heaters - ZEAS 2030 - Marine | 0.34955 | 0.5 | 0 | RASS 2019, same as Res Gas Water Heater | 0 | 2012 | 1 | SWWH028-05
RES-WATERHEAT-FS-21-ZEAS.15 | Res ¦ Res Central Heat Pump Water Heater (150+ kBtuh, 3.0 COP) - Fuel Sub - ZEAS 2030 - Hot-Dry ¦ SDG&E ¦ Hot-Dry | Res ¦ Res Central Heat Pump Water Heater (150+ kBtuh, 3.0 COP) - Fuel Sub - ZEAS 2030 - Hot-Dry | SDG&E ¦ Hot-Dry | SDG&E | All | Electric & Gas | Large MFm HPWH, 3.0 COP (>150 kBtuh) | Efficient | 2030 |  | 1 | Conventional | WaterHeat | Res - Single Family | Res | ROB Only | 1 | Residential Households | water heater | 20 | DEER:Res_ClothesDishWasher | 106950 | 0 | -7635 | SWWH028-05 | 65907 | 2026 | 49545 | 2026 | 0 | -3111 | SWWH028-05 | Res Multifamily Central Gas Water Heaters - ZEAS 2030 - Hot-Dry ¦ SDG&E ¦ Hot-Dry | Res Multifamily Central Gas Water Heaters - ZEAS 2030 - Hot-Dry | 0 | 0.5 | 0 | RASS 2019, same as Res Gas Water Heater | 0 | 2012 | 1 | SWWH028-05
RES-WATERHEAT-FS-21-ZEAS.16 | Res ¦ Res Central Heat Pump Water Heater (150+ kBtuh, 3.0 COP) - Fuel Sub - ZEAS 2030 - Hot-Dry ¦ SDG&E ¦ Hot-Dry | Res ¦ Res Central Heat Pump Water Heater (150+ kBtuh, 3.0 COP) - Fuel Sub - ZEAS 2030 - Hot-Dry | SDG&E ¦ Hot-Dry | SDG&E | All | Electric & Gas | Large MFm HPWH, 3.0 COP (>150 kBtuh) | Efficient | 2030 |  | 1 | Conventional | WaterHeat | Res - Multi Family | Res | ROB Only | 1 | Residential Households | water heater | 20 | DEER:Res_ClothesDishWasher | 106950 | 0 | -7635 | SWWH028-05 | 65907 | 2026 | 49545 | 2026 | 0 | -3111 | SWWH028-05 | Res Multifamily Central Gas Water Heaters - ZEAS 2030 - Hot-Dry ¦ SDG&E ¦ Hot-Dry | Res Multifamily Central Gas Water Heaters - ZEAS 2030 - Hot-Dry | 0.21689 | 0.5 | 0 | RASS 2019, same as Res Gas Water Heater | 0 | 2012 | 1 | SWWH028-05
RES-WATERHEAT-FS-PU-20-ZEAS.1 | Res ¦ Res Code Central Gas Water Heater (150+ kBtuh, 0.84 Et) - Panel Upgrade - ZEAS 2030 - Marine ¦ PG&E ¦ Marine | Res ¦ Res Code Central Gas Water Heater (150+ kBtuh, 0.84 Et) - Panel Upgrade - ZEAS 2030 - Marine | PG&E ¦ Marine | PG&E | All | Electric & Gas | Large MFm central gas WH, 0.84 Et | Average Existing and Code |  | 2030 | 1 | Conventional | WaterHeat | Res - Single Family | Res | ROB and NEW | 0 | Residential Households | water heater | 20 | DEER:Res_ClothesDishWasher | 0 | 0 | 0 | SWWH028-05 | 30901.5 | 2026 | 24888 | 2026 | 0 | 0 | SWWH028-05 | Res Multifamily Central Gas Water Heaters - Panel Upgrade - ZEAS 2030 - Marine ¦ PG&E ¦ Marine | Res Multifamily Central Gas Water Heaters - Panel Upgrade - ZEAS 2030 - Marine | 0 | 0.5 | 0 | RASS 2019, same as Res Gas Water Heater | 0 | 2012 | 1 | SWWH028-05
RES-WATERHEAT-FS-PU-20-ZEAS.2 | Res ¦ Res Code Central Gas Water Heater (150+ kBtuh, 0.84 Et) - Panel Upgrade - ZEAS 2030 - Marine ¦ PG&E ¦ Marine | Res ¦ Res Code Central Gas Water Heater (150+ kBtuh, 0.84 Et) - Panel Upgrade - ZEAS 2030 - Marine | PG&E ¦ Marine | PG&E | All | Electric & Gas | Large MFm central gas WH, 0.84 Et | Average Existing and Code |  | 2030 | 1 | Conventional | WaterHeat | Res - Multi Family | Res | ROB and NEW | 0 | Residential Households | water heater | 20 | DEER:Res_ClothesDishWasher | 0 | 0 | 0 | SWWH028-05 | 30901.5 | 2026 | 24888 | 2026 | 0 | 0 | SWWH028-05 | Res Multifamily Central Gas Water Heaters - Panel Upgrade - ZEAS 2030 - Marine ¦ PG&E ¦ Marine | Res Multifamily Central Gas Water Heaters - Panel Upgrade - ZEAS 2030 - Marine | 0.20303 | 0.5 | 1 | RASS 2019, same as Res Gas Water Heater | 0 | 2012 | 1 | SWWH028-05
RES-WATERHEAT-FS-PU-20-ZEAS.3 | Res ¦ Res Code Central Gas Water Heater (150+ kBtuh, 0.84 Et) - Panel Upgrade - ZEAS 2030 - Hot-Dry ¦ PG&E ¦ Hot-Dry | Res ¦ Res Code Central Gas Water Heater (150+ kBtuh, 0.84 Et) - Panel Upgrade - ZEAS 2030 - Hot-Dry | PG&E ¦ Hot-Dry | PG&E | All | Electric & Gas | Large MFm central gas WH, 0.84 Et | Average Existing and Code |  | 2030 | 1 | Conventional | WaterHeat | Res - Single Family | Res | ROB and NEW | 0 | Residential Households | water heater | 20 | DEER:Res_ClothesDishWasher | 0 | 0 | 0 | SWWH028-05 | 30901.5 | 2026 | 24888 | 2026 | 0 | 0 | SWWH028-05 | Res Multifamily Central Gas Water Heaters - Panel Upgrade - ZEAS 2030 - Hot-Dry ¦ PG&E ¦ Hot-Dry | Res Multifamily Central Gas Water Heaters - Panel Upgrade - ZEAS 2030 - Hot-Dry | 0 | 0.5 | 0 | RASS 2019, same as Res Gas Water Heater | 0 | 2012 | 1 | SWWH028-05
RES-WATERHEAT-FS-PU-20-ZEAS.4 | Res ¦ Res Code Central Gas Water Heater (150+ kBtuh, 0.84 Et) - Panel Upgrade - ZEAS 2030 - Hot-Dry ¦ PG&E ¦ Hot-Dry | Res ¦ Res Code Central Gas Water Heater (150+ kBtuh, 0.84 Et) - Panel Upgrade - ZEAS 2030 - Hot-Dry | PG&E ¦ Hot-Dry | PG&E | All | Electric & Gas | Large MFm central gas WH, 0.84 Et | Average Existing and Code |  | 2030 | 1 | Conventional | WaterHeat | Res - Multi Family | Res | ROB and NEW | 0 | Residential Households | water heater | 20 | DEER:Res_ClothesDishWasher | 0 | 0 | 0 | SWWH028-05 | 30901.5 | 2026 | 24888 | 2026 | 0 | 0 | SWWH028-05 | Res Multifamily Central Gas Water Heaters - Panel Upgrade - ZEAS 2030 - Hot-Dry ¦ PG&E ¦ Hot-Dry | Res Multifamily Central Gas Water Heaters - Panel Upgrade - ZEAS 2030 - Hot-Dry | 0.2355 | 0.5 | 1 | RASS 2019, same as Res Gas Water Heater | 0 | 2012 | 1 | SWWH028-05
RES-WATERHEAT-FS-PU-20-ZEAS.5 | Res ¦ Res Code Central Gas Water Heater (150+ kBtuh, 0.84 Et) - Panel Upgrade - ZEAS 2030 - Cold ¦ PG&E ¦ Cold | Res ¦ Res Code Central Gas Water Heater (150+ kBtuh, 0.84 Et) - Panel Upgrade - ZEAS 2030 - Cold | PG&E ¦ Cold | PG&E | All | Electric & Gas | Large MFm central gas WH, 0.84 Et | Average Existing and Code |  | 2030 | 1 | Conventional | WaterHeat | Res - Single Family | Res | ROB and NEW | 0 | Residential Households | water heater | 20 | DEER:Res_ClothesDishWasher | 0 | 0 | 0 | SWWH028-05 | 30901.5 | 2026 | 24888 | 2026 | 0 | 0 | SWWH028-05 | Res Multifamily Central Gas Water Heaters - Panel Upgrade - ZEAS 2030 - Cold ¦ PG&E ¦ Cold | Res Multifamily Central Gas Water Heaters - Panel Upgrade - ZEAS 2030 - Cold | 0 | 0.5 | 0 | RASS 2019, same as Res Gas Water Heater | 0 | 2012 | 1 | SWWH028-05
RES-WATERHEAT-FS-PU-20-ZEAS.6 | Res ¦ Res Code Central Gas Water Heater (150+ kBtuh, 0.84 Et) - Panel Upgrade - ZEAS 2030 - Cold ¦ PG&E ¦ Cold | Res ¦ Res Code Central Gas Water Heater (150+ kBtuh, 0.84 Et) - Panel Upgrade - ZEAS 2030 - Cold | PG&E ¦ Cold | PG&E | All | Electric & Gas | Large MFm central gas WH, 0.84 Et | Average Existing and Code |  | 2030 | 1 | Conventional | WaterHeat | Res - Multi Family | Res | ROB and NEW | 0 | Residential Households | water heater | 20 | DEER:Res_ClothesDishWasher | 0 | 0 | 0 | SWWH028-05 | 30901.5 | 2026 | 24888 | 2026 | 0 | 0 | SWWH028-05 | Res Multifamily Central Gas Water Heaters - Panel Upgrade - ZEAS 2030 - Cold ¦ PG&E ¦ Cold | Res Multifamily Central Gas Water Heaters - Panel Upgrade - ZEAS 2030 - Cold | 0.129 | 0.5 | 1 | RASS 2019, same as Res Gas Water Heater | 0 | 2012 | 1 | SWWH028-05
RES-WATERHEAT-FS-PU-20-ZEAS.7 | Res ¦ Res Code Central Gas Water Heater (150+ kBtuh, 0.84 Et) - Panel Upgrade - ZEAS 2030 - Marine ¦ SCG ¦ Marine | Res ¦ Res Code Central Gas Water Heater (150+ kBtuh, 0.84 Et) - Panel Upgrade - ZEAS 2030 - Marine | SCG ¦ Marine | SCG | All | Electric & Gas | Large MFm central gas WH, 0.84 Et | Average Existing and Code |  | 2030 | 1 | Conventional | WaterHeat | Res - Single Family | Res | ROB and NEW | 0 | Residential Households | water heater | 20 | DEER:Res_ClothesDishWasher | 0 | 0 | 0 | SWWH028-05 | 30901.5 | 2026 | 24888 | 2026 | 0 | 0 | SWWH028-05 | Res Multifamily Central Gas Water Heaters - Panel Upgrade - ZEAS 2030 - Marine ¦ SCG ¦ Marine | Res Multifamily Central Gas Water Heaters - Panel Upgrade - ZEAS 2030 - Marine | 0 | 0.5 | 0 | RASS 2019, same as Res Gas Water Heater | 0 | 2012 | 1 | SWWH028-05
RES-WATERHEAT-FS-PU-20-ZEAS.8 | Res ¦ Res Code Central Gas Water Heater (150+ kBtuh, 0.84 Et) - Panel Upgrade - ZEAS 2030 - Marine ¦ SCG ¦ Marine | Res ¦ Res Code Central Gas Water Heater (150+ kBtuh, 0.84 Et) - Panel Upgrade - ZEAS 2030 - Marine | SCG ¦ Marine | SCG | All | Electric & Gas | Large MFm central gas WH, 0.84 Et | Average Existing and Code |  | 2030 | 1 | Conventional | WaterHeat | Res - Multi Family | Res | ROB and NEW | 0 | Residential Households | water heater | 20 | DEER:Res_ClothesDishWasher | 0 | 0 | 0 | SWWH028-05 | 30901.5 | 2026 | 24888 | 2026 | 0 | 0 | SWWH028-05 | Res Multifamily Central Gas Water Heaters - Panel Upgrade - ZEAS 2030 - Marine ¦ SCG ¦ Marine | Res Multifamily Central Gas Water Heaters - Panel Upgrade - ZEAS 2030 - Marine | 0.22359 | 0.5 | 1 | RASS 2019, same as Res Gas Water Heater | 0 | 2012 | 1 | SWWH028-05
RES-WATERHEAT-FS-PU-20-ZEAS.9 | Res ¦ Res Code Central Gas Water Heater (150+ kBtuh, 0.84 Et) - Panel Upgrade - ZEAS 2030 - Hot-Dry ¦ SCG ¦ Hot-Dry | Res ¦ Res Code Central Gas Water Heater (150+ kBtuh, 0.84 Et) - Panel Upgrade - ZEAS 2030 - Hot-Dry | SCG ¦ Hot-Dry | SCG | All | Electric & Gas | Large MFm central gas WH, 0.84 Et | Average Existing and Code |  | 2030 | 1 | Conventional | WaterHeat | Res - Single Family | Res | ROB and NEW | 0 | Residential Households | water heater | 20 | DEER:Res_ClothesDishWasher | 0 | 0 | 0 | SWWH028-05 | 30901.5 | 2026 | 24888 | 2026 | 0 | 0 | SWWH028-05 | Res Multifamily Central Gas Water Heaters - Panel Upgrade - ZEAS 2030 - Hot-Dry ¦ SCG ¦ Hot-Dry | Res Multifamily Central Gas Water Heaters - Panel Upgrade - ZEAS 2030 - Hot-Dry | 0 | 0.5 | 0 | RASS 2019, same as Res Gas Water Heater | 0 | 2012 | 1 | SWWH028-05
RES-WATERHEAT-FS-PU-20-ZEAS.10 | Res ¦ Res Code Central Gas Water Heater (150+ kBtuh, 0.84 Et) - Panel Upgrade - ZEAS 2030 - Hot-Dry ¦ SCG ¦ Hot-Dry | Res ¦ Res Code Central Gas Water Heater (150+ kBtuh, 0.84 Et) - Panel Upgrade - ZEAS 2030 - Hot-Dry | SCG ¦ Hot-Dry | SCG | All | Electric & Gas | Large MFm central gas WH, 0.84 Et | Average Existing and Code |  | 2030 | 1 | Conventional | WaterHeat | Res - Multi Family | Res | ROB and NEW | 0 | Residential Households | water heater | 20 | DEER:Res_ClothesDishWasher | 0 | 0 | 0 | SWWH028-05 | 30901.5 | 2026 | 24888 | 2026 | 0 | 0 | SWWH028-05 | Res Multifamily Central Gas Water Heaters - Panel Upgrade - ZEAS 2030 - Hot-Dry ¦ SCG ¦ Hot-Dry | Res Multifamily Central Gas Water Heaters - Panel Upgrade - ZEAS 2030 - Hot-Dry | 0.18144 | 0.5 | 1 | RASS 2019, same as Res Gas Water Heater | 0 | 2012 | 1 | SWWH028-05
RES-WATERHEAT-FS-PU-20-ZEAS.11 | Res ¦ Res Code Central Gas Water Heater (150+ kBtuh, 0.84 Et) - Panel Upgrade - ZEAS 2030 - Cold ¦ SCG ¦ Cold | Res ¦ Res Code Central Gas Water Heater (150+ kBtuh, 0.84 Et) - Panel Upgrade - ZEAS 2030 - Cold | SCG ¦ Cold | SCG | All | Electric & Gas | Large MFm central gas WH, 0.84 Et | Average Existing and Code |  | 2030 | 1 | Conventional | WaterHeat | Res - Single Family | Res | ROB and NEW | 0 | Residential Households | water heater | 20 | DEER:Res_ClothesDishWasher | 0 | 0 | 0 | SWWH028-05 | 30901.5 | 2026 | 24888 | 2026 | 0 | 0 | SWWH028-05 | Res Multifamily Central Gas Water Heaters - Panel Upgrade - ZEAS 2030 - Cold ¦ SCG ¦ Cold | Res Multifamily Central Gas Water Heaters - Panel Upgrade - ZEAS 2030 - Cold | 0 | 0.5 | 0 | RASS 2019, same as Res Gas Water Heater | 0 | 2012 | 1 | SWWH028-05
RES-WATERHEAT-FS-PU-20-ZEAS.12 | Res ¦ Res Code Central Gas Water Heater (150+ kBtuh, 0.84 Et) - Panel Upgrade - ZEAS 2030 - Cold ¦ SCG ¦ Cold | Res ¦ Res Code Central Gas Water Heater (150+ kBtuh, 0.84 Et) - Panel Upgrade - ZEAS 2030 - Cold | SCG ¦ Cold | SCG | All | Electric & Gas | Large MFm central gas WH, 0.84 Et | Average Existing and Code |  | 2030 | 1 | Conventional | WaterHeat | Res - Multi Family | Res | ROB and NEW | 0 | Residential Households | water heater | 20 | DEER:Res_ClothesDishWasher | 0 | 0 | 0 | SWWH028-05 | 30901.5 | 2026 | 24888 | 2026 | 0 | 0 | SWWH028-05 | Res Multifamily Central Gas Water Heaters - Panel Upgrade - ZEAS 2030 - Cold ¦ SCG ¦ Cold | Res Multifamily Central Gas Water Heaters - Panel Upgrade - ZEAS 2030 - Cold | 0.129 | 0.5 | 1 | RASS 2019, same as Res Gas Water Heater | 0 | 2012 | 1 | SWWH028-05
RES-WATERHEAT-FS-PU-20-ZEAS.13 | Res ¦ Res Code Central Gas Water Heater (150+ kBtuh, 0.84 Et) - Panel Upgrade - ZEAS 2030 - Marine ¦ SDG&E ¦ Marine | Res ¦ Res Code Central Gas Water Heater (150+ kBtuh, 0.84 Et) - Panel Upgrade - ZEAS 2030 - Marine | SDG&E ¦ Marine | SDG&E | All | Electric & Gas | Large MFm central gas WH, 0.84 Et | Average Existing and Code |  | 2030 | 1 | Conventional | WaterHeat | Res - Single Family | Res | ROB and NEW | 0 | Residential Households | water heater | 20 | DEER:Res_ClothesDishWasher | 0 | 0 | 0 | SWWH028-05 | 30901.5 | 2026 | 24888 | 2026 | 0 | 0 | SWWH028-05 | Res Multifamily Central Gas Water Heaters - Panel Upgrade - ZEAS 2030 - Marine ¦ SDG&E ¦ Marine | Res Multifamily Central Gas Water Heaters - Panel Upgrade - ZEAS 2030 - Marine | 0 | 0.5 | 0 | RASS 2019, same as Res Gas Water Heater | 0 | 2012 | 1 | SWWH028-05
RES-WATERHEAT-FS-PU-20-ZEAS.14 | Res ¦ Res Code Central Gas Water Heater (150+ kBtuh, 0.84 Et) - Panel Upgrade - ZEAS 2030 - Marine ¦ SDG&E ¦ Marine | Res ¦ Res Code Central Gas Water Heater (150+ kBtuh, 0.84 Et) - Panel Upgrade - ZEAS 2030 - Marine | SDG&E ¦ Marine | SDG&E | All | Electric & Gas | Large MFm central gas WH, 0.84 Et | Average Existing and Code |  | 2030 | 1 | Conventional | WaterHeat | Res - Multi Family | Res | ROB and NEW | 0 | Residential Households | water heater | 20 | DEER:Res_ClothesDishWasher | 0 | 0 | 0 | SWWH028-05 | 30901.5 | 2026 | 24888 | 2026 | 0 | 0 | SWWH028-05 | Res Multifamily Central Gas Water Heaters - Panel Upgrade - ZEAS 2030 - Marine ¦ SDG&E ¦ Marine | Res Multifamily Central Gas Water Heaters - Panel Upgrade - ZEAS 2030 - Marine | 0.34955 | 0.5 | 1 | RASS 2019, same as Res Gas Water Heater | 0 | 2012 | 1 | SWWH028-05
RES-WATERHEAT-FS-PU-20-ZEAS.15 | Res ¦ Res Code Central Gas Water Heater (150+ kBtuh, 0.84 Et) - Panel Upgrade - ZEAS 2030 - Hot-Dry ¦ SDG&E ¦ Hot-Dry | Res ¦ Res Code Central Gas Water Heater (150+ kBtuh, 0.84 Et) - Panel Upgrade - ZEAS 2030 - Hot-Dry | SDG&E ¦ Hot-Dry | SDG&E | All | Electric & Gas | Large MFm central gas WH, 0.84 Et | Average Existing and Code |  | 2030 | 1 | Conventional | WaterHeat | Res - Single Family | Res | ROB and NEW | 0 | Residential Households | water heater | 20 | DEER:Res_ClothesDishWasher | 0 | 0 | 0 | SWWH028-05 | 30901.5 | 2026 | 24888 | 2026 | 0 | 0 | SWWH028-05 | Res Multifamily Central Gas Water Heaters - Panel Upgrade - ZEAS 2030 - Hot-Dry ¦ SDG&E ¦ Hot-Dry | Res Multifamily Central Gas Water Heaters - Panel Upgrade - ZEAS 2030 - Hot-Dry | 0 | 0.5 | 0 | RASS 2019, same as Res Gas Water Heater | 0 | 2012 | 1 | SWWH028-05
RES-WATERHEAT-FS-PU-20-ZEAS.16 | Res ¦ Res Code Central Gas Water Heater (150+ kBtuh, 0.84 Et) - Panel Upgrade - ZEAS 2030 - Hot-Dry ¦ SDG&E ¦ Hot-Dry | Res ¦ Res Code Central Gas Water Heater (150+ kBtuh, 0.84 Et) - Panel Upgrade - ZEAS 2030 - Hot-Dry | SDG&E ¦ Hot-Dry | SDG&E | All | Electric & Gas | Large MFm central gas WH, 0.84 Et | Average Existing and Code |  | 2030 | 1 | Conventional | WaterHeat | Res - Multi Family | Res | ROB and NEW | 0 | Residential Households | water heater | 20 | DEER:Res_ClothesDishWasher | 0 | 0 | 0 | SWWH028-05 | 30901.5 | 2026 | 24888 | 2026 | 0 | 0 | SWWH028-05 | Res Multifamily Central Gas Water Heaters - Panel Upgrade - ZEAS 2030 - Hot-Dry ¦ SDG&E ¦ Hot-Dry | Res Multifamily Central Gas Water Heaters - Panel Upgrade - ZEAS 2030 - Hot-Dry | 0.21689 | 0.5 | 1 | RASS 2019, same as Res Gas Water Heater | 0 | 2012 | 1 | SWWH028-05
RES-WATERHEAT-FS-PU-21-ZEAS.1 | Res ¦ Res Central Heat Pump Water Heater (150+ kBtuh, 3.0 COP) - Fuel Sub - Panel Upgrade - ZEAS 2030 - Marine ¦ PG&E ¦ Marine | Res ¦ Res Central Heat Pump Water Heater (150+ kBtuh, 3.0 COP) - Fuel Sub - Panel Upgrade - ZEAS 2030 - Marine | PG&E ¦ Marine | PG&E | All | Electric & Gas | Large MFm HPWH, 3.0 COP (>150 kBtuh) | Efficient | 2030 |  | 1 | Conventional | WaterHeat | Res - Single Family | Res | ROB Only | 1 | Residential Households | water heater | 20 | DEER:Res_ClothesDishWasher | 110100 | 0 | -8535 | SWWH028-05 | 65907 | 2026 | 49545 | 2026 | 2626.7996 | -3111 | SWWH028-05 | Res Multifamily Central Gas Water Heaters - Panel Upgrade - ZEAS 2030 - Marine ¦ PG&E ¦ Marine | Res Multifamily Central Gas Water Heaters - Panel Upgrade - ZEAS 2030 - Marine | 0 | 0.5 | 0 | RASS 2019, same as Res Gas Water Heater | 0 | 2012 | 1 | SWWH028-05
RES-WATERHEAT-FS-PU-21-ZEAS.2 | Res ¦ Res Central Heat Pump Water Heater (150+ kBtuh, 3.0 COP) - Fuel Sub - Panel Upgrade - ZEAS 2030 - Marine ¦ PG&E ¦ Marine | Res ¦ Res Central Heat Pump Water Heater (150+ kBtuh, 3.0 COP) - Fuel Sub - Panel Upgrade - ZEAS 2030 - Marine | PG&E ¦ Marine | PG&E | All | Electric & Gas | Large MFm HPWH, 3.0 COP (>150 kBtuh) | Efficient | 2030 |  | 1 | Conventional | WaterHeat | Res - Multi Family | Res | ROB Only | 1 | Residential Households | water heater | 20 | DEER:Res_ClothesDishWasher | 110100 | 0 | -8535 | SWWH028-05 | 65907 | 2026 | 49545 | 2026 | 2626.7996 | -3111 | SWWH028-05 | Res Multifamily Central Gas Water Heaters - Panel Upgrade - ZEAS 2030 - Marine ¦ PG&E ¦ Marine | Res Multifamily Central Gas Water Heaters - Panel Upgrade - ZEAS 2030 - Marine | 0.20303 | 0.5 | 0 | RASS 2019, same as Res Gas Water Heater | 0 | 2012 | 1 | SWWH028-05
RES-WATERHEAT-FS-PU-21-ZEAS.3 | Res ¦ Res Central Heat Pump Water Heater (150+ kBtuh, 3.0 COP) - Fuel Sub - Panel Upgrade - ZEAS 2030 - Hot-Dry ¦ PG&E ¦ Hot-Dry | Res ¦ Res Central Heat Pump Water Heater (150+ kBtuh, 3.0 COP) - Fuel Sub - Panel Upgrade - ZEAS 2030 - Hot-Dry | PG&E ¦ Hot-Dry | PG&E | All | Electric & Gas | Large MFm HPWH, 3.0 COP (>150 kBtuh) | Efficient | 2030 |  | 1 | Conventional | WaterHeat | Res - Single Family | Res | ROB Only | 1 | Residential Households | water heater | 20 | DEER:Res_ClothesDishWasher | 105450 | 0 | -7950 | SWWH028-05 | 65907 | 2026 | 49545 | 2026 | 2626.7996 | -3111 | SWWH028-05 | Res Multifamily Central Gas Water Heaters - Panel Upgrade - ZEAS 2030 - Hot-Dry ¦ PG&E ¦ Hot-Dry | Res Multifamily Central Gas Water Heaters - Panel Upgrade - ZEAS 2030 - Hot-Dry | 0 | 0.5 | 0 | RASS 2019, same as Res Gas Water Heater | 0 | 2012 | 1 | SWWH028-05
RES-WATERHEAT-FS-PU-21-ZEAS.4 | Res ¦ Res Central Heat Pump Water Heater (150+ kBtuh, 3.0 COP) - Fuel Sub - Panel Upgrade - ZEAS 2030 - Hot-Dry ¦ PG&E ¦ Hot-Dry | Res ¦ Res Central Heat Pump Water Heater (150+ kBtuh, 3.0 COP) - Fuel Sub - Panel Upgrade - ZEAS 2030 - Hot-Dry | PG&E ¦ Hot-Dry | PG&E | All | Electric & Gas | Large MFm HPWH, 3.0 COP (>150 kBtuh) | Efficient | 2030 |  | 1 | Conventional | WaterHeat | Res - Multi Family | Res | ROB Only | 1 | Residential Households | water heater | 20 | DEER:Res_ClothesDishWasher | 105450 | 0 | -7950 | SWWH028-05 | 65907 | 2026 | 49545 | 2026 | 2626.7996 | -3111 | SWWH028-05 | Res Multifamily Central Gas Water Heaters - Panel Upgrade - ZEAS 2030 - Hot-Dry ¦ PG&E ¦ Hot-Dry | Res Multifamily Central Gas Water Heaters - Panel Upgrade - ZEAS 2030 - Hot-Dry | 0.2355 | 0.5 | 0 | RASS 2019, same as Res Gas Water Heater | 0 | 2012 | 1 | SWWH028-05
RES-WATERHEAT-FS-PU-21-ZEAS.5 | Res ¦ Res Central Heat Pump Water Heater (150+ kBtuh, 3.0 COP) - Fuel Sub - Panel Upgrade - ZEAS 2030 - Cold ¦ PG&E ¦ Cold | Res ¦ Res Central Heat Pump Water Heater (150+ kBtuh, 3.0 COP) - Fuel Sub - Panel Upgrade - ZEAS 2030 - Cold | PG&E ¦ Cold | PG&E | All | Electric & Gas | Large MFm HPWH, 3.0 COP (>150 kBtuh) | Efficient | 2030 |  | 1 | Conventional | WaterHeat | Res - Single Family | Res | ROB Only | 1 | Residential Households | water heater | 20 | DEER:Res_ClothesDishWasher | 104250 | 0 | -8700 | SWWH028-05 | 65907 | 2026 | 49545 | 2026 | 2626.7996 | -3111 | SWWH028-05 | Res Multifamily Central Gas Water Heaters - Panel Upgrade - ZEAS 2030 - Cold ¦ PG&E ¦ Cold | Res Multifamily Central Gas Water Heaters - Panel Upgrade - ZEAS 2030 - Cold | 0 | 0.5 | 0 | RASS 2019, same as Res Gas Water Heater | 0 | 2012 | 1 | SWWH028-05
RES-WATERHEAT-FS-PU-21-ZEAS.6 | Res ¦ Res Central Heat Pump Water Heater (150+ kBtuh, 3.0 COP) - Fuel Sub - Panel Upgrade - ZEAS 2030 - Cold ¦ PG&E ¦ Cold | Res ¦ Res Central Heat Pump Water Heater (150+ kBtuh, 3.0 COP) - Fuel Sub - Panel Upgrade - ZEAS 2030 - Cold | PG&E ¦ Cold | PG&E | All | Electric & Gas | Large MFm HPWH, 3.0 COP (>150 kBtuh) | Efficient | 2030 |  | 1 | Conventional | WaterHeat | Res - Multi Family | Res | ROB Only | 1 | Residential Households | water heater | 20 | DEER:Res_ClothesDishWasher | 104250 | 0 | -8700 | SWWH028-05 | 65907 | 2026 | 49545 | 2026 | 2626.7996 | -3111 | SWWH028-05 | Res Multifamily Central Gas Water Heaters - Panel Upgrade - ZEAS 2030 - Cold ¦ PG&E ¦ Cold | Res Multifamily Central Gas Water Heaters - Panel Upgrade - ZEAS 2030 - Cold | 0.129 | 0.5 | 0 | RASS 2019, same as Res Gas Water Heater | 0 | 2012 | 1 | SWWH028-05
RES-WATERHEAT-FS-PU-21-ZEAS.7 | Res ¦ Res Central Heat Pump Water Heater (150+ kBtuh, 3.0 COP) - Fuel Sub - Panel Upgrade - ZEAS 2030 - Marine ¦ SCG ¦ Marine | Res ¦ Res Central Heat Pump Water Heater (150+ kBtuh, 3.0 COP) - Fuel Sub - Panel Upgrade - ZEAS 2030 - Marine | SCG ¦ Marine | SCG | All | Electric & Gas | Large MFm HPWH, 3.0 COP (>150 kBtuh) | Efficient | 2030 |  | 1 | Conventional | WaterHeat | Res - Single Family | Res | ROB Only | 1 | Residential Households | water heater | 20 | DEER:Res_ClothesDishWasher | 107100 | 0 | -7800 | SWWH028-05 | 65907 | 2026 | 49545 | 2026 | 2626.7996 | -3111 | SWWH028-05 | Res Multifamily Central Gas Water Heaters - Panel Upgrade - ZEAS 2030 - Marine ¦ SCG ¦ Marine | Res Multifamily Central Gas Water Heaters - Panel Upgrade - ZEAS 2030 - Marine | 0 | 0.5 | 0 | RASS 2019, same as Res Gas Water Heater | 0 | 2012 | 1 | SWWH028-05
RES-WATERHEAT-FS-PU-21-ZEAS.8 | Res ¦ Res Central Heat Pump Water Heater (150+ kBtuh, 3.0 COP) - Fuel Sub - Panel Upgrade - ZEAS 2030 - Marine ¦ SCG ¦ Marine | Res ¦ Res Central Heat Pump Water Heater (150+ kBtuh, 3.0 COP) - Fuel Sub - Panel Upgrade - ZEAS 2030 - Marine | SCG ¦ Marine | SCG | All | Electric & Gas | Large MFm HPWH, 3.0 COP (>150 kBtuh) | Efficient | 2030 |  | 1 | Conventional | WaterHeat | Res - Multi Family | Res | ROB Only | 1 | Residential Households | water heater | 20 | DEER:Res_ClothesDishWasher | 107100 | 0 | -7800 | SWWH028-05 | 65907 | 2026 | 49545 | 2026 | 2626.7996 | -3111 | SWWH028-05 | Res Multifamily Central Gas Water Heaters - Panel Upgrade - ZEAS 2030 - Marine ¦ SCG ¦ Marine | Res Multifamily Central Gas Water Heaters - Panel Upgrade - ZEAS 2030 - Marine | 0.22359 | 0.5 | 0 | RASS 2019, same as Res Gas Water Heater | 0 | 2012 | 1 | SWWH028-05
RES-WATERHEAT-FS-PU-21-ZEAS.9 | Res ¦ Res Central Heat Pump Water Heater (150+ kBtuh, 3.0 COP) - Fuel Sub - Panel Upgrade - ZEAS 2030 - Hot-Dry ¦ SCG ¦ Hot-Dry | Res ¦ Res Central Heat Pump Water Heater (150+ kBtuh, 3.0 COP) - Fuel Sub - Panel Upgrade - ZEAS 2030 - Hot-Dry | SCG ¦ Hot-Dry | SCG | All | Electric & Gas | Large MFm HPWH, 3.0 COP (>150 kBtuh) | Efficient | 2030 |  | 1 | Conventional | WaterHeat | Res - Single Family | Res | ROB Only | 1 | Residential Households | water heater | 20 | DEER:Res_ClothesDishWasher | 105750 | 0 | -7245 | SWWH028-05 | 65907 | 2026 | 49545 | 2026 | 2626.7996 | -3111 | SWWH028-05 | Res Multifamily Central Gas Water Heaters - Panel Upgrade - ZEAS 2030 - Hot-Dry ¦ SCG ¦ Hot-Dry | Res Multifamily Central Gas Water Heaters - Panel Upgrade - ZEAS 2030 - Hot-Dry | 0 | 0.5 | 0 | RASS 2019, same as Res Gas Water Heater | 0 | 2012 | 1 | SWWH028-05
RES-WATERHEAT-FS-PU-21-ZEAS.10 | Res ¦ Res Central Heat Pump Water Heater (150+ kBtuh, 3.0 COP) - Fuel Sub - Panel Upgrade - ZEAS 2030 - Hot-Dry ¦ SCG ¦ Hot-Dry | Res ¦ Res Central Heat Pump Water Heater (150+ kBtuh, 3.0 COP) - Fuel Sub - Panel Upgrade - ZEAS 2030 - Hot-Dry | SCG ¦ Hot-Dry | SCG | All | Electric & Gas | Large MFm HPWH, 3.0 COP (>150 kBtuh) | Efficient | 2030 |  | 1 | Conventional | WaterHeat | Res - Multi Family | Res | ROB Only | 1 | Residential Households | water heater | 20 | DEER:Res_ClothesDishWasher | 105750 | 0 | -7245 | SWWH028-05 | 65907 | 2026 | 49545 | 2026 | 2626.7996 | -3111 | SWWH028-05 | Res Multifamily Central Gas Water Heaters - Panel Upgrade - ZEAS 2030 - Hot-Dry ¦ SCG ¦ Hot-Dry | Res Multifamily Central Gas Water Heaters - Panel Upgrade - ZEAS 2030 - Hot-Dry | 0.18144 | 0.5 | 0 | RASS 2019, same as Res Gas Water Heater | 0 | 2012 | 1 | SWWH028-05
RES-WATERHEAT-FS-PU-21-ZEAS.11 | Res ¦ Res Central Heat Pump Water Heater (150+ kBtuh, 3.0 COP) - Fuel Sub - Panel Upgrade - ZEAS 2030 - Cold ¦ SCG ¦ Cold | Res ¦ Res Central Heat Pump Water Heater (150+ kBtuh, 3.0 COP) - Fuel Sub - Panel Upgrade - ZEAS 2030 - Cold | SCG ¦ Cold | SCG | All | Electric & Gas | Large MFm HPWH, 3.0 COP (>150 kBtuh) | Efficient | 2030 |  | 1 | Conventional | WaterHeat | Res - Single Family | Res | ROB Only | 1 | Residential Households | water heater | 20 | DEER:Res_ClothesDishWasher | 104250 | 0 | -8700 | SWWH028-05 | 65907 | 2026 | 49545 | 2026 | 2626.7996 | -3111 | SWWH028-05 | Res Multifamily Central Gas Water Heaters - Panel Upgrade - ZEAS 2030 - Cold ¦ SCG ¦ Cold | Res Multifamily Central Gas Water Heaters - Panel Upgrade - ZEAS 2030 - Cold | 0 | 0.5 | 0 | RASS 2019, same as Res Gas Water Heater | 0 | 2012 | 1 | SWWH028-05
RES-WATERHEAT-FS-PU-21-ZEAS.12 | Res ¦ Res Central Heat Pump Water Heater (150+ kBtuh, 3.0 COP) - Fuel Sub - Panel Upgrade - ZEAS 2030 - Cold ¦ SCG ¦ Cold | Res ¦ Res Central Heat Pump Water Heater (150+ kBtuh, 3.0 COP) - Fuel Sub - Panel Upgrade - ZEAS 2030 - Cold | SCG ¦ Cold | SCG | All | Electric & Gas | Large MFm HPWH, 3.0 COP (>150 kBtuh) | Efficient | 2030 |  | 1 | Conventional | WaterHeat | Res - Multi Family | Res | ROB Only | 1 | Residential Households | water heater | 20 | DEER:Res_ClothesDishWasher | 104250 | 0 | -8700 | SWWH028-05 | 65907 | 2026 | 49545 | 2026 | 2626.7996 | -3111 | SWWH028-05 | Res Multifamily Central Gas Water Heaters - Panel Upgrade - ZEAS 2030 - Cold ¦ SCG ¦ Cold | Res Multifamily Central Gas Water Heaters - Panel Upgrade - ZEAS 2030 - Cold | 0.129 | 0.5 | 0 | RASS 2019, same as Res Gas Water Heater | 0 | 2012 | 1 | SWWH028-05
RES-WATERHEAT-FS-PU-21-ZEAS.13 | Res ¦ Res Central Heat Pump Water Heater (150+ kBtuh, 3.0 COP) - Fuel Sub - Panel Upgrade - ZEAS 2030 - Marine ¦ SDG&E ¦ Marine | Res ¦ Res Central Heat Pump Water Heater (150+ kBtuh, 3.0 COP) - Fuel Sub - Panel Upgrade - ZEAS 2030 - Marine | SDG&E ¦ Marine | SDG&E | All | Electric & Gas | Large MFm HPWH, 3.0 COP (>150 kBtuh) | Efficient | 2030 |  | 1 | Conventional | WaterHeat | Res - Single Family | Res | ROB Only | 1 | Residential Households | water heater | 20 | DEER:Res_ClothesDishWasher | 107100 | 0 | -7800 | SWWH028-05 | 65907 | 2026 | 49545 | 2026 | 2626.7996 | -3111 | SWWH028-05 | Res Multifamily Central Gas Water Heaters - Panel Upgrade - ZEAS 2030 - Marine ¦ SDG&E ¦ Marine | Res Multifamily Central Gas Water Heaters - Panel Upgrade - ZEAS 2030 - Marine | 0 | 0.5 | 0 | RASS 2019, same as Res Gas Water Heater | 0 | 2012 | 1 | SWWH028-05
RES-WATERHEAT-FS-PU-21-ZEAS.14 | Res ¦ Res Central Heat Pump Water Heater (150+ kBtuh, 3.0 COP) - Fuel Sub - Panel Upgrade - ZEAS 2030 - Marine ¦ SDG&E ¦ Marine | Res ¦ Res Central Heat Pump Water Heater (150+ kBtuh, 3.0 COP) - Fuel Sub - Panel Upgrade - ZEAS 2030 - Marine | SDG&E ¦ Marine | SDG&E | All | Electric & Gas | Large MFm HPWH, 3.0 COP (>150 kBtuh) | Efficient | 2030 |  | 1 | Conventional | WaterHeat | Res - Multi Family | Res | ROB Only | 1 | Residential Households | water heater | 20 | DEER:Res_ClothesDishWasher | 107100 | 0 | -7800 | SWWH028-05 | 65907 | 2026 | 49545 | 2026 | 2626.7996 | -3111 | SWWH028-05 | Res Multifamily Central Gas Water Heaters - Panel Upgrade - ZEAS 2030 - Marine ¦ SDG&E ¦ Marine | Res Multifamily Central Gas Water Heaters - Panel Upgrade - ZEAS 2030 - Marine | 0.34955 | 0.5 | 0 | RASS 2019, same as Res Gas Water Heater | 0 | 2012 | 1 | SWWH028-05
RES-WATERHEAT-FS-PU-21-ZEAS.15 | Res ¦ Res Central Heat Pump Water Heater (150+ kBtuh, 3.0 COP) - Fuel Sub - Panel Upgrade - ZEAS 2030 - Hot-Dry ¦ SDG&E ¦ Hot-Dry | Res ¦ Res Central Heat Pump Water Heater (150+ kBtuh, 3.0 COP) - Fuel Sub - Panel Upgrade - ZEAS 2030 - Hot-Dry | SDG&E ¦ Hot-Dry | SDG&E | All | Electric & Gas | Large MFm HPWH, 3.0 COP (>150 kBtuh) | Efficient | 2030 |  | 1 | Conventional | WaterHeat | Res - Single Family | Res | ROB Only | 1 | Residential Households | water heater | 20 | DEER:Res_ClothesDishWasher | 106950 | 0 | -7635 | SWWH028-05 | 65907 | 2026 | 49545 | 2026 | 2626.7996 | -3111 | SWWH028-05 | Res Multifamily Central Gas Water Heaters - Panel Upgrade - ZEAS 2030 - Hot-Dry ¦ SDG&E ¦ Hot-Dry | Res Multifamily Central Gas Water Heaters - Panel Upgrade - ZEAS 2030 - Hot-Dry | 0 | 0.5 | 0 | RASS 2019, same as Res Gas Water Heater | 0 | 2012 | 1 | SWWH028-05
RES-WATERHEAT-FS-PU-21-ZEAS.16 | Res ¦ Res Central Heat Pump Water Heater (150+ kBtuh, 3.0 COP) - Fuel Sub - Panel Upgrade - ZEAS 2030 - Hot-Dry ¦ SDG&E ¦ Hot-Dry | Res ¦ Res Central Heat Pump Water Heater (150+ kBtuh, 3.0 COP) - Fuel Sub - Panel Upgrade - ZEAS 2030 - Hot-Dry | SDG&E ¦ Hot-Dry | SDG&E | All | Electric & Gas | Large MFm HPWH, 3.0 COP (>150 kBtuh) | Efficient | 2030 |  | 1 | Conventional | WaterHeat | Res - Multi Family | Res | ROB Only | 1 | Residential Households | water heater | 20 | DEER:Res_ClothesDishWasher | 106950 | 0 | -7635 | SWWH028-05 | 65907 | 2026 | 49545 | 2026 | 2626.7996 | -3111 | SWWH028-05 | Res Multifamily Central Gas Water Heaters - Panel Upgrade - ZEAS 2030 - Hot-Dry ¦ SDG&E ¦ Hot-Dry | Res Multifamily Central Gas Water Heaters - Panel Upgrade - ZEAS 2030 - Hot-Dry | 0.21689 | 0.5 | 0 | RASS 2019, same as Res Gas Water Heater | 0 | 2012 | 1 | SWWH028-05