COM-WATERHEAT-51.17 | Com ¦ Low Flow Showerheads (Gas WH) - Hot-Dry ¦ PG&E ¦ Hot-Dry | Com ¦ Low Flow Showerheads (Gas WH) - Hot-Dry | PG&E ¦ Hot-Dry | PG&E | All | Gas | Low-flow showerhead (avg 1.5 and 1.8 gpm), gas | Efficient |  |  | 0 | Conventional | WaterHeat | Com - Office (Large) | Com | RET Only | 0 | 1000 sqft2 of floor space | Each | 3.3 | DEER:Indoor_CFL_Ltg | 0 | 0 | 0 | SWWH020-06 | 0 | 2024 | 0 | 2024 | 0 | 0 | SWWH020-06 | Com Showerheads (Gas) - Hot-Dry ¦ PG&E ¦ Hot-Dry | Com Showerheads (Gas) - Hot-Dry | 0.0021037 | 1 | 0.56632 | CBSA2014/NCI Assumptions | 0 | 2032 | 0.6 | SWWH020-06
COM-WATERHEAT-51.18 | Com ¦ Low Flow Showerheads (Gas WH) - Hot-Dry ¦ PG&E ¦ Hot-Dry | Com ¦ Low Flow Showerheads (Gas WH) - Hot-Dry | PG&E ¦ Hot-Dry | PG&E | All | Gas | Low-flow showerhead (avg 1.5 and 1.8 gpm), gas | Efficient |  |  | 0 | Conventional | WaterHeat | Com - Office (Small) | Com | RET Only | 0 | 1000 sqft2 of floor space | Each | 3.3 | DEER:Indoor_CFL_Ltg | 0 | 0 | 0 | SWWH020-06 | 0 | 2024 | 0 | 2024 | 0 | 0 | SWWH020-06 | Com Showerheads (Gas) - Hot-Dry ¦ PG&E ¦ Hot-Dry | Com Showerheads (Gas) - Hot-Dry | 0 | 1 | 0 | CBSA2014/NCI Assumptions | 0 | 2032 | 0.6 | SWWH020-06
COM-WATERHEAT-51.19 | Com ¦ Low Flow Showerheads (Gas WH) - Hot-Dry ¦ PG&E ¦ Hot-Dry | Com ¦ Low Flow Showerheads (Gas WH) - Hot-Dry | PG&E ¦ Hot-Dry | PG&E | All | Gas | Low-flow showerhead (avg 1.5 and 1.8 gpm), gas | Efficient |  |  | 0 | Conventional | WaterHeat | Com - Other | Com | RET Only | 0 | 1000 sqft2 of floor space | Each | 3.3 | DEER:Indoor_CFL_Ltg | 0 | 0 | 0 | SWWH020-06 | 0 | 2024 | 0 | 2024 | 0 | 0 | SWWH020-06 | Com Showerheads (Gas) - Hot-Dry ¦ PG&E ¦ Hot-Dry | Com Showerheads (Gas) - Hot-Dry | 0.038638 | 1 | 0.56632 | CBSA2014/NCI Assumptions | 0 | 2032 | 0.6 | SWWH020-06
COM-WATERHEAT-51.20 | Com ¦ Low Flow Showerheads (Gas WH) - Hot-Dry ¦ PG&E ¦ Hot-Dry | Com ¦ Low Flow Showerheads (Gas WH) - Hot-Dry | PG&E ¦ Hot-Dry | PG&E | All | Gas | Low-flow showerhead (avg 1.5 and 1.8 gpm), gas | Efficient |  |  | 0 | Conventional | WaterHeat | Com - Refrig. Warehouse | Com | RET Only | 0 | 1000 sqft2 of floor space | Each | 3.3 | DEER:Indoor_CFL_Ltg | 0 | 0 | 0 | SWWH020-06 | 0 | 2024 | 0 | 2024 | 0 | 0 | SWWH020-06 | Com Showerheads (Gas) - Hot-Dry ¦ PG&E ¦ Hot-Dry | Com Showerheads (Gas) - Hot-Dry | 0 | 1 | 0 | CBSA2014/NCI Assumptions | 0 | 2032 | 0.6 | SWWH020-06
COM-WATERHEAT-51.21 | Com ¦ Low Flow Showerheads (Gas WH) - Hot-Dry ¦ PG&E ¦ Hot-Dry | Com ¦ Low Flow Showerheads (Gas WH) - Hot-Dry | PG&E ¦ Hot-Dry | PG&E | All | Gas | Low-flow showerhead (avg 1.5 and 1.8 gpm), gas | Efficient |  |  | 0 | Conventional | WaterHeat | Com - Restaurant | Com | RET Only | 0 | 1000 sqft2 of floor space | Each | 3.3 | DEER:Indoor_CFL_Ltg | 0 | 0 | 0 | SWWH020-06 | 0 | 2024 | 0 | 2024 | 0 | 0 | SWWH020-06 | Com Showerheads (Gas) - Hot-Dry ¦ PG&E ¦ Hot-Dry | Com Showerheads (Gas) - Hot-Dry | 0 | 1 | 0 | CBSA2014/NCI Assumptions | 0 | 2032 | 0.6 | SWWH020-06
COM-WATERHEAT-51.22 | Com ¦ Low Flow Showerheads (Gas WH) - Hot-Dry ¦ PG&E ¦ Hot-Dry | Com ¦ Low Flow Showerheads (Gas WH) - Hot-Dry | PG&E ¦ Hot-Dry | PG&E | All | Gas | Low-flow showerhead (avg 1.5 and 1.8 gpm), gas | Efficient |  |  | 0 | Conventional | WaterHeat | Com - Retail | Com | RET Only | 0 | 1000 sqft2 of floor space | Each | 3.3 | DEER:Indoor_CFL_Ltg | 0 | 0 | 0 | SWWH020-06 | 0 | 2024 | 0 | 2024 | 0 | 0 | SWWH020-06 | Com Showerheads (Gas) - Hot-Dry ¦ PG&E ¦ Hot-Dry | Com Showerheads (Gas) - Hot-Dry | 0 | 1 | 0 | CBSA2014/NCI Assumptions | 0 | 2032 | 0.6 | SWWH020-06
COM-WATERHEAT-51.23 | Com ¦ Low Flow Showerheads (Gas WH) - Hot-Dry ¦ PG&E ¦ Hot-Dry | Com ¦ Low Flow Showerheads (Gas WH) - Hot-Dry | PG&E ¦ Hot-Dry | PG&E | All | Gas | Low-flow showerhead (avg 1.5 and 1.8 gpm), gas | Efficient |  |  | 0 | Conventional | WaterHeat | Com - School | Com | RET Only | 0 | 1000 sqft2 of floor space | Each | 3.3 | DEER:Indoor_CFL_Ltg | 0 | 0 | 13.091 | SWWH020-06 | 17.6775 | 2024 | 23.5547 | 2024 | 0 | 0 | SWWH020-06 | Com Showerheads (Gas) - Hot-Dry ¦ PG&E ¦ Hot-Dry | Com Showerheads (Gas) - Hot-Dry | 0.075969 | 1 | 0.56632 | CBSA2014/NCI Assumptions | -29.9096 | 2032 | 0.6 | SWWH020-06
COM-WATERHEAT-51.24 | Com ¦ Low Flow Showerheads (Gas WH) - Hot-Dry ¦ PG&E ¦ Hot-Dry | Com ¦ Low Flow Showerheads (Gas WH) - Hot-Dry | PG&E ¦ Hot-Dry | PG&E | All | Gas | Low-flow showerhead (avg 1.5 and 1.8 gpm), gas | Efficient |  |  | 0 | Conventional | WaterHeat | Com - Warehouse | Com | RET Only | 0 | 1000 sqft2 of floor space | Each | 3.3 | DEER:Indoor_CFL_Ltg | 0 | 0 | 0 | SWWH020-06 | 0 | 2024 | 0 | 2024 | 0 | 0 | SWWH020-06 | Com Showerheads (Gas) - Hot-Dry ¦ PG&E ¦ Hot-Dry | Com Showerheads (Gas) - Hot-Dry | 0 | 1 | 0 | CBSA2014/NCI Assumptions | 0 | 2032 | 0.6 | SWWH020-06
COM-WATERHEAT-51.25 | Com ¦ Low Flow Showerheads (Gas WH) - Cold ¦ PG&E ¦ Cold | Com ¦ Low Flow Showerheads (Gas WH) - Cold | PG&E ¦ Cold | PG&E | All | Gas | Low-flow showerhead (avg 1.5 and 1.8 gpm), gas | Efficient |  |  | 0 | Conventional | WaterHeat | Com - College | Com | RET Only | 0 | 1000 sqft2 of floor space | Each | 3.3 | DEER:Indoor_CFL_Ltg | 0 | 0 | 17.2 | SWWH020-06 | 19.31 | 2024 | 25.73 | 2024 | 0 | 0 | SWWH020-06 | Com Showerheads (Gas) - Cold ¦ PG&E ¦ Cold | Com Showerheads (Gas) - Cold | 0.11592 | 1 | 0.56632 | CBSA2014/NCI Assumptions | -56.7368 | 2032 | 0.6 | SWWH020-06
COM-WATERHEAT-51.26 | Com ¦ Low Flow Showerheads (Gas WH) - Cold ¦ PG&E ¦ Cold | Com ¦ Low Flow Showerheads (Gas WH) - Cold | PG&E ¦ Cold | PG&E | All | Gas | Low-flow showerhead (avg 1.5 and 1.8 gpm), gas | Efficient |  |  | 0 | Conventional | WaterHeat | Com - Grocery | Com | RET Only | 0 | 1000 sqft2 of floor space | Each | 3.3 | DEER:Indoor_CFL_Ltg | 0 | 0 | 0 | SWWH020-06 | 0 | 2024 | 0 | 2024 | 0 | 0 | SWWH020-06 | Com Showerheads (Gas) - Cold ¦ PG&E ¦ Cold | Com Showerheads (Gas) - Cold | 0 | 1 | 0 | CBSA2014/NCI Assumptions | 0 | 2032 | 0.6 | SWWH020-06
COM-WATERHEAT-51.27 | Com ¦ Low Flow Showerheads (Gas WH) - Cold ¦ PG&E ¦ Cold | Com ¦ Low Flow Showerheads (Gas WH) - Cold | PG&E ¦ Cold | PG&E | All | Gas | Low-flow showerhead (avg 1.5 and 1.8 gpm), gas | Efficient |  |  | 0 | Conventional | WaterHeat | Com - Health | Com | RET Only | 0 | 1000 sqft2 of floor space | Each | 3.3 | DEER:Indoor_CFL_Ltg | 0 | 0 | 0 | SWWH020-06 | 0 | 2024 | 0 | 2024 | 0 | 0 | SWWH020-06 | Com Showerheads (Gas) - Cold ¦ PG&E ¦ Cold | Com Showerheads (Gas) - Cold | 0.11592 | 1 | 0.56632 | CBSA2014/NCI Assumptions | 0 | 2032 | 0.6 | SWWH020-06
COM-WATERHEAT-51.28 | Com ¦ Low Flow Showerheads (Gas WH) - Cold ¦ PG&E ¦ Cold | Com ¦ Low Flow Showerheads (Gas WH) - Cold | PG&E ¦ Cold | PG&E | All | Gas | Low-flow showerhead (avg 1.5 and 1.8 gpm), gas | Efficient |  |  | 0 | Conventional | WaterHeat | Com - Lodging | Com | RET Only | 0 | 1000 sqft2 of floor space | Each | 3.3 | DEER:Indoor_CFL_Ltg | 0 | 0 | 35.2 | SWWH020-06 | 19.31 | 2024 | 25.73 | 2024 | 0 | 0 | SWWH020-06 | Com Showerheads (Gas) - Cold ¦ PG&E ¦ Cold | Com Showerheads (Gas) - Cold | 1.1855 | 1 | 0.56632 | CBSA2014/NCI Assumptions | -347.718 | 2032 | 0.6 | SWWH020-06
COM-WATERHEAT-51.29 | Com ¦ Low Flow Showerheads (Gas WH) - Cold ¦ PG&E ¦ Cold | Com ¦ Low Flow Showerheads (Gas WH) - Cold | PG&E ¦ Cold | PG&E | All | Gas | Low-flow showerhead (avg 1.5 and 1.8 gpm), gas | Efficient |  |  | 0 | Conventional | WaterHeat | Com - Office (Large) | Com | RET Only | 0 | 1000 sqft2 of floor space | Each | 3.3 | DEER:Indoor_CFL_Ltg | 0 | 0 | 0 | SWWH020-06 | 0 | 2024 | 0 | 2024 | 0 | 0 | SWWH020-06 | Com Showerheads (Gas) - Cold ¦ PG&E ¦ Cold | Com Showerheads (Gas) - Cold | 0.0021037 | 1 | 0.56632 | CBSA2014/NCI Assumptions | 0 | 2032 | 0.6 | SWWH020-06
COM-WATERHEAT-51.30 | Com ¦ Low Flow Showerheads (Gas WH) - Cold ¦ PG&E ¦ Cold | Com ¦ Low Flow Showerheads (Gas WH) - Cold | PG&E ¦ Cold | PG&E | All | Gas | Low-flow showerhead (avg 1.5 and 1.8 gpm), gas | Efficient |  |  | 0 | Conventional | WaterHeat | Com - Office (Small) | Com | RET Only | 0 | 1000 sqft2 of floor space | Each | 3.3 | DEER:Indoor_CFL_Ltg | 0 | 0 | 0 | SWWH020-06 | 0 | 2024 | 0 | 2024 | 0 | 0 | SWWH020-06 | Com Showerheads (Gas) - Cold ¦ PG&E ¦ Cold | Com Showerheads (Gas) - Cold | 0 | 1 | 0 | CBSA2014/NCI Assumptions | 0 | 2032 | 0.6 | SWWH020-06
COM-WATERHEAT-51.31 | Com ¦ Low Flow Showerheads (Gas WH) - Cold ¦ PG&E ¦ Cold | Com ¦ Low Flow Showerheads (Gas WH) - Cold | PG&E ¦ Cold | PG&E | All | Gas | Low-flow showerhead (avg 1.5 and 1.8 gpm), gas | Efficient |  |  | 0 | Conventional | WaterHeat | Com - Other | Com | RET Only | 0 | 1000 sqft2 of floor space | Each | 3.3 | DEER:Indoor_CFL_Ltg | 0 | 0 | 0 | SWWH020-06 | 0 | 2024 | 0 | 2024 | 0 | 0 | SWWH020-06 | Com Showerheads (Gas) - Cold ¦ PG&E ¦ Cold | Com Showerheads (Gas) - Cold | 0.038638 | 1 | 0.56632 | CBSA2014/NCI Assumptions | 0 | 2032 | 0.6 | SWWH020-06
COM-WATERHEAT-51.32 | Com ¦ Low Flow Showerheads (Gas WH) - Cold ¦ PG&E ¦ Cold | Com ¦ Low Flow Showerheads (Gas WH) - Cold | PG&E ¦ Cold | PG&E | All | Gas | Low-flow showerhead (avg 1.5 and 1.8 gpm), gas | Efficient |  |  | 0 | Conventional | WaterHeat | Com - Refrig. Warehouse | Com | RET Only | 0 | 1000 sqft2 of floor space | Each | 3.3 | DEER:Indoor_CFL_Ltg | 0 | 0 | 0 | SWWH020-06 | 0 | 2024 | 0 | 2024 | 0 | 0 | SWWH020-06 | Com Showerheads (Gas) - Cold ¦ PG&E ¦ Cold | Com Showerheads (Gas) - Cold | 0 | 1 | 0 | CBSA2014/NCI Assumptions | 0 | 2032 | 0.6 | SWWH020-06
COM-WATERHEAT-51.33 | Com ¦ Low Flow Showerheads (Gas WH) - Cold ¦ PG&E ¦ Cold | Com ¦ Low Flow Showerheads (Gas WH) - Cold | PG&E ¦ Cold | PG&E | All | Gas | Low-flow showerhead (avg 1.5 and 1.8 gpm), gas | Efficient |  |  | 0 | Conventional | WaterHeat | Com - Restaurant | Com | RET Only | 0 | 1000 sqft2 of floor space | Each | 3.3 | DEER:Indoor_CFL_Ltg | 0 | 0 | 0 | SWWH020-06 | 0 | 2024 | 0 | 2024 | 0 | 0 | SWWH020-06 | Com Showerheads (Gas) - Cold ¦ PG&E ¦ Cold | Com Showerheads (Gas) - Cold | 0 | 1 | 0 | CBSA2014/NCI Assumptions | 0 | 2032 | 0.6 | SWWH020-06
COM-WATERHEAT-51.34 | Com ¦ Low Flow Showerheads (Gas WH) - Cold ¦ PG&E ¦ Cold | Com ¦ Low Flow Showerheads (Gas WH) - Cold | PG&E ¦ Cold | PG&E | All | Gas | Low-flow showerhead (avg 1.5 and 1.8 gpm), gas | Efficient |  |  | 0 | Conventional | WaterHeat | Com - Retail | Com | RET Only | 0 | 1000 sqft2 of floor space | Each | 3.3 | DEER:Indoor_CFL_Ltg | 0 | 0 | 0 | SWWH020-06 | 0 | 2024 | 0 | 2024 | 0 | 0 | SWWH020-06 | Com Showerheads (Gas) - Cold ¦ PG&E ¦ Cold | Com Showerheads (Gas) - Cold | 0 | 1 | 0 | CBSA2014/NCI Assumptions | 0 | 2032 | 0.6 | SWWH020-06
COM-WATERHEAT-51.35 | Com ¦ Low Flow Showerheads (Gas WH) - Cold ¦ PG&E ¦ Cold | Com ¦ Low Flow Showerheads (Gas WH) - Cold | PG&E ¦ Cold | PG&E | All | Gas | Low-flow showerhead (avg 1.5 and 1.8 gpm), gas | Efficient |  |  | 0 | Conventional | WaterHeat | Com - School | Com | RET Only | 0 | 1000 sqft2 of floor space | Each | 3.3 | DEER:Indoor_CFL_Ltg | 0 | 0 | 15.7458 | SWWH020-06 | 17.6775 | 2024 | 23.5547 | 2024 | 0 | 0 | SWWH020-06 | Com Showerheads (Gas) - Cold ¦ PG&E ¦ Cold | Com Showerheads (Gas) - Cold | 0.075969 | 1 | 0.56632 | CBSA2014/NCI Assumptions | -35.9752 | 2032 | 0.6 | SWWH020-06
COM-WATERHEAT-51.36 | Com ¦ Low Flow Showerheads (Gas WH) - Cold ¦ PG&E ¦ Cold | Com ¦ Low Flow Showerheads (Gas WH) - Cold | PG&E ¦ Cold | PG&E | All | Gas | Low-flow showerhead (avg 1.5 and 1.8 gpm), gas | Efficient |  |  | 0 | Conventional | WaterHeat | Com - Warehouse | Com | RET Only | 0 | 1000 sqft2 of floor space | Each | 3.3 | DEER:Indoor_CFL_Ltg | 0 | 0 | 0 | SWWH020-06 | 0 | 2024 | 0 | 2024 | 0 | 0 | SWWH020-06 | Com Showerheads (Gas) - Cold ¦ PG&E ¦ Cold | Com Showerheads (Gas) - Cold | 0 | 1 | 0 | CBSA2014/NCI Assumptions | 0 | 2032 | 0.6 | SWWH020-06
COM-WATERHEAT-51.37 | Com ¦ Low Flow Showerheads (Gas WH) - Marine ¦ SCG ¦ Marine | Com ¦ Low Flow Showerheads (Gas WH) - Marine | SCG ¦ Marine | SCG | All | Gas | Low-flow showerhead (avg 1.5 and 1.8 gpm), gas | Efficient |  |  | 0 | Conventional | WaterHeat | Com - College | Com | RET Only | 0 | 1000 sqft2 of floor space | Each | 3.3 | DEER:Indoor_CFL_Ltg | 0 | 0 | 13.55 | SWWH020-06 | 19.31 | 2024 | 25.73 | 2024 | 0 | 0 | SWWH020-06 | Com Showerheads (Gas) - Marine ¦ SCG ¦ Marine | Com Showerheads (Gas) - Marine | 0.11592 | 1 | 0.56632 | CBSA2014/NCI Assumptions | -44.6967 | 2032 | 0.6 | SWWH020-06
COM-WATERHEAT-51.38 | Com ¦ Low Flow Showerheads (Gas WH) - Marine ¦ SCG ¦ Marine | Com ¦ Low Flow Showerheads (Gas WH) - Marine | SCG ¦ Marine | SCG | All | Gas | Low-flow showerhead (avg 1.5 and 1.8 gpm), gas | Efficient |  |  | 0 | Conventional | WaterHeat | Com - Grocery | Com | RET Only | 0 | 1000 sqft2 of floor space | Each | 3.3 | DEER:Indoor_CFL_Ltg | 0 | 0 | 0 | SWWH020-06 | 0 | 2024 | 0 | 2024 | 0 | 0 | SWWH020-06 | Com Showerheads (Gas) - Marine ¦ SCG ¦ Marine | Com Showerheads (Gas) - Marine | 0 | 1 | 0 | CBSA2014/NCI Assumptions | 0 | 2032 | 0.6 | SWWH020-06
COM-WATERHEAT-51.39 | Com ¦ Low Flow Showerheads (Gas WH) - Marine ¦ SCG ¦ Marine | Com ¦ Low Flow Showerheads (Gas WH) - Marine | SCG ¦ Marine | SCG | All | Gas | Low-flow showerhead (avg 1.5 and 1.8 gpm), gas | Efficient |  |  | 0 | Conventional | WaterHeat | Com - Health | Com | RET Only | 0 | 1000 sqft2 of floor space | Each | 3.3 | DEER:Indoor_CFL_Ltg | 0 | 0 | 0 | SWWH020-06 | 0 | 2024 | 0 | 2024 | 0 | 0 | SWWH020-06 | Com Showerheads (Gas) - Marine ¦ SCG ¦ Marine | Com Showerheads (Gas) - Marine | 0.11592 | 1 | 0.56632 | CBSA2014/NCI Assumptions | 0 | 2032 | 0.6 | SWWH020-06
COM-WATERHEAT-51.40 | Com ¦ Low Flow Showerheads (Gas WH) - Marine ¦ SCG ¦ Marine | Com ¦ Low Flow Showerheads (Gas WH) - Marine | SCG ¦ Marine | SCG | All | Gas | Low-flow showerhead (avg 1.5 and 1.8 gpm), gas | Efficient |  |  | 0 | Conventional | WaterHeat | Com - Lodging | Com | RET Only | 0 | 1000 sqft2 of floor space | Each | 3.3 | DEER:Indoor_CFL_Ltg | 0 | 0 | 27.7 | SWWH020-06 | 19.31 | 2024 | 25.73 | 2024 | 0 | 0 | SWWH020-06 | Com Showerheads (Gas) - Marine ¦ SCG ¦ Marine | Com Showerheads (Gas) - Marine | 1.1855 | 1 | 0.56632 | CBSA2014/NCI Assumptions | -273.6303 | 2032 | 0.6 | SWWH020-06
COM-WATERHEAT-51.41 | Com ¦ Low Flow Showerheads (Gas WH) - Marine ¦ SCG ¦ Marine | Com ¦ Low Flow Showerheads (Gas WH) - Marine | SCG ¦ Marine | SCG | All | Gas | Low-flow showerhead (avg 1.5 and 1.8 gpm), gas | Efficient |  |  | 0 | Conventional | WaterHeat | Com - Office (Large) | Com | RET Only | 0 | 1000 sqft2 of floor space | Each | 3.3 | DEER:Indoor_CFL_Ltg | 0 | 0 | 0 | SWWH020-06 | 0 | 2024 | 0 | 2024 | 0 | 0 | SWWH020-06 | Com Showerheads (Gas) - Marine ¦ SCG ¦ Marine | Com Showerheads (Gas) - Marine | 0.0021037 | 1 | 0.56632 | CBSA2014/NCI Assumptions | 0 | 2032 | 0.6 | SWWH020-06
COM-WATERHEAT-51.42 | Com ¦ Low Flow Showerheads (Gas WH) - Marine ¦ SCG ¦ Marine | Com ¦ Low Flow Showerheads (Gas WH) - Marine | SCG ¦ Marine | SCG | All | Gas | Low-flow showerhead (avg 1.5 and 1.8 gpm), gas | Efficient |  |  | 0 | Conventional | WaterHeat | Com - Office (Small) | Com | RET Only | 0 | 1000 sqft2 of floor space | Each | 3.3 | DEER:Indoor_CFL_Ltg | 0 | 0 | 0 | SWWH020-06 | 0 | 2024 | 0 | 2024 | 0 | 0 | SWWH020-06 | Com Showerheads (Gas) - Marine ¦ SCG ¦ Marine | Com Showerheads (Gas) - Marine | 0 | 1 | 0 | CBSA2014/NCI Assumptions | 0 | 2032 | 0.6 | SWWH020-06
COM-WATERHEAT-51.43 | Com ¦ Low Flow Showerheads (Gas WH) - Marine ¦ SCG ¦ Marine | Com ¦ Low Flow Showerheads (Gas WH) - Marine | SCG ¦ Marine | SCG | All | Gas | Low-flow showerhead (avg 1.5 and 1.8 gpm), gas | Efficient |  |  | 0 | Conventional | WaterHeat | Com - Other | Com | RET Only | 0 | 1000 sqft2 of floor space | Each | 3.3 | DEER:Indoor_CFL_Ltg | 0 | 0 | 0 | SWWH020-06 | 0 | 2024 | 0 | 2024 | 0 | 0 | SWWH020-06 | Com Showerheads (Gas) - Marine ¦ SCG ¦ Marine | Com Showerheads (Gas) - Marine | 0.038638 | 1 | 0.56632 | CBSA2014/NCI Assumptions | 0 | 2032 | 0.6 | SWWH020-06
COM-WATERHEAT-51.44 | Com ¦ Low Flow Showerheads (Gas WH) - Marine ¦ SCG ¦ Marine | Com ¦ Low Flow Showerheads (Gas WH) - Marine | SCG ¦ Marine | SCG | All | Gas | Low-flow showerhead (avg 1.5 and 1.8 gpm), gas | Efficient |  |  | 0 | Conventional | WaterHeat | Com - Refrig. Warehouse | Com | RET Only | 0 | 1000 sqft2 of floor space | Each | 3.3 | DEER:Indoor_CFL_Ltg | 0 | 0 | 0 | SWWH020-06 | 0 | 2024 | 0 | 2024 | 0 | 0 | SWWH020-06 | Com Showerheads (Gas) - Marine ¦ SCG ¦ Marine | Com Showerheads (Gas) - Marine | 0 | 1 | 0 | CBSA2014/NCI Assumptions | 0 | 2032 | 0.6 | SWWH020-06
COM-WATERHEAT-51.45 | Com ¦ Low Flow Showerheads (Gas WH) - Marine ¦ SCG ¦ Marine | Com ¦ Low Flow Showerheads (Gas WH) - Marine | SCG ¦ Marine | SCG | All | Gas | Low-flow showerhead (avg 1.5 and 1.8 gpm), gas | Efficient |  |  | 0 | Conventional | WaterHeat | Com - Restaurant | Com | RET Only | 0 | 1000 sqft2 of floor space | Each | 3.3 | DEER:Indoor_CFL_Ltg | 0 | 0 | 0 | SWWH020-06 | 0 | 2024 | 0 | 2024 | 0 | 0 | SWWH020-06 | Com Showerheads (Gas) - Marine ¦ SCG ¦ Marine | Com Showerheads (Gas) - Marine | 0 | 1 | 0 | CBSA2014/NCI Assumptions | 0 | 2032 | 0.6 | SWWH020-06
COM-WATERHEAT-51.46 | Com ¦ Low Flow Showerheads (Gas WH) - Marine ¦ SCG ¦ Marine | Com ¦ Low Flow Showerheads (Gas WH) - Marine | SCG ¦ Marine | SCG | All | Gas | Low-flow showerhead (avg 1.5 and 1.8 gpm), gas | Efficient |  |  | 0 | Conventional | WaterHeat | Com - Retail | Com | RET Only | 0 | 1000 sqft2 of floor space | Each | 3.3 | DEER:Indoor_CFL_Ltg | 0 | 0 | 0 | SWWH020-06 | 0 | 2024 | 0 | 2024 | 0 | 0 | SWWH020-06 | Com Showerheads (Gas) - Marine ¦ SCG ¦ Marine | Com Showerheads (Gas) - Marine | 0 | 1 | 0 | CBSA2014/NCI Assumptions | 0 | 2032 | 0.6 | SWWH020-06
COM-WATERHEAT-51.47 | Com ¦ Low Flow Showerheads (Gas WH) - Marine ¦ SCG ¦ Marine | Com ¦ Low Flow Showerheads (Gas WH) - Marine | SCG ¦ Marine | SCG | All | Gas | Low-flow showerhead (avg 1.5 and 1.8 gpm), gas | Efficient |  |  | 0 | Conventional | WaterHeat | Com - School | Com | RET Only | 0 | 1000 sqft2 of floor space | Each | 3.3 | DEER:Indoor_CFL_Ltg | 0 | 0 | 12.4044 | SWWH020-06 | 17.6775 | 2024 | 23.5547 | 2024 | 0 | 0 | SWWH020-06 | Com Showerheads (Gas) - Marine ¦ SCG ¦ Marine | Com Showerheads (Gas) - Marine | 0.075969 | 1 | 0.56632 | CBSA2014/NCI Assumptions | -28.3409 | 2032 | 0.6 | SWWH020-06
COM-WATERHEAT-51.48 | Com ¦ Low Flow Showerheads (Gas WH) - Marine ¦ SCG ¦ Marine | Com ¦ Low Flow Showerheads (Gas WH) - Marine | SCG ¦ Marine | SCG | All | Gas | Low-flow showerhead (avg 1.5 and 1.8 gpm), gas | Efficient |  |  | 0 | Conventional | WaterHeat | Com - Warehouse | Com | RET Only | 0 | 1000 sqft2 of floor space | Each | 3.3 | DEER:Indoor_CFL_Ltg | 0 | 0 | 0 | SWWH020-06 | 0 | 2024 | 0 | 2024 | 0 | 0 | SWWH020-06 | Com Showerheads (Gas) - Marine ¦ SCG ¦ Marine | Com Showerheads (Gas) - Marine | 0 | 1 | 0 | CBSA2014/NCI Assumptions | 0 | 2032 | 0.6 | SWWH020-06
COM-WATERHEAT-51.49 | Com ¦ Low Flow Showerheads (Gas WH) - Hot-Dry ¦ SCG ¦ Hot-Dry | Com ¦ Low Flow Showerheads (Gas WH) - Hot-Dry | SCG ¦ Hot-Dry | SCG | All | Gas | Low-flow showerhead (avg 1.5 and 1.8 gpm), gas | Efficient |  |  | 0 | Conventional | WaterHeat | Com - College | Com | RET Only | 0 | 1000 sqft2 of floor space | Each | 3.3 | DEER:Indoor_CFL_Ltg | 0 | 0 | 13.1 | SWWH020-06 | 19.31 | 2024 | 25.73 | 2024 | 0 | 0 | SWWH020-06 | Com Showerheads (Gas) - Hot-Dry ¦ SCG ¦ Hot-Dry | Com Showerheads (Gas) - Hot-Dry | 0.11592 | 1 | 0.56632 | CBSA2014/NCI Assumptions | -43.2123 | 2032 | 0.6 | SWWH020-06
COM-WATERHEAT-51.50 | Com ¦ Low Flow Showerheads (Gas WH) - Hot-Dry ¦ SCG ¦ Hot-Dry | Com ¦ Low Flow Showerheads (Gas WH) - Hot-Dry | SCG ¦ Hot-Dry | SCG | All | Gas | Low-flow showerhead (avg 1.5 and 1.8 gpm), gas | Efficient |  |  | 0 | Conventional | WaterHeat | Com - Grocery | Com | RET Only | 0 | 1000 sqft2 of floor space | Each | 3.3 | DEER:Indoor_CFL_Ltg | 0 | 0 | 0 | SWWH020-06 | 0 | 2024 | 0 | 2024 | 0 | 0 | SWWH020-06 | Com Showerheads (Gas) - Hot-Dry ¦ SCG ¦ Hot-Dry | Com Showerheads (Gas) - Hot-Dry | 0 | 1 | 0 | CBSA2014/NCI Assumptions | 0 | 2032 | 0.6 | SWWH020-06
COM-WATERHEAT-51.51 | Com ¦ Low Flow Showerheads (Gas WH) - Hot-Dry ¦ SCG ¦ Hot-Dry | Com ¦ Low Flow Showerheads (Gas WH) - Hot-Dry | SCG ¦ Hot-Dry | SCG | All | Gas | Low-flow showerhead (avg 1.5 and 1.8 gpm), gas | Efficient |  |  | 0 | Conventional | WaterHeat | Com - Health | Com | RET Only | 0 | 1000 sqft2 of floor space | Each | 3.3 | DEER:Indoor_CFL_Ltg | 0 | 0 | 0 | SWWH020-06 | 0 | 2024 | 0 | 2024 | 0 | 0 | SWWH020-06 | Com Showerheads (Gas) - Hot-Dry ¦ SCG ¦ Hot-Dry | Com Showerheads (Gas) - Hot-Dry | 0.11592 | 1 | 0.56632 | CBSA2014/NCI Assumptions | 0 | 2032 | 0.6 | SWWH020-06
COM-WATERHEAT-51.52 | Com ¦ Low Flow Showerheads (Gas WH) - Hot-Dry ¦ SCG ¦ Hot-Dry | Com ¦ Low Flow Showerheads (Gas WH) - Hot-Dry | SCG ¦ Hot-Dry | SCG | All | Gas | Low-flow showerhead (avg 1.5 and 1.8 gpm), gas | Efficient |  |  | 0 | Conventional | WaterHeat | Com - Lodging | Com | RET Only | 0 | 1000 sqft2 of floor space | Each | 3.3 | DEER:Indoor_CFL_Ltg | 0 | 0 | 26.8 | SWWH020-06 | 19.31 | 2024 | 25.73 | 2024 | 0 | 0 | SWWH020-06 | Com Showerheads (Gas) - Hot-Dry ¦ SCG ¦ Hot-Dry | Com Showerheads (Gas) - Hot-Dry | 1.1855 | 1 | 0.56632 | CBSA2014/NCI Assumptions | -264.7398 | 2032 | 0.6 | SWWH020-06
COM-WATERHEAT-51.53 | Com ¦ Low Flow Showerheads (Gas WH) - Hot-Dry ¦ SCG ¦ Hot-Dry | Com ¦ Low Flow Showerheads (Gas WH) - Hot-Dry | SCG ¦ Hot-Dry | SCG | All | Gas | Low-flow showerhead (avg 1.5 and 1.8 gpm), gas | Efficient |  |  | 0 | Conventional | WaterHeat | Com - Office (Large) | Com | RET Only | 0 | 1000 sqft2 of floor space | Each | 3.3 | DEER:Indoor_CFL_Ltg | 0 | 0 | 0 | SWWH020-06 | 0 | 2024 | 0 | 2024 | 0 | 0 | SWWH020-06 | Com Showerheads (Gas) - Hot-Dry ¦ SCG ¦ Hot-Dry | Com Showerheads (Gas) - Hot-Dry | 0.0021037 | 1 | 0.56632 | CBSA2014/NCI Assumptions | 0 | 2032 | 0.6 | SWWH020-06
COM-WATERHEAT-51.54 | Com ¦ Low Flow Showerheads (Gas WH) - Hot-Dry ¦ SCG ¦ Hot-Dry | Com ¦ Low Flow Showerheads (Gas WH) - Hot-Dry | SCG ¦ Hot-Dry | SCG | All | Gas | Low-flow showerhead (avg 1.5 and 1.8 gpm), gas | Efficient |  |  | 0 | Conventional | WaterHeat | Com - Office (Small) | Com | RET Only | 0 | 1000 sqft2 of floor space | Each | 3.3 | DEER:Indoor_CFL_Ltg | 0 | 0 | 0 | SWWH020-06 | 0 | 2024 | 0 | 2024 | 0 | 0 | SWWH020-06 | Com Showerheads (Gas) - Hot-Dry ¦ SCG ¦ Hot-Dry | Com Showerheads (Gas) - Hot-Dry | 0 | 1 | 0 | CBSA2014/NCI Assumptions | 0 | 2032 | 0.6 | SWWH020-06
COM-WATERHEAT-51.55 | Com ¦ Low Flow Showerheads (Gas WH) - Hot-Dry ¦ SCG ¦ Hot-Dry | Com ¦ Low Flow Showerheads (Gas WH) - Hot-Dry | SCG ¦ Hot-Dry | SCG | All | Gas | Low-flow showerhead (avg 1.5 and 1.8 gpm), gas | Efficient |  |  | 0 | Conventional | WaterHeat | Com - Other | Com | RET Only | 0 | 1000 sqft2 of floor space | Each | 3.3 | DEER:Indoor_CFL_Ltg | 0 | 0 | 0 | SWWH020-06 | 0 | 2024 | 0 | 2024 | 0 | 0 | SWWH020-06 | Com Showerheads (Gas) - Hot-Dry ¦ SCG ¦ Hot-Dry | Com Showerheads (Gas) - Hot-Dry | 0.038638 | 1 | 0.56632 | CBSA2014/NCI Assumptions | 0 | 2032 | 0.6 | SWWH020-06
COM-WATERHEAT-51.56 | Com ¦ Low Flow Showerheads (Gas WH) - Hot-Dry ¦ SCG ¦ Hot-Dry | Com ¦ Low Flow Showerheads (Gas WH) - Hot-Dry | SCG ¦ Hot-Dry | SCG | All | Gas | Low-flow showerhead (avg 1.5 and 1.8 gpm), gas | Efficient |  |  | 0 | Conventional | WaterHeat | Com - Refrig. Warehouse | Com | RET Only | 0 | 1000 sqft2 of floor space | Each | 3.3 | DEER:Indoor_CFL_Ltg | 0 | 0 | 0 | SWWH020-06 | 0 | 2024 | 0 | 2024 | 0 | 0 | SWWH020-06 | Com Showerheads (Gas) - Hot-Dry ¦ SCG ¦ Hot-Dry | Com Showerheads (Gas) - Hot-Dry | 0 | 1 | 0 | CBSA2014/NCI Assumptions | 0 | 2032 | 0.6 | SWWH020-06
COM-WATERHEAT-51.57 | Com ¦ Low Flow Showerheads (Gas WH) - Hot-Dry ¦ SCG ¦ Hot-Dry | Com ¦ Low Flow Showerheads (Gas WH) - Hot-Dry | SCG ¦ Hot-Dry | SCG | All | Gas | Low-flow showerhead (avg 1.5 and 1.8 gpm), gas | Efficient |  |  | 0 | Conventional | WaterHeat | Com - Restaurant | Com | RET Only | 0 | 1000 sqft2 of floor space | Each | 3.3 | DEER:Indoor_CFL_Ltg | 0 | 0 | 0 | SWWH020-06 | 0 | 2024 | 0 | 2024 | 0 | 0 | SWWH020-06 | Com Showerheads (Gas) - Hot-Dry ¦ SCG ¦ Hot-Dry | Com Showerheads (Gas) - Hot-Dry | 0 | 1 | 0 | CBSA2014/NCI Assumptions | 0 | 2032 | 0.6 | SWWH020-06
COM-WATERHEAT-51.58 | Com ¦ Low Flow Showerheads (Gas WH) - Hot-Dry ¦ SCG ¦ Hot-Dry | Com ¦ Low Flow Showerheads (Gas WH) - Hot-Dry | SCG ¦ Hot-Dry | SCG | All | Gas | Low-flow showerhead (avg 1.5 and 1.8 gpm), gas | Efficient |  |  | 0 | Conventional | WaterHeat | Com - Retail | Com | RET Only | 0 | 1000 sqft2 of floor space | Each | 3.3 | DEER:Indoor_CFL_Ltg | 0 | 0 | 0 | SWWH020-06 | 0 | 2024 | 0 | 2024 | 0 | 0 | SWWH020-06 | Com Showerheads (Gas) - Hot-Dry ¦ SCG ¦ Hot-Dry | Com Showerheads (Gas) - Hot-Dry | 0 | 1 | 0 | CBSA2014/NCI Assumptions | 0 | 2032 | 0.6 | SWWH020-06
COM-WATERHEAT-51.59 | Com ¦ Low Flow Showerheads (Gas WH) - Hot-Dry ¦ SCG ¦ Hot-Dry | Com ¦ Low Flow Showerheads (Gas WH) - Hot-Dry | SCG ¦ Hot-Dry | SCG | All | Gas | Low-flow showerhead (avg 1.5 and 1.8 gpm), gas | Efficient |  |  | 0 | Conventional | WaterHeat | Com - School | Com | RET Only | 0 | 1000 sqft2 of floor space | Each | 3.3 | DEER:Indoor_CFL_Ltg | 0 | 0 | 11.9925 | SWWH020-06 | 17.6775 | 2024 | 23.5547 | 2024 | 0 | 0 | SWWH020-06 | Com Showerheads (Gas) - Hot-Dry ¦ SCG ¦ Hot-Dry | Com Showerheads (Gas) - Hot-Dry | 0.075969 | 1 | 0.56632 | CBSA2014/NCI Assumptions | -27.3997 | 2032 | 0.6 | SWWH020-06
COM-WATERHEAT-51.60 | Com ¦ Low Flow Showerheads (Gas WH) - Hot-Dry ¦ SCG ¦ Hot-Dry | Com ¦ Low Flow Showerheads (Gas WH) - Hot-Dry | SCG ¦ Hot-Dry | SCG | All | Gas | Low-flow showerhead (avg 1.5 and 1.8 gpm), gas | Efficient |  |  | 0 | Conventional | WaterHeat | Com - Warehouse | Com | RET Only | 0 | 1000 sqft2 of floor space | Each | 3.3 | DEER:Indoor_CFL_Ltg | 0 | 0 | 0 | SWWH020-06 | 0 | 2024 | 0 | 2024 | 0 | 0 | SWWH020-06 | Com Showerheads (Gas) - Hot-Dry ¦ SCG ¦ Hot-Dry | Com Showerheads (Gas) - Hot-Dry | 0 | 1 | 0 | CBSA2014/NCI Assumptions | 0 | 2032 | 0.6 | SWWH020-06
COM-WATERHEAT-51.61 | Com ¦ Low Flow Showerheads (Gas WH) - Cold ¦ SCG ¦ Cold | Com ¦ Low Flow Showerheads (Gas WH) - Cold | SCG ¦ Cold | SCG | All | Gas | Low-flow showerhead (avg 1.5 and 1.8 gpm), gas | Efficient |  |  | 0 | Conventional | WaterHeat | Com - College | Com | RET Only | 0 | 1000 sqft2 of floor space | Each | 3.3 | DEER:Indoor_CFL_Ltg | 0 | 0 | 17.2 | SWWH020-06 | 19.31 | 2024 | 25.73 | 2024 | 0 | 0 | SWWH020-06 | Com Showerheads (Gas) - Cold ¦ SCG ¦ Cold | Com Showerheads (Gas) - Cold | 0.11592 | 1 | 0.56632 | CBSA2014/NCI Assumptions | -56.7368 | 2032 | 0.6 | SWWH020-06
COM-WATERHEAT-51.62 | Com ¦ Low Flow Showerheads (Gas WH) - Cold ¦ SCG ¦ Cold | Com ¦ Low Flow Showerheads (Gas WH) - Cold | SCG ¦ Cold | SCG | All | Gas | Low-flow showerhead (avg 1.5 and 1.8 gpm), gas | Efficient |  |  | 0 | Conventional | WaterHeat | Com - Grocery | Com | RET Only | 0 | 1000 sqft2 of floor space | Each | 3.3 | DEER:Indoor_CFL_Ltg | 0 | 0 | 0 | SWWH020-06 | 0 | 2024 | 0 | 2024 | 0 | 0 | SWWH020-06 | Com Showerheads (Gas) - Cold ¦ SCG ¦ Cold | Com Showerheads (Gas) - Cold | 0 | 1 | 0 | CBSA2014/NCI Assumptions | 0 | 2032 | 0.6 | SWWH020-06
COM-WATERHEAT-51.63 | Com ¦ Low Flow Showerheads (Gas WH) - Cold ¦ SCG ¦ Cold | Com ¦ Low Flow Showerheads (Gas WH) - Cold | SCG ¦ Cold | SCG | All | Gas | Low-flow showerhead (avg 1.5 and 1.8 gpm), gas | Efficient |  |  | 0 | Conventional | WaterHeat | Com - Health | Com | RET Only | 0 | 1000 sqft2 of floor space | Each | 3.3 | DEER:Indoor_CFL_Ltg | 0 | 0 | 0 | SWWH020-06 | 0 | 2024 | 0 | 2024 | 0 | 0 | SWWH020-06 | Com Showerheads (Gas) - Cold ¦ SCG ¦ Cold | Com Showerheads (Gas) - Cold | 0.11592 | 1 | 0.56632 | CBSA2014/NCI Assumptions | 0 | 2032 | 0.6 | SWWH020-06
COM-WATERHEAT-51.64 | Com ¦ Low Flow Showerheads (Gas WH) - Cold ¦ SCG ¦ Cold | Com ¦ Low Flow Showerheads (Gas WH) - Cold | SCG ¦ Cold | SCG | All | Gas | Low-flow showerhead (avg 1.5 and 1.8 gpm), gas | Efficient |  |  | 0 | Conventional | WaterHeat | Com - Lodging | Com | RET Only | 0 | 1000 sqft2 of floor space | Each | 3.3 | DEER:Indoor_CFL_Ltg | 0 | 0 | 35.2 | SWWH020-06 | 19.31 | 2024 | 25.73 | 2024 | 0 | 0 | SWWH020-06 | Com Showerheads (Gas) - Cold ¦ SCG ¦ Cold | Com Showerheads (Gas) - Cold | 1.1855 | 1 | 0.56632 | CBSA2014/NCI Assumptions | -347.718 | 2032 | 0.6 | SWWH020-06
COM-WATERHEAT-51.65 | Com ¦ Low Flow Showerheads (Gas WH) - Cold ¦ SCG ¦ Cold | Com ¦ Low Flow Showerheads (Gas WH) - Cold | SCG ¦ Cold | SCG | All | Gas | Low-flow showerhead (avg 1.5 and 1.8 gpm), gas | Efficient |  |  | 0 | Conventional | WaterHeat | Com - Office (Large) | Com | RET Only | 0 | 1000 sqft2 of floor space | Each | 3.3 | DEER:Indoor_CFL_Ltg | 0 | 0 | 0 | SWWH020-06 | 0 | 2024 | 0 | 2024 | 0 | 0 | SWWH020-06 | Com Showerheads (Gas) - Cold ¦ SCG ¦ Cold | Com Showerheads (Gas) - Cold | 0.0021037 | 1 | 0.56632 | CBSA2014/NCI Assumptions | 0 | 2032 | 0.6 | SWWH020-06
COM-WATERHEAT-51.66 | Com ¦ Low Flow Showerheads (Gas WH) - Cold ¦ SCG ¦ Cold | Com ¦ Low Flow Showerheads (Gas WH) - Cold | SCG ¦ Cold | SCG | All | Gas | Low-flow showerhead (avg 1.5 and 1.8 gpm), gas | Efficient |  |  | 0 | Conventional | WaterHeat | Com - Office (Small) | Com | RET Only | 0 | 1000 sqft2 of floor space | Each | 3.3 | DEER:Indoor_CFL_Ltg | 0 | 0 | 0 | SWWH020-06 | 0 | 2024 | 0 | 2024 | 0 | 0 | SWWH020-06 | Com Showerheads (Gas) - Cold ¦ SCG ¦ Cold | Com Showerheads (Gas) - Cold | 0 | 1 | 0 | CBSA2014/NCI Assumptions | 0 | 2032 | 0.6 | SWWH020-06
COM-WATERHEAT-51.67 | Com ¦ Low Flow Showerheads (Gas WH) - Cold ¦ SCG ¦ Cold | Com ¦ Low Flow Showerheads (Gas WH) - Cold | SCG ¦ Cold | SCG | All | Gas | Low-flow showerhead (avg 1.5 and 1.8 gpm), gas | Efficient |  |  | 0 | Conventional | WaterHeat | Com - Other | Com | RET Only | 0 | 1000 sqft2 of floor space | Each | 3.3 | DEER:Indoor_CFL_Ltg | 0 | 0 | 0 | SWWH020-06 | 0 | 2024 | 0 | 2024 | 0 | 0 | SWWH020-06 | Com Showerheads (Gas) - Cold ¦ SCG ¦ Cold | Com Showerheads (Gas) - Cold | 0.038638 | 1 | 0.56632 | CBSA2014/NCI Assumptions | 0 | 2032 | 0.6 | SWWH020-06
COM-WATERHEAT-51.68 | Com ¦ Low Flow Showerheads (Gas WH) - Cold ¦ SCG ¦ Cold | Com ¦ Low Flow Showerheads (Gas WH) - Cold | SCG ¦ Cold | SCG | All | Gas | Low-flow showerhead (avg 1.5 and 1.8 gpm), gas | Efficient |  |  | 0 | Conventional | WaterHeat | Com - Refrig. Warehouse | Com | RET Only | 0 | 1000 sqft2 of floor space | Each | 3.3 | DEER:Indoor_CFL_Ltg | 0 | 0 | 0 | SWWH020-06 | 0 | 2024 | 0 | 2024 | 0 | 0 | SWWH020-06 | Com Showerheads (Gas) - Cold ¦ SCG ¦ Cold | Com Showerheads (Gas) - Cold | 0 | 1 | 0 | CBSA2014/NCI Assumptions | 0 | 2032 | 0.6 | SWWH020-06
COM-WATERHEAT-51.69 | Com ¦ Low Flow Showerheads (Gas WH) - Cold ¦ SCG ¦ Cold | Com ¦ Low Flow Showerheads (Gas WH) - Cold | SCG ¦ Cold | SCG | All | Gas | Low-flow showerhead (avg 1.5 and 1.8 gpm), gas | Efficient |  |  | 0 | Conventional | WaterHeat | Com - Restaurant | Com | RET Only | 0 | 1000 sqft2 of floor space | Each | 3.3 | DEER:Indoor_CFL_Ltg | 0 | 0 | 0 | SWWH020-06 | 0 | 2024 | 0 | 2024 | 0 | 0 | SWWH020-06 | Com Showerheads (Gas) - Cold ¦ SCG ¦ Cold | Com Showerheads (Gas) - Cold | 0 | 1 | 0 | CBSA2014/NCI Assumptions | 0 | 2032 | 0.6 | SWWH020-06
COM-WATERHEAT-51.70 | Com ¦ Low Flow Showerheads (Gas WH) - Cold ¦ SCG ¦ Cold | Com ¦ Low Flow Showerheads (Gas WH) - Cold | SCG ¦ Cold | SCG | All | Gas | Low-flow showerhead (avg 1.5 and 1.8 gpm), gas | Efficient |  |  | 0 | Conventional | WaterHeat | Com - Retail | Com | RET Only | 0 | 1000 sqft2 of floor space | Each | 3.3 | DEER:Indoor_CFL_Ltg | 0 | 0 | 0 | SWWH020-06 | 0 | 2024 | 0 | 2024 | 0 | 0 | SWWH020-06 | Com Showerheads (Gas) - Cold ¦ SCG ¦ Cold | Com Showerheads (Gas) - Cold | 0 | 1 | 0 | CBSA2014/NCI Assumptions | 0 | 2032 | 0.6 | SWWH020-06
COM-WATERHEAT-51.71 | Com ¦ Low Flow Showerheads (Gas WH) - Cold ¦ SCG ¦ Cold | Com ¦ Low Flow Showerheads (Gas WH) - Cold | SCG ¦ Cold | SCG | All | Gas | Low-flow showerhead (avg 1.5 and 1.8 gpm), gas | Efficient |  |  | 0 | Conventional | WaterHeat | Com - School | Com | RET Only | 0 | 1000 sqft2 of floor space | Each | 3.3 | DEER:Indoor_CFL_Ltg | 0 | 0 | 15.7458 | SWWH020-06 | 17.6775 | 2024 | 23.5547 | 2024 | 0 | 0 | SWWH020-06 | Com Showerheads (Gas) - Cold ¦ SCG ¦ Cold | Com Showerheads (Gas) - Cold | 0.075969 | 1 | 0.56632 | CBSA2014/NCI Assumptions | -35.9752 | 2032 | 0.6 | SWWH020-06
COM-WATERHEAT-51.72 | Com ¦ Low Flow Showerheads (Gas WH) - Cold ¦ SCG ¦ Cold | Com ¦ Low Flow Showerheads (Gas WH) - Cold | SCG ¦ Cold | SCG | All | Gas | Low-flow showerhead (avg 1.5 and 1.8 gpm), gas | Efficient |  |  | 0 | Conventional | WaterHeat | Com - Warehouse | Com | RET Only | 0 | 1000 sqft2 of floor space | Each | 3.3 | DEER:Indoor_CFL_Ltg | 0 | 0 | 0 | SWWH020-06 | 0 | 2024 | 0 | 2024 | 0 | 0 | SWWH020-06 | Com Showerheads (Gas) - Cold ¦ SCG ¦ Cold | Com Showerheads (Gas) - Cold | 0 | 1 | 0 | CBSA2014/NCI Assumptions | 0 | 2032 | 0.6 | SWWH020-06
COM-WATERHEAT-51.73 | Com ¦ Low Flow Showerheads (Gas WH) - Marine ¦ SDG&E ¦ Marine | Com ¦ Low Flow Showerheads (Gas WH) - Marine | SDG&E ¦ Marine | SDG&E | All | Gas | Low-flow showerhead (avg 1.5 and 1.8 gpm), gas | Efficient |  |  | 0 | Conventional | WaterHeat | Com - College | Com | RET Only | 0 | 1000 sqft2 of floor space | Each | 3.3 | DEER:Indoor_CFL_Ltg | 0 | 0 | 13.55 | SWWH020-06 | 19.31 | 2024 | 25.73 | 2024 | 0 | 0 | SWWH020-06 | Com Showerheads (Gas) - Marine ¦ SDG&E ¦ Marine | Com Showerheads (Gas) - Marine | 0.11592 | 1 | 0.56632 | CBSA2014/NCI Assumptions | -44.6967 | 2032 | 0.6 | SWWH020-06
COM-WATERHEAT-51.74 | Com ¦ Low Flow Showerheads (Gas WH) - Marine ¦ SDG&E ¦ Marine | Com ¦ Low Flow Showerheads (Gas WH) - Marine | SDG&E ¦ Marine | SDG&E | All | Gas | Low-flow showerhead (avg 1.5 and 1.8 gpm), gas | Efficient |  |  | 0 | Conventional | WaterHeat | Com - Grocery | Com | RET Only | 0 | 1000 sqft2 of floor space | Each | 3.3 | DEER:Indoor_CFL_Ltg | 0 | 0 | 0 | SWWH020-06 | 0 | 2024 | 0 | 2024 | 0 | 0 | SWWH020-06 | Com Showerheads (Gas) - Marine ¦ SDG&E ¦ Marine | Com Showerheads (Gas) - Marine | 0 | 1 | 0 | CBSA2014/NCI Assumptions | 0 | 2032 | 0.6 | SWWH020-06
COM-WATERHEAT-51.75 | Com ¦ Low Flow Showerheads (Gas WH) - Marine ¦ SDG&E ¦ Marine | Com ¦ Low Flow Showerheads (Gas WH) - Marine | SDG&E ¦ Marine | SDG&E | All | Gas | Low-flow showerhead (avg 1.5 and 1.8 gpm), gas | Efficient |  |  | 0 | Conventional | WaterHeat | Com - Health | Com | RET Only | 0 | 1000 sqft2 of floor space | Each | 3.3 | DEER:Indoor_CFL_Ltg | 0 | 0 | 0 | SWWH020-06 | 0 | 2024 | 0 | 2024 | 0 | 0 | SWWH020-06 | Com Showerheads (Gas) - Marine ¦ SDG&E ¦ Marine | Com Showerheads (Gas) - Marine | 0.11592 | 1 | 0.56632 | CBSA2014/NCI Assumptions | 0 | 2032 | 0.6 | SWWH020-06
COM-WATERHEAT-51.76 | Com ¦ Low Flow Showerheads (Gas WH) - Marine ¦ SDG&E ¦ Marine | Com ¦ Low Flow Showerheads (Gas WH) - Marine | SDG&E ¦ Marine | SDG&E | All | Gas | Low-flow showerhead (avg 1.5 and 1.8 gpm), gas | Efficient |  |  | 0 | Conventional | WaterHeat | Com - Lodging | Com | RET Only | 0 | 1000 sqft2 of floor space | Each | 3.3 | DEER:Indoor_CFL_Ltg | 0 | 0 | 27.7 | SWWH020-06 | 19.31 | 2024 | 25.73 | 2024 | 0 | 0 | SWWH020-06 | Com Showerheads (Gas) - Marine ¦ SDG&E ¦ Marine | Com Showerheads (Gas) - Marine | 1.1855 | 1 | 0.56632 | CBSA2014/NCI Assumptions | -273.6303 | 2032 | 0.6 | SWWH020-06
COM-WATERHEAT-51.77 | Com ¦ Low Flow Showerheads (Gas WH) - Marine ¦ SDG&E ¦ Marine | Com ¦ Low Flow Showerheads (Gas WH) - Marine | SDG&E ¦ Marine | SDG&E | All | Gas | Low-flow showerhead (avg 1.5 and 1.8 gpm), gas | Efficient |  |  | 0 | Conventional | WaterHeat | Com - Office (Large) | Com | RET Only | 0 | 1000 sqft2 of floor space | Each | 3.3 | DEER:Indoor_CFL_Ltg | 0 | 0 | 0 | SWWH020-06 | 0 | 2024 | 0 | 2024 | 0 | 0 | SWWH020-06 | Com Showerheads (Gas) - Marine ¦ SDG&E ¦ Marine | Com Showerheads (Gas) - Marine | 0.0021037 | 1 | 0.56632 | CBSA2014/NCI Assumptions | 0 | 2032 | 0.6 | SWWH020-06
COM-WATERHEAT-51.78 | Com ¦ Low Flow Showerheads (Gas WH) - Marine ¦ SDG&E ¦ Marine | Com ¦ Low Flow Showerheads (Gas WH) - Marine | SDG&E ¦ Marine | SDG&E | All | Gas | Low-flow showerhead (avg 1.5 and 1.8 gpm), gas | Efficient |  |  | 0 | Conventional | WaterHeat | Com - Office (Small) | Com | RET Only | 0 | 1000 sqft2 of floor space | Each | 3.3 | DEER:Indoor_CFL_Ltg | 0 | 0 | 0 | SWWH020-06 | 0 | 2024 | 0 | 2024 | 0 | 0 | SWWH020-06 | Com Showerheads (Gas) - Marine ¦ SDG&E ¦ Marine | Com Showerheads (Gas) - Marine | 0 | 1 | 0 | CBSA2014/NCI Assumptions | 0 | 2032 | 0.6 | SWWH020-06
COM-WATERHEAT-51.79 | Com ¦ Low Flow Showerheads (Gas WH) - Marine ¦ SDG&E ¦ Marine | Com ¦ Low Flow Showerheads (Gas WH) - Marine | SDG&E ¦ Marine | SDG&E | All | Gas | Low-flow showerhead (avg 1.5 and 1.8 gpm), gas | Efficient |  |  | 0 | Conventional | WaterHeat | Com - Other | Com | RET Only | 0 | 1000 sqft2 of floor space | Each | 3.3 | DEER:Indoor_CFL_Ltg | 0 | 0 | 0 | SWWH020-06 | 0 | 2024 | 0 | 2024 | 0 | 0 | SWWH020-06 | Com Showerheads (Gas) - Marine ¦ SDG&E ¦ Marine | Com Showerheads (Gas) - Marine | 0.038638 | 1 | 0.56632 | CBSA2014/NCI Assumptions | 0 | 2032 | 0.6 | SWWH020-06
COM-WATERHEAT-51.80 | Com ¦ Low Flow Showerheads (Gas WH) - Marine ¦ SDG&E ¦ Marine | Com ¦ Low Flow Showerheads (Gas WH) - Marine | SDG&E ¦ Marine | SDG&E | All | Gas | Low-flow showerhead (avg 1.5 and 1.8 gpm), gas | Efficient |  |  | 0 | Conventional | WaterHeat | Com - Refrig. Warehouse | Com | RET Only | 0 | 1000 sqft2 of floor space | Each | 3.3 | DEER:Indoor_CFL_Ltg | 0 | 0 | 0 | SWWH020-06 | 0 | 2024 | 0 | 2024 | 0 | 0 | SWWH020-06 | Com Showerheads (Gas) - Marine ¦ SDG&E ¦ Marine | Com Showerheads (Gas) - Marine | 0 | 1 | 0 | CBSA2014/NCI Assumptions | 0 | 2032 | 0.6 | SWWH020-06
COM-WATERHEAT-51.81 | Com ¦ Low Flow Showerheads (Gas WH) - Marine ¦ SDG&E ¦ Marine | Com ¦ Low Flow Showerheads (Gas WH) - Marine | SDG&E ¦ Marine | SDG&E | All | Gas | Low-flow showerhead (avg 1.5 and 1.8 gpm), gas | Efficient |  |  | 0 | Conventional | WaterHeat | Com - Restaurant | Com | RET Only | 0 | 1000 sqft2 of floor space | Each | 3.3 | DEER:Indoor_CFL_Ltg | 0 | 0 | 0 | SWWH020-06 | 0 | 2024 | 0 | 2024 | 0 | 0 | SWWH020-06 | Com Showerheads (Gas) - Marine ¦ SDG&E ¦ Marine | Com Showerheads (Gas) - Marine | 0 | 1 | 0 | CBSA2014/NCI Assumptions | 0 | 2032 | 0.6 | SWWH020-06
COM-WATERHEAT-51.82 | Com ¦ Low Flow Showerheads (Gas WH) - Marine ¦ SDG&E ¦ Marine | Com ¦ Low Flow Showerheads (Gas WH) - Marine | SDG&E ¦ Marine | SDG&E | All | Gas | Low-flow showerhead (avg 1.5 and 1.8 gpm), gas | Efficient |  |  | 0 | Conventional | WaterHeat | Com - Retail | Com | RET Only | 0 | 1000 sqft2 of floor space | Each | 3.3 | DEER:Indoor_CFL_Ltg | 0 | 0 | 0 | SWWH020-06 | 0 | 2024 | 0 | 2024 | 0 | 0 | SWWH020-06 | Com Showerheads (Gas) - Marine ¦ SDG&E ¦ Marine | Com Showerheads (Gas) - Marine | 0 | 1 | 0 | CBSA2014/NCI Assumptions | 0 | 2032 | 0.6 | SWWH020-06
COM-WATERHEAT-51.83 | Com ¦ Low Flow Showerheads (Gas WH) - Marine ¦ SDG&E ¦ Marine | Com ¦ Low Flow Showerheads (Gas WH) - Marine | SDG&E ¦ Marine | SDG&E | All | Gas | Low-flow showerhead (avg 1.5 and 1.8 gpm), gas | Efficient |  |  | 0 | Conventional | WaterHeat | Com - School | Com | RET Only | 0 | 1000 sqft2 of floor space | Each | 3.3 | DEER:Indoor_CFL_Ltg | 0 | 0 | 12.4044 | SWWH020-06 | 17.6775 | 2024 | 23.5547 | 2024 | 0 | 0 | SWWH020-06 | Com Showerheads (Gas) - Marine ¦ SDG&E ¦ Marine | Com Showerheads (Gas) - Marine | 0.075969 | 1 | 0.56632 | CBSA2014/NCI Assumptions | -28.3409 | 2032 | 0.6 | SWWH020-06
COM-WATERHEAT-51.84 | Com ¦ Low Flow Showerheads (Gas WH) - Marine ¦ SDG&E ¦ Marine | Com ¦ Low Flow Showerheads (Gas WH) - Marine | SDG&E ¦ Marine | SDG&E | All | Gas | Low-flow showerhead (avg 1.5 and 1.8 gpm), gas | Efficient |  |  | 0 | Conventional | WaterHeat | Com - Warehouse | Com | RET Only | 0 | 1000 sqft2 of floor space | Each | 3.3 | DEER:Indoor_CFL_Ltg | 0 | 0 | 0 | SWWH020-06 | 0 | 2024 | 0 | 2024 | 0 | 0 | SWWH020-06 | Com Showerheads (Gas) - Marine ¦ SDG&E ¦ Marine | Com Showerheads (Gas) - Marine | 0 | 1 | 0 | CBSA2014/NCI Assumptions | 0 | 2032 | 0.6 | SWWH020-06
COM-WATERHEAT-51.85 | Com ¦ Low Flow Showerheads (Gas WH) - Hot-Dry ¦ SDG&E ¦ Hot-Dry | Com ¦ Low Flow Showerheads (Gas WH) - Hot-Dry | SDG&E ¦ Hot-Dry | SDG&E | All | Gas | Low-flow showerhead (avg 1.5 and 1.8 gpm), gas | Efficient |  |  | 0 | Conventional | WaterHeat | Com - College | Com | RET Only | 0 | 1000 sqft2 of floor space | Each | 3.3 | DEER:Indoor_CFL_Ltg | 0 | 0 | 13.5 | SWWH020-06 | 19.31 | 2024 | 25.73 | 2024 | 0 | 0 | SWWH020-06 | Com Showerheads (Gas) - Hot-Dry ¦ SDG&E ¦ Hot-Dry | Com Showerheads (Gas) - Hot-Dry | 0.11592 | 1 | 0.56632 | CBSA2014/NCI Assumptions | -44.5318 | 2032 | 0.6 | SWWH020-06
COM-WATERHEAT-51.86 | Com ¦ Low Flow Showerheads (Gas WH) - Hot-Dry ¦ SDG&E ¦ Hot-Dry | Com ¦ Low Flow Showerheads (Gas WH) - Hot-Dry | SDG&E ¦ Hot-Dry | SDG&E | All | Gas | Low-flow showerhead (avg 1.5 and 1.8 gpm), gas | Efficient |  |  | 0 | Conventional | WaterHeat | Com - Grocery | Com | RET Only | 0 | 1000 sqft2 of floor space | Each | 3.3 | DEER:Indoor_CFL_Ltg | 0 | 0 | 0 | SWWH020-06 | 0 | 2024 | 0 | 2024 | 0 | 0 | SWWH020-06 | Com Showerheads (Gas) - Hot-Dry ¦ SDG&E ¦ Hot-Dry | Com Showerheads (Gas) - Hot-Dry | 0 | 1 | 0 | CBSA2014/NCI Assumptions | 0 | 2032 | 0.6 | SWWH020-06
COM-WATERHEAT-51.87 | Com ¦ Low Flow Showerheads (Gas WH) - Hot-Dry ¦ SDG&E ¦ Hot-Dry | Com ¦ Low Flow Showerheads (Gas WH) - Hot-Dry | SDG&E ¦ Hot-Dry | SDG&E | All | Gas | Low-flow showerhead (avg 1.5 and 1.8 gpm), gas | Efficient |  |  | 0 | Conventional | WaterHeat | Com - Health | Com | RET Only | 0 | 1000 sqft2 of floor space | Each | 3.3 | DEER:Indoor_CFL_Ltg | 0 | 0 | 0 | SWWH020-06 | 0 | 2024 | 0 | 2024 | 0 | 0 | SWWH020-06 | Com Showerheads (Gas) - Hot-Dry ¦ SDG&E ¦ Hot-Dry | Com Showerheads (Gas) - Hot-Dry | 0.11592 | 1 | 0.56632 | CBSA2014/NCI Assumptions | 0 | 2032 | 0.6 | SWWH020-06
COM-WATERHEAT-51.88 | Com ¦ Low Flow Showerheads (Gas WH) - Hot-Dry ¦ SDG&E ¦ Hot-Dry | Com ¦ Low Flow Showerheads (Gas WH) - Hot-Dry | SDG&E ¦ Hot-Dry | SDG&E | All | Gas | Low-flow showerhead (avg 1.5 and 1.8 gpm), gas | Efficient |  |  | 0 | Conventional | WaterHeat | Com - Lodging | Com | RET Only | 0 | 1000 sqft2 of floor space | Each | 3.3 | DEER:Indoor_CFL_Ltg | 0 | 0 | 27.6 | SWWH020-06 | 19.31 | 2024 | 25.73 | 2024 | 0 | 0 | SWWH020-06 | Com Showerheads (Gas) - Hot-Dry ¦ SDG&E ¦ Hot-Dry | Com Showerheads (Gas) - Hot-Dry | 1.1855 | 1 | 0.56632 | CBSA2014/NCI Assumptions | -272.6425 | 2032 | 0.6 | SWWH020-06
COM-WATERHEAT-51.89 | Com ¦ Low Flow Showerheads (Gas WH) - Hot-Dry ¦ SDG&E ¦ Hot-Dry | Com ¦ Low Flow Showerheads (Gas WH) - Hot-Dry | SDG&E ¦ Hot-Dry | SDG&E | All | Gas | Low-flow showerhead (avg 1.5 and 1.8 gpm), gas | Efficient |  |  | 0 | Conventional | WaterHeat | Com - Office (Large) | Com | RET Only | 0 | 1000 sqft2 of floor space | Each | 3.3 | DEER:Indoor_CFL_Ltg | 0 | 0 | 0 | SWWH020-06 | 0 | 2024 | 0 | 2024 | 0 | 0 | SWWH020-06 | Com Showerheads (Gas) - Hot-Dry ¦ SDG&E ¦ Hot-Dry | Com Showerheads (Gas) - Hot-Dry | 0.0021037 | 1 | 0.56632 | CBSA2014/NCI Assumptions | 0 | 2032 | 0.6 | SWWH020-06
COM-WATERHEAT-51.90 | Com ¦ Low Flow Showerheads (Gas WH) - Hot-Dry ¦ SDG&E ¦ Hot-Dry | Com ¦ Low Flow Showerheads (Gas WH) - Hot-Dry | SDG&E ¦ Hot-Dry | SDG&E | All | Gas | Low-flow showerhead (avg 1.5 and 1.8 gpm), gas | Efficient |  |  | 0 | Conventional | WaterHeat | Com - Office (Small) | Com | RET Only | 0 | 1000 sqft2 of floor space | Each | 3.3 | DEER:Indoor_CFL_Ltg | 0 | 0 | 0 | SWWH020-06 | 0 | 2024 | 0 | 2024 | 0 | 0 | SWWH020-06 | Com Showerheads (Gas) - Hot-Dry ¦ SDG&E ¦ Hot-Dry | Com Showerheads (Gas) - Hot-Dry | 0 | 1 | 0 | CBSA2014/NCI Assumptions | 0 | 2032 | 0.6 | SWWH020-06
COM-WATERHEAT-51.91 | Com ¦ Low Flow Showerheads (Gas WH) - Hot-Dry ¦ SDG&E ¦ Hot-Dry | Com ¦ Low Flow Showerheads (Gas WH) - Hot-Dry | SDG&E ¦ Hot-Dry | SDG&E | All | Gas | Low-flow showerhead (avg 1.5 and 1.8 gpm), gas | Efficient |  |  | 0 | Conventional | WaterHeat | Com - Other | Com | RET Only | 0 | 1000 sqft2 of floor space | Each | 3.3 | DEER:Indoor_CFL_Ltg | 0 | 0 | 0 | SWWH020-06 | 0 | 2024 | 0 | 2024 | 0 | 0 | SWWH020-06 | Com Showerheads (Gas) - Hot-Dry ¦ SDG&E ¦ Hot-Dry | Com Showerheads (Gas) - Hot-Dry | 0.038638 | 1 | 0.56632 | CBSA2014/NCI Assumptions | 0 | 2032 | 0.6 | SWWH020-06
COM-WATERHEAT-51.92 | Com ¦ Low Flow Showerheads (Gas WH) - Hot-Dry ¦ SDG&E ¦ Hot-Dry | Com ¦ Low Flow Showerheads (Gas WH) - Hot-Dry | SDG&E ¦ Hot-Dry | SDG&E | All | Gas | Low-flow showerhead (avg 1.5 and 1.8 gpm), gas | Efficient |  |  | 0 | Conventional | WaterHeat | Com - Refrig. Warehouse | Com | RET Only | 0 | 1000 sqft2 of floor space | Each | 3.3 | DEER:Indoor_CFL_Ltg | 0 | 0 | 0 | SWWH020-06 | 0 | 2024 | 0 | 2024 | 0 | 0 | SWWH020-06 | Com Showerheads (Gas) - Hot-Dry ¦ SDG&E ¦ Hot-Dry | Com Showerheads (Gas) - Hot-Dry | 0 | 1 | 0 | CBSA2014/NCI Assumptions | 0 | 2032 | 0.6 | SWWH020-06
COM-WATERHEAT-51.93 | Com ¦ Low Flow Showerheads (Gas WH) - Hot-Dry ¦ SDG&E ¦ Hot-Dry | Com ¦ Low Flow Showerheads (Gas WH) - Hot-Dry | SDG&E ¦ Hot-Dry | SDG&E | All | Gas | Low-flow showerhead (avg 1.5 and 1.8 gpm), gas | Efficient |  |  | 0 | Conventional | WaterHeat | Com - Restaurant | Com | RET Only | 0 | 1000 sqft2 of floor space | Each | 3.3 | DEER:Indoor_CFL_Ltg | 0 | 0 | 0 | SWWH020-06 | 0 | 2024 | 0 | 2024 | 0 | 0 | SWWH020-06 | Com Showerheads (Gas) - Hot-Dry ¦ SDG&E ¦ Hot-Dry | Com Showerheads (Gas) - Hot-Dry | 0 | 1 | 0 | CBSA2014/NCI Assumptions | 0 | 2032 | 0.6 | SWWH020-06
COM-WATERHEAT-51.94 | Com ¦ Low Flow Showerheads (Gas WH) - Hot-Dry ¦ SDG&E ¦ Hot-Dry | Com ¦ Low Flow Showerheads (Gas WH) - Hot-Dry | SDG&E ¦ Hot-Dry | SDG&E | All | Gas | Low-flow showerhead (avg 1.5 and 1.8 gpm), gas | Efficient |  |  | 0 | Conventional | WaterHeat | Com - Retail | Com | RET Only | 0 | 1000 sqft2 of floor space | Each | 3.3 | DEER:Indoor_CFL_Ltg | 0 | 0 | 0 | SWWH020-06 | 0 | 2024 | 0 | 2024 | 0 | 0 | SWWH020-06 | Com Showerheads (Gas) - Hot-Dry ¦ SDG&E ¦ Hot-Dry | Com Showerheads (Gas) - Hot-Dry | 0 | 1 | 0 | CBSA2014/NCI Assumptions | 0 | 2032 | 0.6 | SWWH020-06
COM-WATERHEAT-51.95 | Com ¦ Low Flow Showerheads (Gas WH) - Hot-Dry ¦ SDG&E ¦ Hot-Dry | Com ¦ Low Flow Showerheads (Gas WH) - Hot-Dry | SDG&E ¦ Hot-Dry | SDG&E | All | Gas | Low-flow showerhead (avg 1.5 and 1.8 gpm), gas | Efficient |  |  | 0 | Conventional | WaterHeat | Com - School | Com | RET Only | 0 | 1000 sqft2 of floor space | Each | 3.3 | DEER:Indoor_CFL_Ltg | 0 | 0 | 12.3587 | SWWH020-06 | 17.6775 | 2024 | 23.5547 | 2024 | 0 | 0 | SWWH020-06 | Com Showerheads (Gas) - Hot-Dry ¦ SDG&E ¦ Hot-Dry | Com Showerheads (Gas) - Hot-Dry | 0.075969 | 1 | 0.56632 | CBSA2014/NCI Assumptions | -28.2363 | 2032 | 0.6 | SWWH020-06
COM-WATERHEAT-51.96 | Com ¦ Low Flow Showerheads (Gas WH) - Hot-Dry ¦ SDG&E ¦ Hot-Dry | Com ¦ Low Flow Showerheads (Gas WH) - Hot-Dry | SDG&E ¦ Hot-Dry | SDG&E | All | Gas | Low-flow showerhead (avg 1.5 and 1.8 gpm), gas | Efficient |  |  | 0 | Conventional | WaterHeat | Com - Warehouse | Com | RET Only | 0 | 1000 sqft2 of floor space | Each | 3.3 | DEER:Indoor_CFL_Ltg | 0 | 0 | 0 | SWWH020-06 | 0 | 2024 | 0 | 2024 | 0 | 0 | SWWH020-06 | Com Showerheads (Gas) - Hot-Dry ¦ SDG&E ¦ Hot-Dry | Com Showerheads (Gas) - Hot-Dry | 0 | 1 | 0 | CBSA2014/NCI Assumptions | 0 | 2032 | 0.6 | SWWH020-06
COM-WATERHEAT-55.1 | Com ¦ Normal Flow Showerheads (Elec WH) - Marine ¦ PG&E ¦ Marine | Com ¦ Normal Flow Showerheads (Elec WH) - Marine | PG&E ¦ Marine | PG&E | All | Electric | Baseline showerhead, 2.25 gpm, electric | Average Existing and Code |  |  | 0 | Conventional | WaterHeat | Com - College | Com | RET Only | 0 | 1000 sqft2 of floor space | Each | 3.3 | DEER:Indoor_CFL_Ltg | 373 | 0.11208 | 0 | SWWH020-06 | 0 | 2024 | 0 | 2024 | 0 | 0 | SWWH020-06 | Com Showerheads (Elec) - Marine ¦ PG&E ¦ Marine | Com Showerheads (Elec) - Marine | 0.0075345 | 1 | 0.22 | SME Input | -28.1608 | 2012 | 0.6 | SWWH020-06
COM-WATERHEAT-55.2 | Com ¦ Normal Flow Showerheads (Elec WH) - Marine ¦ PG&E ¦ Marine | Com ¦ Normal Flow Showerheads (Elec WH) - Marine | PG&E ¦ Marine | PG&E | All | Electric | Baseline showerhead, 2.25 gpm, electric | Average Existing and Code |  |  | 0 | Conventional | WaterHeat | Com - Grocery | Com | RET Only | 0 | 1000 sqft2 of floor space | Each | 3.3 | DEER:Indoor_CFL_Ltg | 0 | 0 | 0 | SWWH020-06 | 0 | 2024 | 0 | 2024 | 0 | 0 | SWWH020-06 | Com Showerheads (Elec) - Marine ¦ PG&E ¦ Marine | Com Showerheads (Elec) - Marine | 0 | 1 | 0 | SME Input | 0 | 2012 | 0.6 | SWWH020-06
COM-WATERHEAT-55.3 | Com ¦ Normal Flow Showerheads (Elec WH) - Marine ¦ PG&E ¦ Marine | Com ¦ Normal Flow Showerheads (Elec WH) - Marine | PG&E ¦ Marine | PG&E | All | Electric | Baseline showerhead, 2.25 gpm, electric | Average Existing and Code |  |  | 0 | Conventional | WaterHeat | Com - Health | Com | RET Only | 0 | 1000 sqft2 of floor space | Each | 3.3 | DEER:Indoor_CFL_Ltg | 0 | 0 | 0 | SWWH020-06 | 0 | 2024 | 0 | 2024 | 0 | 0 | SWWH020-06 | Com Showerheads (Elec) - Marine ¦ PG&E ¦ Marine | Com Showerheads (Elec) - Marine | 0.0075345 | 1 | 0.22 | SME Input | 0 | 2012 | 0.6 | SWWH020-06
COM-WATERHEAT-55.4 | Com ¦ Normal Flow Showerheads (Elec WH) - Marine ¦ PG&E ¦ Marine | Com ¦ Normal Flow Showerheads (Elec WH) - Marine | PG&E ¦ Marine | PG&E | All | Electric | Baseline showerhead, 2.25 gpm, electric | Average Existing and Code |  |  | 0 | Conventional | WaterHeat | Com - Lodging | Com | RET Only | 0 | 1000 sqft2 of floor space | Each | 3.3 | DEER:Indoor_CFL_Ltg | 761.5 | 0.10192 | 0 | SWWH020-06 | 0 | 2024 | 0 | 2024 | 0 | 0 | SWWH020-06 | Com Showerheads (Elec) - Marine ¦ PG&E ¦ Marine | Com Showerheads (Elec) - Marine | 0.0085 | 1 | 0.52 | SME Input | -120.0753 | 2012 | 0.6 | SWWH020-06
COM-WATERHEAT-55.5 | Com ¦ Normal Flow Showerheads (Elec WH) - Marine ¦ PG&E ¦ Marine | Com ¦ Normal Flow Showerheads (Elec WH) - Marine | PG&E ¦ Marine | PG&E | All | Electric | Baseline showerhead, 2.25 gpm, electric | Average Existing and Code |  |  | 0 | Conventional | WaterHeat | Com - Office (Large) | Com | RET Only | 0 | 1000 sqft2 of floor space | Each | 3.3 | DEER:Indoor_CFL_Ltg | 0 | 0 | 0 | SWWH020-06 | 0 | 2024 | 0 | 2024 | 0 | 0 | SWWH020-06 | Com Showerheads (Elec) - Marine ¦ PG&E ¦ Marine | Com Showerheads (Elec) - Marine | 0.00013 | 1 | 0.43368 | SME Input | 0 | 2012 | 0.6 | SWWH020-06
COM-WATERHEAT-55.6 | Com ¦ Normal Flow Showerheads (Elec WH) - Marine ¦ PG&E ¦ Marine | Com ¦ Normal Flow Showerheads (Elec WH) - Marine | PG&E ¦ Marine | PG&E | All | Electric | Baseline showerhead, 2.25 gpm, electric | Average Existing and Code |  |  | 0 | Conventional | WaterHeat | Com - Office (Small) | Com | RET Only | 0 | 1000 sqft2 of floor space | Each | 3.3 | DEER:Indoor_CFL_Ltg | 0 | 0 | 0 | SWWH020-06 | 0 | 2024 | 0 | 2024 | 0 | 0 | SWWH020-06 | Com Showerheads (Elec) - Marine ¦ PG&E ¦ Marine | Com Showerheads (Elec) - Marine | 0 | 1 | 0 | SME Input | 0 | 2012 | 0.6 | SWWH020-06
COM-WATERHEAT-55.7 | Com ¦ Normal Flow Showerheads (Elec WH) - Marine ¦ PG&E ¦ Marine | Com ¦ Normal Flow Showerheads (Elec WH) - Marine | PG&E ¦ Marine | PG&E | All | Electric | Baseline showerhead, 2.25 gpm, electric | Average Existing and Code |  |  | 0 | Conventional | WaterHeat | Com - Other | Com | RET Only | 0 | 1000 sqft2 of floor space | Each | 3.3 | DEER:Indoor_CFL_Ltg | 0 | 0 | 0 | SWWH020-06 | 0 | 2024 | 0 | 2024 | 0 | 0 | SWWH020-06 | Com Showerheads (Elec) - Marine ¦ PG&E ¦ Marine | Com Showerheads (Elec) - Marine | 0.0113 | 1 | 0.43368 | SME Input | 0 | 2012 | 0.6 | SWWH020-06
COM-WATERHEAT-55.8 | Com ¦ Normal Flow Showerheads (Elec WH) - Marine ¦ PG&E ¦ Marine | Com ¦ Normal Flow Showerheads (Elec WH) - Marine | PG&E ¦ Marine | PG&E | All | Electric | Baseline showerhead, 2.25 gpm, electric | Average Existing and Code |  |  | 0 | Conventional | WaterHeat | Com - Refrig. Warehouse | Com | RET Only | 0 | 1000 sqft2 of floor space | Each | 3.3 | DEER:Indoor_CFL_Ltg | 0 | 0 | 0 | SWWH020-06 | 0 | 2024 | 0 | 2024 | 0 | 0 | SWWH020-06 | Com Showerheads (Elec) - Marine ¦ PG&E ¦ Marine | Com Showerheads (Elec) - Marine | 0 | 1 | 0 | SME Input | 0 | 2012 | 0.6 | SWWH020-06
COM-WATERHEAT-55.9 | Com ¦ Normal Flow Showerheads (Elec WH) - Marine ¦ PG&E ¦ Marine | Com ¦ Normal Flow Showerheads (Elec WH) - Marine | PG&E ¦ Marine | PG&E | All | Electric | Baseline showerhead, 2.25 gpm, electric | Average Existing and Code |  |  | 0 | Conventional | WaterHeat | Com - Restaurant | Com | RET Only | 0 | 1000 sqft2 of floor space | Each | 3.3 | DEER:Indoor_CFL_Ltg | 0 | 0 | 0 | SWWH020-06 | 0 | 2024 | 0 | 2024 | 0 | 0 | SWWH020-06 | Com Showerheads (Elec) - Marine ¦ PG&E ¦ Marine | Com Showerheads (Elec) - Marine | 0 | 1 | 0 | SME Input | 0 | 2012 | 0.6 | SWWH020-06
COM-WATERHEAT-55.10 | Com ¦ Normal Flow Showerheads (Elec WH) - Marine ¦ PG&E ¦ Marine | Com ¦ Normal Flow Showerheads (Elec WH) - Marine | PG&E ¦ Marine | PG&E | All | Electric | Baseline showerhead, 2.25 gpm, electric | Average Existing and Code |  |  | 0 | Conventional | WaterHeat | Com - Retail | Com | RET Only | 0 | 1000 sqft2 of floor space | Each | 3.3 | DEER:Indoor_CFL_Ltg | 0 | 0 | 0 | SWWH020-06 | 0 | 2024 | 0 | 2024 | 0 | 0 | SWWH020-06 | Com Showerheads (Elec) - Marine ¦ PG&E ¦ Marine | Com Showerheads (Elec) - Marine | 0 | 1 | 0 | SME Input | 0 | 2012 | 0.6 | SWWH020-06
COM-WATERHEAT-55.11 | Com ¦ Normal Flow Showerheads (Elec WH) - Marine ¦ PG&E ¦ Marine | Com ¦ Normal Flow Showerheads (Elec WH) - Marine | PG&E ¦ Marine | PG&E | All | Electric | Baseline showerhead, 2.25 gpm, electric | Average Existing and Code |  |  | 0 | Conventional | WaterHeat | Com - School | Com | RET Only | 0 | 1000 sqft2 of floor space | Each | 3.3 | DEER:Indoor_CFL_Ltg | 341.4652 | 0.046276 | 0 | SWWH020-06 | 0 | 2024 | 0 | 2024 | 0 | 0 | SWWH020-06 | Com Showerheads (Elec) - Marine ¦ PG&E ¦ Marine | Com Showerheads (Elec) - Marine | 0.0135 | 1 | 0.22 | SME Input | -56.2209 | 2012 | 0.6 | SWWH020-06
COM-WATERHEAT-55.12 | Com ¦ Normal Flow Showerheads (Elec WH) - Marine ¦ PG&E ¦ Marine | Com ¦ Normal Flow Showerheads (Elec WH) - Marine | PG&E ¦ Marine | PG&E | All | Electric | Baseline showerhead, 2.25 gpm, electric | Average Existing and Code |  |  | 0 | Conventional | WaterHeat | Com - Warehouse | Com | RET Only | 0 | 1000 sqft2 of floor space | Each | 3.3 | DEER:Indoor_CFL_Ltg | 0 | 0 | 0 | SWWH020-06 | 0 | 2024 | 0 | 2024 | 0 | 0 | SWWH020-06 | Com Showerheads (Elec) - Marine ¦ PG&E ¦ Marine | Com Showerheads (Elec) - Marine | 0 | 1 | 0 | SME Input | 0 | 2012 | 0.6 | SWWH020-06
COM-WATERHEAT-55.13 | Com ¦ Normal Flow Showerheads (Elec WH) - Hot-Dry ¦ PG&E ¦ Hot-Dry | Com ¦ Normal Flow Showerheads (Elec WH) - Hot-Dry | PG&E ¦ Hot-Dry | PG&E | All | Electric | Baseline showerhead, 2.25 gpm, electric | Average Existing and Code |  |  | 0 | Conventional | WaterHeat | Com - College | Com | RET Only | 0 | 1000 sqft2 of floor space | Each | 3.3 | DEER:Indoor_CFL_Ltg | 344 | 0.10324 | 0 | SWWH020-06 | 0 | 2024 | 0 | 2024 | 0 | 0 | SWWH020-06 | Com Showerheads (Elec) - Hot-Dry ¦ PG&E ¦ Hot-Dry | Com Showerheads (Elec) - Hot-Dry | 0.0075345 | 1 | 0.22 | SME Input | -25.9713 | 2012 | 0.6 | SWWH020-06
COM-WATERHEAT-55.14 | Com ¦ Normal Flow Showerheads (Elec WH) - Hot-Dry ¦ PG&E ¦ Hot-Dry | Com ¦ Normal Flow Showerheads (Elec WH) - Hot-Dry | PG&E ¦ Hot-Dry | PG&E | All | Electric | Baseline showerhead, 2.25 gpm, electric | Average Existing and Code |  |  | 0 | Conventional | WaterHeat | Com - Grocery | Com | RET Only | 0 | 1000 sqft2 of floor space | Each | 3.3 | DEER:Indoor_CFL_Ltg | 0 | 0 | 0 | SWWH020-06 | 0 | 2024 | 0 | 2024 | 0 | 0 | SWWH020-06 | Com Showerheads (Elec) - Hot-Dry ¦ PG&E ¦ Hot-Dry | Com Showerheads (Elec) - Hot-Dry | 0 | 1 | 0 | SME Input | 0 | 2012 | 0.6 | SWWH020-06
COM-WATERHEAT-55.15 | Com ¦ Normal Flow Showerheads (Elec WH) - Hot-Dry ¦ PG&E ¦ Hot-Dry | Com ¦ Normal Flow Showerheads (Elec WH) - Hot-Dry | PG&E ¦ Hot-Dry | PG&E | All | Electric | Baseline showerhead, 2.25 gpm, electric | Average Existing and Code |  |  | 0 | Conventional | WaterHeat | Com - Health | Com | RET Only | 0 | 1000 sqft2 of floor space | Each | 3.3 | DEER:Indoor_CFL_Ltg | 0 | 0 | 0 | SWWH020-06 | 0 | 2024 | 0 | 2024 | 0 | 0 | SWWH020-06 | Com Showerheads (Elec) - Hot-Dry ¦ PG&E ¦ Hot-Dry | Com Showerheads (Elec) - Hot-Dry | 0.0075345 | 1 | 0.22 | SME Input | 0 | 2012 | 0.6 | SWWH020-06
COM-WATERHEAT-55.16 | Com ¦ Normal Flow Showerheads (Elec WH) - Hot-Dry ¦ PG&E ¦ Hot-Dry | Com ¦ Normal Flow Showerheads (Elec WH) - Hot-Dry | PG&E ¦ Hot-Dry | PG&E | All | Electric | Baseline showerhead, 2.25 gpm, electric | Average Existing and Code |  |  | 0 | Conventional | WaterHeat | Com - Lodging | Com | RET Only | 0 | 1000 sqft2 of floor space | Each | 3.3 | DEER:Indoor_CFL_Ltg | 703.5 | 0.093891 | 0 | SWWH020-06 | 0 | 2024 | 0 | 2024 | 0 | 0 | SWWH020-06 | Com Showerheads (Elec) - Hot-Dry ¦ PG&E ¦ Hot-Dry | Com Showerheads (Elec) - Hot-Dry | 0.0085 | 1 | 0.52 | SME Input | -110.9297 | 2012 | 0.6 | SWWH020-06
COM-WATERHEAT-55.17 | Com ¦ Normal Flow Showerheads (Elec WH) - Hot-Dry ¦ PG&E ¦ Hot-Dry | Com ¦ Normal Flow Showerheads (Elec WH) - Hot-Dry | PG&E ¦ Hot-Dry | PG&E | All | Electric | Baseline showerhead, 2.25 gpm, electric | Average Existing and Code |  |  | 0 | Conventional | WaterHeat | Com - Office (Large) | Com | RET Only | 0 | 1000 sqft2 of floor space | Each | 3.3 | DEER:Indoor_CFL_Ltg | 0 | 0 | 0 | SWWH020-06 | 0 | 2024 | 0 | 2024 | 0 | 0 | SWWH020-06 | Com Showerheads (Elec) - Hot-Dry ¦ PG&E ¦ Hot-Dry | Com Showerheads (Elec) - Hot-Dry | 0.00013 | 1 | 0.43368 | SME Input | 0 | 2012 | 0.6 | SWWH020-06
COM-WATERHEAT-55.18 | Com ¦ Normal Flow Showerheads (Elec WH) - Hot-Dry ¦ PG&E ¦ Hot-Dry | Com ¦ Normal Flow Showerheads (Elec WH) - Hot-Dry | PG&E ¦ Hot-Dry | PG&E | All | Electric | Baseline showerhead, 2.25 gpm, electric | Average Existing and Code |  |  | 0 | Conventional | WaterHeat | Com - Office (Small) | Com | RET Only | 0 | 1000 sqft2 of floor space | Each | 3.3 | DEER:Indoor_CFL_Ltg | 0 | 0 | 0 | SWWH020-06 | 0 | 2024 | 0 | 2024 | 0 | 0 | SWWH020-06 | Com Showerheads (Elec) - Hot-Dry ¦ PG&E ¦ Hot-Dry | Com Showerheads (Elec) - Hot-Dry | 0 | 1 | 0 | SME Input | 0 | 2012 | 0.6 | SWWH020-06
COM-WATERHEAT-55.19 | Com ¦ Normal Flow Showerheads (Elec WH) - Hot-Dry ¦ PG&E ¦ Hot-Dry | Com ¦ Normal Flow Showerheads (Elec WH) - Hot-Dry | PG&E ¦ Hot-Dry | PG&E | All | Electric | Baseline showerhead, 2.25 gpm, electric | Average Existing and Code |  |  | 0 | Conventional | WaterHeat | Com - Other | Com | RET Only | 0 | 1000 sqft2 of floor space | Each | 3.3 | DEER:Indoor_CFL_Ltg | 0 | 0 | 0 | SWWH020-06 | 0 | 2024 | 0 | 2024 | 0 | 0 | SWWH020-06 | Com Showerheads (Elec) - Hot-Dry ¦ PG&E ¦ Hot-Dry | Com Showerheads (Elec) - Hot-Dry | 0.0113 | 1 | 0.43368 | SME Input | 0 | 2012 | 0.6 | SWWH020-06
COM-WATERHEAT-55.20 | Com ¦ Normal Flow Showerheads (Elec WH) - Hot-Dry ¦ PG&E ¦ Hot-Dry | Com ¦ Normal Flow Showerheads (Elec WH) - Hot-Dry | PG&E ¦ Hot-Dry | PG&E | All | Electric | Baseline showerhead, 2.25 gpm, electric | Average Existing and Code |  |  | 0 | Conventional | WaterHeat | Com - Refrig. Warehouse | Com | RET Only | 0 | 1000 sqft2 of floor space | Each | 3.3 | DEER:Indoor_CFL_Ltg | 0 | 0 | 0 | SWWH020-06 | 0 | 2024 | 0 | 2024 | 0 | 0 | SWWH020-06 | Com Showerheads (Elec) - Hot-Dry ¦ PG&E ¦ Hot-Dry | Com Showerheads (Elec) - Hot-Dry | 0 | 1 | 0 | SME Input | 0 | 2012 | 0.6 | SWWH020-06
COM-WATERHEAT-55.21 | Com ¦ Normal Flow Showerheads (Elec WH) - Hot-Dry ¦ PG&E ¦ Hot-Dry | Com ¦ Normal Flow Showerheads (Elec WH) - Hot-Dry | PG&E ¦ Hot-Dry | PG&E | All | Electric | Baseline showerhead, 2.25 gpm, electric | Average Existing and Code |  |  | 0 | Conventional | WaterHeat | Com - Restaurant | Com | RET Only | 0 | 1000 sqft2 of floor space | Each | 3.3 | DEER:Indoor_CFL_Ltg | 0 | 0 | 0 | SWWH020-06 | 0 | 2024 | 0 | 2024 | 0 | 0 | SWWH020-06 | Com Showerheads (Elec) - Hot-Dry ¦ PG&E ¦ Hot-Dry | Com Showerheads (Elec) - Hot-Dry | 0 | 1 | 0 | SME Input | 0 | 2012 | 0.6 | SWWH020-06
COM-WATERHEAT-55.22 | Com ¦ Normal Flow Showerheads (Elec WH) - Hot-Dry ¦ PG&E ¦ Hot-Dry | Com ¦ Normal Flow Showerheads (Elec WH) - Hot-Dry | PG&E ¦ Hot-Dry | PG&E | All | Electric | Baseline showerhead, 2.25 gpm, electric | Average Existing and Code |  |  | 0 | Conventional | WaterHeat | Com - Retail | Com | RET Only | 0 | 1000 sqft2 of floor space | Each | 3.3 | DEER:Indoor_CFL_Ltg | 0 | 0 | 0 | SWWH020-06 | 0 | 2024 | 0 | 2024 | 0 | 0 | SWWH020-06 | Com Showerheads (Elec) - Hot-Dry ¦ PG&E ¦ Hot-Dry | Com Showerheads (Elec) - Hot-Dry | 0 | 1 | 0 | SME Input | 0 | 2012 | 0.6 | SWWH020-06
COM-WATERHEAT-55.23 | Com ¦ Normal Flow Showerheads (Elec WH) - Hot-Dry ¦ PG&E ¦ Hot-Dry | Com ¦ Normal Flow Showerheads (Elec WH) - Hot-Dry | PG&E ¦ Hot-Dry | PG&E | All | Electric | Baseline showerhead, 2.25 gpm, electric | Average Existing and Code |  |  | 0 | Conventional | WaterHeat | Com - School | Com | RET Only | 0 | 1000 sqft2 of floor space | Each | 3.3 | DEER:Indoor_CFL_Ltg | 314.917 | 0.04266 | 0 | SWWH020-06 | 0 | 2024 | 0 | 2024 | 0 | 0 | SWWH020-06 | Com Showerheads (Elec) - Hot-Dry ¦ PG&E ¦ Hot-Dry | Com Showerheads (Elec) - Hot-Dry | 0.0135 | 1 | 0.22 | SME Input | -51.8498 | 2012 | 0.6 | SWWH020-06
COM-WATERHEAT-55.24 | Com ¦ Normal Flow Showerheads (Elec WH) - Hot-Dry ¦ PG&E ¦ Hot-Dry | Com ¦ Normal Flow Showerheads (Elec WH) - Hot-Dry | PG&E ¦ Hot-Dry | PG&E | All | Electric | Baseline showerhead, 2.25 gpm, electric | Average Existing and Code |  |  | 0 | Conventional | WaterHeat | Com - Warehouse | Com | RET Only | 0 | 1000 sqft2 of floor space | Each | 3.3 | DEER:Indoor_CFL_Ltg | 0 | 0 | 0 | SWWH020-06 | 0 | 2024 | 0 | 2024 | 0 | 0 | SWWH020-06 | Com Showerheads (Elec) - Hot-Dry ¦ PG&E ¦ Hot-Dry | Com Showerheads (Elec) - Hot-Dry | 0 | 1 | 0 | SME Input | 0 | 2012 | 0.6 | SWWH020-06
COM-WATERHEAT-55.25 | Com ¦ Normal Flow Showerheads (Elec WH) - Cold ¦ PG&E ¦ Cold | Com ¦ Normal Flow Showerheads (Elec WH) - Cold | PG&E ¦ Cold | PG&E | All | Electric | Baseline showerhead, 2.25 gpm, electric | Average Existing and Code |  |  | 0 | Conventional | WaterHeat | Com - College | Com | RET Only | 0 | 1000 sqft2 of floor space | Each | 3.3 | DEER:Indoor_CFL_Ltg | 414 | 0.12445 | 0 | SWWH020-06 | 0 | 2024 | 0 | 2024 | 0 | 0 | SWWH020-06 | Com Showerheads (Elec) - Cold ¦ PG&E ¦ Cold | Com Showerheads (Elec) - Cold | 0.0075345 | 1 | 0.22 | SME Input | -31.2562 | 2012 | 0.6 | SWWH020-06
COM-WATERHEAT-55.26 | Com ¦ Normal Flow Showerheads (Elec WH) - Cold ¦ PG&E ¦ Cold | Com ¦ Normal Flow Showerheads (Elec WH) - Cold | PG&E ¦ Cold | PG&E | All | Electric | Baseline showerhead, 2.25 gpm, electric | Average Existing and Code |  |  | 0 | Conventional | WaterHeat | Com - Grocery | Com | RET Only | 0 | 1000 sqft2 of floor space | Each | 3.3 | DEER:Indoor_CFL_Ltg | 0 | 0 | 0 | SWWH020-06 | 0 | 2024 | 0 | 2024 | 0 | 0 | SWWH020-06 | Com Showerheads (Elec) - Cold ¦ PG&E ¦ Cold | Com Showerheads (Elec) - Cold | 0 | 1 | 0 | SME Input | 0 | 2012 | 0.6 | SWWH020-06
COM-WATERHEAT-55.27 | Com ¦ Normal Flow Showerheads (Elec WH) - Cold ¦ PG&E ¦ Cold | Com ¦ Normal Flow Showerheads (Elec WH) - Cold | PG&E ¦ Cold | PG&E | All | Electric | Baseline showerhead, 2.25 gpm, electric | Average Existing and Code |  |  | 0 | Conventional | WaterHeat | Com - Health | Com | RET Only | 0 | 1000 sqft2 of floor space | Each | 3.3 | DEER:Indoor_CFL_Ltg | 0 | 0 | 0 | SWWH020-06 | 0 | 2024 | 0 | 2024 | 0 | 0 | SWWH020-06 | Com Showerheads (Elec) - Cold ¦ PG&E ¦ Cold | Com Showerheads (Elec) - Cold | 0.0075345 | 1 | 0.22 | SME Input | 0 | 2012 | 0.6 | SWWH020-06
COM-WATERHEAT-55.28 | Com ¦ Normal Flow Showerheads (Elec WH) - Cold ¦ PG&E ¦ Cold | Com ¦ Normal Flow Showerheads (Elec WH) - Cold | PG&E ¦ Cold | PG&E | All | Electric | Baseline showerhead, 2.25 gpm, electric | Average Existing and Code |  |  | 0 | Conventional | WaterHeat | Com - Lodging | Com | RET Only | 0 | 1000 sqft2 of floor space | Each | 3.3 | DEER:Indoor_CFL_Ltg | 846 | 0.1134 | 0 | SWWH020-06 | 0 | 2024 | 0 | 2024 | 0 | 0 | SWWH020-06 | Com Showerheads (Elec) - Cold ¦ PG&E ¦ Cold | Com Showerheads (Elec) - Cold | 0.0085 | 1 | 0.52 | SME Input | -133.3994 | 2012 | 0.6 | SWWH020-06
COM-WATERHEAT-55.29 | Com ¦ Normal Flow Showerheads (Elec WH) - Cold ¦ PG&E ¦ Cold | Com ¦ Normal Flow Showerheads (Elec WH) - Cold | PG&E ¦ Cold | PG&E | All | Electric | Baseline showerhead, 2.25 gpm, electric | Average Existing and Code |  |  | 0 | Conventional | WaterHeat | Com - Office (Large) | Com | RET Only | 0 | 1000 sqft2 of floor space | Each | 3.3 | DEER:Indoor_CFL_Ltg | 0 | 0 | 0 | SWWH020-06 | 0 | 2024 | 0 | 2024 | 0 | 0 | SWWH020-06 | Com Showerheads (Elec) - Cold ¦ PG&E ¦ Cold | Com Showerheads (Elec) - Cold | 0.00013 | 1 | 0.43368 | SME Input | 0 | 2012 | 0.6 | SWWH020-06
COM-WATERHEAT-55.30 | Com ¦ Normal Flow Showerheads (Elec WH) - Cold ¦ PG&E ¦ Cold | Com ¦ Normal Flow Showerheads (Elec WH) - Cold | PG&E ¦ Cold | PG&E | All | Electric | Baseline showerhead, 2.25 gpm, electric | Average Existing and Code |  |  | 0 | Conventional | WaterHeat | Com - Office (Small) | Com | RET Only | 0 | 1000 sqft2 of floor space | Each | 3.3 | DEER:Indoor_CFL_Ltg | 0 | 0 | 0 | SWWH020-06 | 0 | 2024 | 0 | 2024 | 0 | 0 | SWWH020-06 | Com Showerheads (Elec) - Cold ¦ PG&E ¦ Cold | Com Showerheads (Elec) - Cold | 0 | 1 | 0 | SME Input | 0 | 2012 | 0.6 | SWWH020-06
COM-WATERHEAT-55.31 | Com ¦ Normal Flow Showerheads (Elec WH) - Cold ¦ PG&E ¦ Cold | Com ¦ Normal Flow Showerheads (Elec WH) - Cold | PG&E ¦ Cold | PG&E | All | Electric | Baseline showerhead, 2.25 gpm, electric | Average Existing and Code |  |  | 0 | Conventional | WaterHeat | Com - Other | Com | RET Only | 0 | 1000 sqft2 of floor space | Each | 3.3 | DEER:Indoor_CFL_Ltg | 0 | 0 | 0 | SWWH020-06 | 0 | 2024 | 0 | 2024 | 0 | 0 | SWWH020-06 | Com Showerheads (Elec) - Cold ¦ PG&E ¦ Cold | Com Showerheads (Elec) - Cold | 0.0113 | 1 | 0.43368 | SME Input | 0 | 2012 | 0.6 | SWWH020-06
COM-WATERHEAT-55.32 | Com ¦ Normal Flow Showerheads (Elec WH) - Cold ¦ PG&E ¦ Cold | Com ¦ Normal Flow Showerheads (Elec WH) - Cold | PG&E ¦ Cold | PG&E | All | Electric | Baseline showerhead, 2.25 gpm, electric | Average Existing and Code |  |  | 0 | Conventional | WaterHeat | Com - Refrig. Warehouse | Com | RET Only | 0 | 1000 sqft2 of floor space | Each | 3.3 | DEER:Indoor_CFL_Ltg | 0 | 0 | 0 | SWWH020-06 | 0 | 2024 | 0 | 2024 | 0 | 0 | SWWH020-06 | Com Showerheads (Elec) - Cold ¦ PG&E ¦ Cold | Com Showerheads (Elec) - Cold | 0 | 1 | 0 | SME Input | 0 | 2012 | 0.6 | SWWH020-06
COM-WATERHEAT-55.33 | Com ¦ Normal Flow Showerheads (Elec WH) - Cold ¦ PG&E ¦ Cold | Com ¦ Normal Flow Showerheads (Elec WH) - Cold | PG&E ¦ Cold | PG&E | All | Electric | Baseline showerhead, 2.25 gpm, electric | Average Existing and Code |  |  | 0 | Conventional | WaterHeat | Com - Restaurant | Com | RET Only | 0 | 1000 sqft2 of floor space | Each | 3.3 | DEER:Indoor_CFL_Ltg | 0 | 0 | 0 | SWWH020-06 | 0 | 2024 | 0 | 2024 | 0 | 0 | SWWH020-06 | Com Showerheads (Elec) - Cold ¦ PG&E ¦ Cold | Com Showerheads (Elec) - Cold | 0 | 1 | 0 | SME Input | 0 | 2012 | 0.6 | SWWH020-06
COM-WATERHEAT-55.34 | Com ¦ Normal Flow Showerheads (Elec WH) - Cold ¦ PG&E ¦ Cold | Com ¦ Normal Flow Showerheads (Elec WH) - Cold | PG&E ¦ Cold | PG&E | All | Electric | Baseline showerhead, 2.25 gpm, electric | Average Existing and Code |  |  | 0 | Conventional | WaterHeat | Com - Retail | Com | RET Only | 0 | 1000 sqft2 of floor space | Each | 3.3 | DEER:Indoor_CFL_Ltg | 0 | 0 | 0 | SWWH020-06 | 0 | 2024 | 0 | 2024 | 0 | 0 | SWWH020-06 | Com Showerheads (Elec) - Cold ¦ PG&E ¦ Cold | Com Showerheads (Elec) - Cold | 0 | 1 | 0 | SME Input | 0 | 2012 | 0.6 | SWWH020-06
COM-WATERHEAT-55.35 | Com ¦ Normal Flow Showerheads (Elec WH) - Cold ¦ PG&E ¦ Cold | Com ¦ Normal Flow Showerheads (Elec WH) - Cold | PG&E ¦ Cold | PG&E | All | Electric | Baseline showerhead, 2.25 gpm, electric | Average Existing and Code |  |  | 0 | Conventional | WaterHeat | Com - School | Com | RET Only | 0 | 1000 sqft2 of floor space | Each | 3.3 | DEER:Indoor_CFL_Ltg | 378.9989 | 0.051311 | 0 | SWWH020-06 | 0 | 2024 | 0 | 2024 | 0 | 0 | SWWH020-06 | Com Showerheads (Elec) - Cold ¦ PG&E ¦ Cold | Com Showerheads (Elec) - Cold | 0.0135 | 1 | 0.22 | SME Input | -62.4007 | 2012 | 0.6 | SWWH020-06
COM-WATERHEAT-55.36 | Com ¦ Normal Flow Showerheads (Elec WH) - Cold ¦ PG&E ¦ Cold | Com ¦ Normal Flow Showerheads (Elec WH) - Cold | PG&E ¦ Cold | PG&E | All | Electric | Baseline showerhead, 2.25 gpm, electric | Average Existing and Code |  |  | 0 | Conventional | WaterHeat | Com - Warehouse | Com | RET Only | 0 | 1000 sqft2 of floor space | Each | 3.3 | DEER:Indoor_CFL_Ltg | 0 | 0 | 0 | SWWH020-06 | 0 | 2024 | 0 | 2024 | 0 | 0 | SWWH020-06 | Com Showerheads (Elec) - Cold ¦ PG&E ¦ Cold | Com Showerheads (Elec) - Cold | 0 | 1 | 0 | SME Input | 0 | 2012 | 0.6 | SWWH020-06
COM-WATERHEAT-55.37 | Com ¦ Normal Flow Showerheads (Elec WH) - Marine ¦ SCE ¦ Marine | Com ¦ Normal Flow Showerheads (Elec WH) - Marine | SCE ¦ Marine | SCE | All | Electric | Baseline showerhead, 2.25 gpm, electric | Average Existing and Code |  |  | 0 | Conventional | WaterHeat | Com - College | Com | RET Only | 0 | 1000 sqft2 of floor space | Each | 3.3 | DEER:Indoor_CFL_Ltg | 326.5 | 0.098057 | 0 | SWWH020-06 | 0 | 2024 | 0 | 2024 | 0 | 0 | SWWH020-06 | Com Showerheads (Elec) - Marine ¦ SCE ¦ Marine | Com Showerheads (Elec) - Marine | 0.0075345 | 1 | 0.22 | SME Input | -24.6501 | 2012 | 0.6 | SWWH020-06
COM-WATERHEAT-55.38 | Com ¦ Normal Flow Showerheads (Elec WH) - Marine ¦ SCE ¦ Marine | Com ¦ Normal Flow Showerheads (Elec WH) - Marine | SCE ¦ Marine | SCE | All | Electric | Baseline showerhead, 2.25 gpm, electric | Average Existing and Code |  |  | 0 | Conventional | WaterHeat | Com - Grocery | Com | RET Only | 0 | 1000 sqft2 of floor space | Each | 3.3 | DEER:Indoor_CFL_Ltg | 0 | 0 | 0 | SWWH020-06 | 0 | 2024 | 0 | 2024 | 0 | 0 | SWWH020-06 | Com Showerheads (Elec) - Marine ¦ SCE ¦ Marine | Com Showerheads (Elec) - Marine | 0 | 1 | 0 | SME Input | 0 | 2012 | 0.6 | SWWH020-06
COM-WATERHEAT-55.39 | Com ¦ Normal Flow Showerheads (Elec WH) - Marine ¦ SCE ¦ Marine | Com ¦ Normal Flow Showerheads (Elec WH) - Marine | SCE ¦ Marine | SCE | All | Electric | Baseline showerhead, 2.25 gpm, electric | Average Existing and Code |  |  | 0 | Conventional | WaterHeat | Com - Health | Com | RET Only | 0 | 1000 sqft2 of floor space | Each | 3.3 | DEER:Indoor_CFL_Ltg | 0 | 0 | 0 | SWWH020-06 | 0 | 2024 | 0 | 2024 | 0 | 0 | SWWH020-06 | Com Showerheads (Elec) - Marine ¦ SCE ¦ Marine | Com Showerheads (Elec) - Marine | 0.0075345 | 1 | 0.22 | SME Input | 0 | 2012 | 0.6 | SWWH020-06
COM-WATERHEAT-55.40 | Com ¦ Normal Flow Showerheads (Elec WH) - Marine ¦ SCE ¦ Marine | Com ¦ Normal Flow Showerheads (Elec WH) - Marine | SCE ¦ Marine | SCE | All | Electric | Baseline showerhead, 2.25 gpm, electric | Average Existing and Code |  |  | 0 | Conventional | WaterHeat | Com - Lodging | Com | RET Only | 0 | 1000 sqft2 of floor space | Each | 3.3 | DEER:Indoor_CFL_Ltg | 667 | 0.089333 | 0 | SWWH020-06 | 0 | 2024 | 0 | 2024 | 0 | 0 | SWWH020-06 | Com Showerheads (Elec) - Marine ¦ SCE ¦ Marine | Com Showerheads (Elec) - Marine | 0.0085 | 1 | 0.52 | SME Input | -105.1743 | 2012 | 0.6 | SWWH020-06
COM-WATERHEAT-55.41 | Com ¦ Normal Flow Showerheads (Elec WH) - Marine ¦ SCE ¦ Marine | Com ¦ Normal Flow Showerheads (Elec WH) - Marine | SCE ¦ Marine | SCE | All | Electric | Baseline showerhead, 2.25 gpm, electric | Average Existing and Code |  |  | 0 | Conventional | WaterHeat | Com - Office (Large) | Com | RET Only | 0 | 1000 sqft2 of floor space | Each | 3.3 | DEER:Indoor_CFL_Ltg | 0 | 0 | 0 | SWWH020-06 | 0 | 2024 | 0 | 2024 | 0 | 0 | SWWH020-06 | Com Showerheads (Elec) - Marine ¦ SCE ¦ Marine | Com Showerheads (Elec) - Marine | 0.00013 | 1 | 0.43368 | SME Input | 0 | 2012 | 0.6 | SWWH020-06
COM-WATERHEAT-55.42 | Com ¦ Normal Flow Showerheads (Elec WH) - Marine ¦ SCE ¦ Marine | Com ¦ Normal Flow Showerheads (Elec WH) - Marine | SCE ¦ Marine | SCE | All | Electric | Baseline showerhead, 2.25 gpm, electric | Average Existing and Code |  |  | 0 | Conventional | WaterHeat | Com - Office (Small) | Com | RET Only | 0 | 1000 sqft2 of floor space | Each | 3.3 | DEER:Indoor_CFL_Ltg | 0 | 0 | 0 | SWWH020-06 | 0 | 2024 | 0 | 2024 | 0 | 0 | SWWH020-06 | Com Showerheads (Elec) - Marine ¦ SCE ¦ Marine | Com Showerheads (Elec) - Marine | 0 | 1 | 0 | SME Input | 0 | 2012 | 0.6 | SWWH020-06
COM-WATERHEAT-55.43 | Com ¦ Normal Flow Showerheads (Elec WH) - Marine ¦ SCE ¦ Marine | Com ¦ Normal Flow Showerheads (Elec WH) - Marine | SCE ¦ Marine | SCE | All | Electric | Baseline showerhead, 2.25 gpm, electric | Average Existing and Code |  |  | 0 | Conventional | WaterHeat | Com - Other | Com | RET Only | 0 | 1000 sqft2 of floor space | Each | 3.3 | DEER:Indoor_CFL_Ltg | 0 | 0 | 0 | SWWH020-06 | 0 | 2024 | 0 | 2024 | 0 | 0 | SWWH020-06 | Com Showerheads (Elec) - Marine ¦ SCE ¦ Marine | Com Showerheads (Elec) - Marine | 0.0113 | 1 | 0.43368 | SME Input | 0 | 2012 | 0.6 | SWWH020-06
COM-WATERHEAT-55.44 | Com ¦ Normal Flow Showerheads (Elec WH) - Marine ¦ SCE ¦ Marine | Com ¦ Normal Flow Showerheads (Elec WH) - Marine | SCE ¦ Marine | SCE | All | Electric | Baseline showerhead, 2.25 gpm, electric | Average Existing and Code |  |  | 0 | Conventional | WaterHeat | Com - Refrig. Warehouse | Com | RET Only | 0 | 1000 sqft2 of floor space | Each | 3.3 | DEER:Indoor_CFL_Ltg | 0 | 0 | 0 | SWWH020-06 | 0 | 2024 | 0 | 2024 | 0 | 0 | SWWH020-06 | Com Showerheads (Elec) - Marine ¦ SCE ¦ Marine | Com Showerheads (Elec) - Marine | 0 | 1 | 0 | SME Input | 0 | 2012 | 0.6 | SWWH020-06
COM-WATERHEAT-55.45 | Com ¦ Normal Flow Showerheads (Elec WH) - Marine ¦ SCE ¦ Marine | Com ¦ Normal Flow Showerheads (Elec WH) - Marine | SCE ¦ Marine | SCE | All | Electric | Baseline showerhead, 2.25 gpm, electric | Average Existing and Code |  |  | 0 | Conventional | WaterHeat | Com - Restaurant | Com | RET Only | 0 | 1000 sqft2 of floor space | Each | 3.3 | DEER:Indoor_CFL_Ltg | 0 | 0 | 0 | SWWH020-06 | 0 | 2024 | 0 | 2024 | 0 | 0 | SWWH020-06 | Com Showerheads (Elec) - Marine ¦ SCE ¦ Marine | Com Showerheads (Elec) - Marine | 0 | 1 | 0 | SME Input | 0 | 2012 | 0.6 | SWWH020-06
COM-WATERHEAT-55.46 | Com ¦ Normal Flow Showerheads (Elec WH) - Marine ¦ SCE ¦ Marine | Com ¦ Normal Flow Showerheads (Elec WH) - Marine | SCE ¦ Marine | SCE | All | Electric | Baseline showerhead, 2.25 gpm, electric | Average Existing and Code |  |  | 0 | Conventional | WaterHeat | Com - Retail | Com | RET Only | 0 | 1000 sqft2 of floor space | Each | 3.3 | DEER:Indoor_CFL_Ltg | 0 | 0 | 0 | SWWH020-06 | 0 | 2024 | 0 | 2024 | 0 | 0 | SWWH020-06 | Com Showerheads (Elec) - Marine ¦ SCE ¦ Marine | Com Showerheads (Elec) - Marine | 0 | 1 | 0 | SME Input | 0 | 2012 | 0.6 | SWWH020-06
COM-WATERHEAT-55.47 | Com ¦ Normal Flow Showerheads (Elec WH) - Marine ¦ SCE ¦ Marine | Com ¦ Normal Flow Showerheads (Elec WH) - Marine | SCE ¦ Marine | SCE | All | Electric | Baseline showerhead, 2.25 gpm, electric | Average Existing and Code |  |  | 0 | Conventional | WaterHeat | Com - School | Com | RET Only | 0 | 1000 sqft2 of floor space | Each | 3.3 | DEER:Indoor_CFL_Ltg | 298.8965 | 0.040417 | 0 | SWWH020-06 | 0 | 2024 | 0 | 2024 | 0 | 0 | SWWH020-06 | Com Showerheads (Elec) - Marine ¦ SCE ¦ Marine | Com Showerheads (Elec) - Marine | 0.0135 | 1 | 0.22 | SME Input | -49.2121 | 2012 | 0.6 | SWWH020-06
COM-WATERHEAT-55.48 | Com ¦ Normal Flow Showerheads (Elec WH) - Marine ¦ SCE ¦ Marine | Com ¦ Normal Flow Showerheads (Elec WH) - Marine | SCE ¦ Marine | SCE | All | Electric | Baseline showerhead, 2.25 gpm, electric | Average Existing and Code |  |  | 0 | Conventional | WaterHeat | Com - Warehouse | Com | RET Only | 0 | 1000 sqft2 of floor space | Each | 3.3 | DEER:Indoor_CFL_Ltg | 0 | 0 | 0 | SWWH020-06 | 0 | 2024 | 0 | 2024 | 0 | 0 | SWWH020-06 | Com Showerheads (Elec) - Marine ¦ SCE ¦ Marine | Com Showerheads (Elec) - Marine | 0 | 1 | 0 | SME Input | 0 | 2012 | 0.6 | SWWH020-06
COM-WATERHEAT-55.49 | Com ¦ Normal Flow Showerheads (Elec WH) - Hot-Dry ¦ SCE ¦ Hot-Dry | Com ¦ Normal Flow Showerheads (Elec WH) - Hot-Dry | SCE ¦ Hot-Dry | SCE | All | Electric | Baseline showerhead, 2.25 gpm, electric | Average Existing and Code |  |  | 0 | Conventional | WaterHeat | Com - College | Com | RET Only | 0 | 1000 sqft2 of floor space | Each | 3.3 | DEER:Indoor_CFL_Ltg | 315 | 0.094949 | 0 | SWWH020-06 | 0 | 2024 | 0 | 2024 | 0 | 0 | SWWH020-06 | Com Showerheads (Elec) - Hot-Dry ¦ SCE ¦ Hot-Dry | Com Showerheads (Elec) - Hot-Dry | 0.0075345 | 1 | 0.22 | SME Input | -23.7819 | 2012 | 0.6 | SWWH020-06
COM-WATERHEAT-55.50 | Com ¦ Normal Flow Showerheads (Elec WH) - Hot-Dry ¦ SCE ¦ Hot-Dry | Com ¦ Normal Flow Showerheads (Elec WH) - Hot-Dry | SCE ¦ Hot-Dry | SCE | All | Electric | Baseline showerhead, 2.25 gpm, electric | Average Existing and Code |  |  | 0 | Conventional | WaterHeat | Com - Grocery | Com | RET Only | 0 | 1000 sqft2 of floor space | Each | 3.3 | DEER:Indoor_CFL_Ltg | 0 | 0 | 0 | SWWH020-06 | 0 | 2024 | 0 | 2024 | 0 | 0 | SWWH020-06 | Com Showerheads (Elec) - Hot-Dry ¦ SCE ¦ Hot-Dry | Com Showerheads (Elec) - Hot-Dry | 0 | 1 | 0 | SME Input | 0 | 2012 | 0.6 | SWWH020-06
COM-WATERHEAT-55.51 | Com ¦ Normal Flow Showerheads (Elec WH) - Hot-Dry ¦ SCE ¦ Hot-Dry | Com ¦ Normal Flow Showerheads (Elec WH) - Hot-Dry | SCE ¦ Hot-Dry | SCE | All | Electric | Baseline showerhead, 2.25 gpm, electric | Average Existing and Code |  |  | 0 | Conventional | WaterHeat | Com - Health | Com | RET Only | 0 | 1000 sqft2 of floor space | Each | 3.3 | DEER:Indoor_CFL_Ltg | 0 | 0 | 0 | SWWH020-06 | 0 | 2024 | 0 | 2024 | 0 | 0 | SWWH020-06 | Com Showerheads (Elec) - Hot-Dry ¦ SCE ¦ Hot-Dry | Com Showerheads (Elec) - Hot-Dry | 0.0075345 | 1 | 0.22 | SME Input | 0 | 2012 | 0.6 | SWWH020-06
COM-WATERHEAT-55.52 | Com ¦ Normal Flow Showerheads (Elec WH) - Hot-Dry ¦ SCE ¦ Hot-Dry | Com ¦ Normal Flow Showerheads (Elec WH) - Hot-Dry | SCE ¦ Hot-Dry | SCE | All | Electric | Baseline showerhead, 2.25 gpm, electric | Average Existing and Code |  |  | 0 | Conventional | WaterHeat | Com - Lodging | Com | RET Only | 0 | 1000 sqft2 of floor space | Each | 3.3 | DEER:Indoor_CFL_Ltg | 645 | 0.086379 | 0 | SWWH020-06 | 0 | 2024 | 0 | 2024 | 0 | 0 | SWWH020-06 | Com Showerheads (Elec) - Hot-Dry ¦ SCE ¦ Hot-Dry | Com Showerheads (Elec) - Hot-Dry | 0.0085 | 1 | 0.52 | SME Input | -101.7053 | 2012 | 0.6 | SWWH020-06
COM-WATERHEAT-55.53 | Com ¦ Normal Flow Showerheads (Elec WH) - Hot-Dry ¦ SCE ¦ Hot-Dry | Com ¦ Normal Flow Showerheads (Elec WH) - Hot-Dry | SCE ¦ Hot-Dry | SCE | All | Electric | Baseline showerhead, 2.25 gpm, electric | Average Existing and Code |  |  | 0 | Conventional | WaterHeat | Com - Office (Large) | Com | RET Only | 0 | 1000 sqft2 of floor space | Each | 3.3 | DEER:Indoor_CFL_Ltg | 0 | 0 | 0 | SWWH020-06 | 0 | 2024 | 0 | 2024 | 0 | 0 | SWWH020-06 | Com Showerheads (Elec) - Hot-Dry ¦ SCE ¦ Hot-Dry | Com Showerheads (Elec) - Hot-Dry | 0.00013 | 1 | 0.43368 | SME Input | 0 | 2012 | 0.6 | SWWH020-06
COM-WATERHEAT-55.54 | Com ¦ Normal Flow Showerheads (Elec WH) - Hot-Dry ¦ SCE ¦ Hot-Dry | Com ¦ Normal Flow Showerheads (Elec WH) - Hot-Dry | SCE ¦ Hot-Dry | SCE | All | Electric | Baseline showerhead, 2.25 gpm, electric | Average Existing and Code |  |  | 0 | Conventional | WaterHeat | Com - Office (Small) | Com | RET Only | 0 | 1000 sqft2 of floor space | Each | 3.3 | DEER:Indoor_CFL_Ltg | 0 | 0 | 0 | SWWH020-06 | 0 | 2024 | 0 | 2024 | 0 | 0 | SWWH020-06 | Com Showerheads (Elec) - Hot-Dry ¦ SCE ¦ Hot-Dry | Com Showerheads (Elec) - Hot-Dry | 0 | 1 | 0 | SME Input | 0 | 2012 | 0.6 | SWWH020-06
COM-WATERHEAT-55.55 | Com ¦ Normal Flow Showerheads (Elec WH) - Hot-Dry ¦ SCE ¦ Hot-Dry | Com ¦ Normal Flow Showerheads (Elec WH) - Hot-Dry | SCE ¦ Hot-Dry | SCE | All | Electric | Baseline showerhead, 2.25 gpm, electric | Average Existing and Code |  |  | 0 | Conventional | WaterHeat | Com - Other | Com | RET Only | 0 | 1000 sqft2 of floor space | Each | 3.3 | DEER:Indoor_CFL_Ltg | 0 | 0 | 0 | SWWH020-06 | 0 | 2024 | 0 | 2024 | 0 | 0 | SWWH020-06 | Com Showerheads (Elec) - Hot-Dry ¦ SCE ¦ Hot-Dry | Com Showerheads (Elec) - Hot-Dry | 0.0113 | 1 | 0.43368 | SME Input | 0 | 2012 | 0.6 | SWWH020-06
COM-WATERHEAT-55.56 | Com ¦ Normal Flow Showerheads (Elec WH) - Hot-Dry ¦ SCE ¦ Hot-Dry | Com ¦ Normal Flow Showerheads (Elec WH) - Hot-Dry | SCE ¦ Hot-Dry | SCE | All | Electric | Baseline showerhead, 2.25 gpm, electric | Average Existing and Code |  |  | 0 | Conventional | WaterHeat | Com - Refrig. Warehouse | Com | RET Only | 0 | 1000 sqft2 of floor space | Each | 3.3 | DEER:Indoor_CFL_Ltg | 0 | 0 | 0 | SWWH020-06 | 0 | 2024 | 0 | 2024 | 0 | 0 | SWWH020-06 | Com Showerheads (Elec) - Hot-Dry ¦ SCE ¦ Hot-Dry | Com Showerheads (Elec) - Hot-Dry | 0 | 1 | 0 | SME Input | 0 | 2012 | 0.6 | SWWH020-06
COM-WATERHEAT-55.57 | Com ¦ Normal Flow Showerheads (Elec WH) - Hot-Dry ¦ SCE ¦ Hot-Dry | Com ¦ Normal Flow Showerheads (Elec WH) - Hot-Dry | SCE ¦ Hot-Dry | SCE | All | Electric | Baseline showerhead, 2.25 gpm, electric | Average Existing and Code |  |  | 0 | Conventional | WaterHeat | Com - Restaurant | Com | RET Only | 0 | 1000 sqft2 of floor space | Each | 3.3 | DEER:Indoor_CFL_Ltg | 0 | 0 | 0 | SWWH020-06 | 0 | 2024 | 0 | 2024 | 0 | 0 | SWWH020-06 | Com Showerheads (Elec) - Hot-Dry ¦ SCE ¦ Hot-Dry | Com Showerheads (Elec) - Hot-Dry | 0 | 1 | 0 | SME Input | 0 | 2012 | 0.6 | SWWH020-06
COM-WATERHEAT-55.58 | Com ¦ Normal Flow Showerheads (Elec WH) - Hot-Dry ¦ SCE ¦ Hot-Dry | Com ¦ Normal Flow Showerheads (Elec WH) - Hot-Dry | SCE ¦ Hot-Dry | SCE | All | Electric | Baseline showerhead, 2.25 gpm, electric | Average Existing and Code |  |  | 0 | Conventional | WaterHeat | Com - Retail | Com | RET Only | 0 | 1000 sqft2 of floor space | Each | 3.3 | DEER:Indoor_CFL_Ltg | 0 | 0 | 0 | SWWH020-06 | 0 | 2024 | 0 | 2024 | 0 | 0 | SWWH020-06 | Com Showerheads (Elec) - Hot-Dry ¦ SCE ¦ Hot-Dry | Com Showerheads (Elec) - Hot-Dry | 0 | 1 | 0 | SME Input | 0 | 2012 | 0.6 | SWWH020-06
COM-WATERHEAT-55.59 | Com ¦ Normal Flow Showerheads (Elec WH) - Hot-Dry ¦ SCE ¦ Hot-Dry | Com ¦ Normal Flow Showerheads (Elec WH) - Hot-Dry | SCE ¦ Hot-Dry | SCE | All | Electric | Baseline showerhead, 2.25 gpm, electric | Average Existing and Code |  |  | 0 | Conventional | WaterHeat | Com - School | Com | RET Only | 0 | 1000 sqft2 of floor space | Each | 3.3 | DEER:Indoor_CFL_Ltg | 288.3688 | 0.03909 | 0 | SWWH020-06 | 0 | 2024 | 0 | 2024 | 0 | 0 | SWWH020-06 | Com Showerheads (Elec) - Hot-Dry ¦ SCE ¦ Hot-Dry | Com Showerheads (Elec) - Hot-Dry | 0.0135 | 1 | 0.22 | SME Input | -47.4788 | 2012 | 0.6 | SWWH020-06
COM-WATERHEAT-55.60 | Com ¦ Normal Flow Showerheads (Elec WH) - Hot-Dry ¦ SCE ¦ Hot-Dry | Com ¦ Normal Flow Showerheads (Elec WH) - Hot-Dry | SCE ¦ Hot-Dry | SCE | All | Electric | Baseline showerhead, 2.25 gpm, electric | Average Existing and Code |  |  | 0 | Conventional | WaterHeat | Com - Warehouse | Com | RET Only | 0 | 1000 sqft2 of floor space | Each | 3.3 | DEER:Indoor_CFL_Ltg | 0 | 0 | 0 | SWWH020-06 | 0 | 2024 | 0 | 2024 | 0 | 0 | SWWH020-06 | Com Showerheads (Elec) - Hot-Dry ¦ SCE ¦ Hot-Dry | Com Showerheads (Elec) - Hot-Dry | 0 | 1 | 0 | SME Input | 0 | 2012 | 0.6 | SWWH020-06
COM-WATERHEAT-55.61 | Com ¦ Normal Flow Showerheads (Elec WH) - Cold ¦ SCE ¦ Cold | Com ¦ Normal Flow Showerheads (Elec WH) - Cold | SCE ¦ Cold | SCE | All | Electric | Baseline showerhead, 2.25 gpm, electric | Average Existing and Code |  |  | 0 | Conventional | WaterHeat | Com - College | Com | RET Only | 0 | 1000 sqft2 of floor space | Each | 3.3 | DEER:Indoor_CFL_Ltg | 414 | 0.12445 | 0 | SWWH020-06 | 0 | 2024 | 0 | 2024 | 0 | 0 | SWWH020-06 | Com Showerheads (Elec) - Cold ¦ SCE ¦ Cold | Com Showerheads (Elec) - Cold | 0.0075345 | 1 | 0.22 | SME Input | -31.2562 | 2012 | 0.6 | SWWH020-06
COM-WATERHEAT-55.62 | Com ¦ Normal Flow Showerheads (Elec WH) - Cold ¦ SCE ¦ Cold | Com ¦ Normal Flow Showerheads (Elec WH) - Cold | SCE ¦ Cold | SCE | All | Electric | Baseline showerhead, 2.25 gpm, electric | Average Existing and Code |  |  | 0 | Conventional | WaterHeat | Com - Grocery | Com | RET Only | 0 | 1000 sqft2 of floor space | Each | 3.3 | DEER:Indoor_CFL_Ltg | 0 | 0 | 0 | SWWH020-06 | 0 | 2024 | 0 | 2024 | 0 | 0 | SWWH020-06 | Com Showerheads (Elec) - Cold ¦ SCE ¦ Cold | Com Showerheads (Elec) - Cold | 0 | 1 | 0 | SME Input | 0 | 2012 | 0.6 | SWWH020-06
COM-WATERHEAT-55.63 | Com ¦ Normal Flow Showerheads (Elec WH) - Cold ¦ SCE ¦ Cold | Com ¦ Normal Flow Showerheads (Elec WH) - Cold | SCE ¦ Cold | SCE | All | Electric | Baseline showerhead, 2.25 gpm, electric | Average Existing and Code |  |  | 0 | Conventional | WaterHeat | Com - Health | Com | RET Only | 0 | 1000 sqft2 of floor space | Each | 3.3 | DEER:Indoor_CFL_Ltg | 0 | 0 | 0 | SWWH020-06 | 0 | 2024 | 0 | 2024 | 0 | 0 | SWWH020-06 | Com Showerheads (Elec) - Cold ¦ SCE ¦ Cold | Com Showerheads (Elec) - Cold | 0.0075345 | 1 | 0.22 | SME Input | 0 | 2012 | 0.6 | SWWH020-06
COM-WATERHEAT-55.64 | Com ¦ Normal Flow Showerheads (Elec WH) - Cold ¦ SCE ¦ Cold | Com ¦ Normal Flow Showerheads (Elec WH) - Cold | SCE ¦ Cold | SCE | All | Electric | Baseline showerhead, 2.25 gpm, electric | Average Existing and Code |  |  | 0 | Conventional | WaterHeat | Com - Lodging | Com | RET Only | 0 | 1000 sqft2 of floor space | Each | 3.3 | DEER:Indoor_CFL_Ltg | 846 | 0.1134 | 0 | SWWH020-06 | 0 | 2024 | 0 | 2024 | 0 | 0 | SWWH020-06 | Com Showerheads (Elec) - Cold ¦ SCE ¦ Cold | Com Showerheads (Elec) - Cold | 0.0085 | 1 | 0.52 | SME Input | -133.3994 | 2012 | 0.6 | SWWH020-06
COM-WATERHEAT-55.65 | Com ¦ Normal Flow Showerheads (Elec WH) - Cold ¦ SCE ¦ Cold | Com ¦ Normal Flow Showerheads (Elec WH) - Cold | SCE ¦ Cold | SCE | All | Electric | Baseline showerhead, 2.25 gpm, electric | Average Existing and Code |  |  | 0 | Conventional | WaterHeat | Com - Office (Large) | Com | RET Only | 0 | 1000 sqft2 of floor space | Each | 3.3 | DEER:Indoor_CFL_Ltg | 0 | 0 | 0 | SWWH020-06 | 0 | 2024 | 0 | 2024 | 0 | 0 | SWWH020-06 | Com Showerheads (Elec) - Cold ¦ SCE ¦ Cold | Com Showerheads (Elec) - Cold | 0.00013 | 1 | 0.43368 | SME Input | 0 | 2012 | 0.6 | SWWH020-06
COM-WATERHEAT-55.66 | Com ¦ Normal Flow Showerheads (Elec WH) - Cold ¦ SCE ¦ Cold | Com ¦ Normal Flow Showerheads (Elec WH) - Cold | SCE ¦ Cold | SCE | All | Electric | Baseline showerhead, 2.25 gpm, electric | Average Existing and Code |  |  | 0 | Conventional | WaterHeat | Com - Office (Small) | Com | RET Only | 0 | 1000 sqft2 of floor space | Each | 3.3 | DEER:Indoor_CFL_Ltg | 0 | 0 | 0 | SWWH020-06 | 0 | 2024 | 0 | 2024 | 0 | 0 | SWWH020-06 | Com Showerheads (Elec) - Cold ¦ SCE ¦ Cold | Com Showerheads (Elec) - Cold | 0 | 1 | 0 | SME Input | 0 | 2012 | 0.6 | SWWH020-06
COM-WATERHEAT-55.67 | Com ¦ Normal Flow Showerheads (Elec WH) - Cold ¦ SCE ¦ Cold | Com ¦ Normal Flow Showerheads (Elec WH) - Cold | SCE ¦ Cold | SCE | All | Electric | Baseline showerhead, 2.25 gpm, electric | Average Existing and Code |  |  | 0 | Conventional | WaterHeat | Com - Other | Com | RET Only | 0 | 1000 sqft2 of floor space | Each | 3.3 | DEER:Indoor_CFL_Ltg | 0 | 0 | 0 | SWWH020-06 | 0 | 2024 | 0 | 2024 | 0 | 0 | SWWH020-06 | Com Showerheads (Elec) - Cold ¦ SCE ¦ Cold | Com Showerheads (Elec) - Cold | 0.0113 | 1 | 0.43368 | SME Input | 0 | 2012 | 0.6 | SWWH020-06
COM-WATERHEAT-55.68 | Com ¦ Normal Flow Showerheads (Elec WH) - Cold ¦ SCE ¦ Cold | Com ¦ Normal Flow Showerheads (Elec WH) - Cold | SCE ¦ Cold | SCE | All | Electric | Baseline showerhead, 2.25 gpm, electric | Average Existing and Code |  |  | 0 | Conventional | WaterHeat | Com - Refrig. Warehouse | Com | RET Only | 0 | 1000 sqft2 of floor space | Each | 3.3 | DEER:Indoor_CFL_Ltg | 0 | 0 | 0 | SWWH020-06 | 0 | 2024 | 0 | 2024 | 0 | 0 | SWWH020-06 | Com Showerheads (Elec) - Cold ¦ SCE ¦ Cold | Com Showerheads (Elec) - Cold | 0 | 1 | 0 | SME Input | 0 | 2012 | 0.6 | SWWH020-06
COM-WATERHEAT-55.69 | Com ¦ Normal Flow Showerheads (Elec WH) - Cold ¦ SCE ¦ Cold | Com ¦ Normal Flow Showerheads (Elec WH) - Cold | SCE ¦ Cold | SCE | All | Electric | Baseline showerhead, 2.25 gpm, electric | Average Existing and Code |  |  | 0 | Conventional | WaterHeat | Com - Restaurant | Com | RET Only | 0 | 1000 sqft2 of floor space | Each | 3.3 | DEER:Indoor_CFL_Ltg | 0 | 0 | 0 | SWWH020-06 | 0 | 2024 | 0 | 2024 | 0 | 0 | SWWH020-06 | Com Showerheads (Elec) - Cold ¦ SCE ¦ Cold | Com Showerheads (Elec) - Cold | 0 | 1 | 0 | SME Input | 0 | 2012 | 0.6 | SWWH020-06
COM-WATERHEAT-55.70 | Com ¦ Normal Flow Showerheads (Elec WH) - Cold ¦ SCE ¦ Cold | Com ¦ Normal Flow Showerheads (Elec WH) - Cold | SCE ¦ Cold | SCE | All | Electric | Baseline showerhead, 2.25 gpm, electric | Average Existing and Code |  |  | 0 | Conventional | WaterHeat | Com - Retail | Com | RET Only | 0 | 1000 sqft2 of floor space | Each | 3.3 | DEER:Indoor_CFL_Ltg | 0 | 0 | 0 | SWWH020-06 | 0 | 2024 | 0 | 2024 | 0 | 0 | SWWH020-06 | Com Showerheads (Elec) - Cold ¦ SCE ¦ Cold | Com Showerheads (Elec) - Cold | 0 | 1 | 0 | SME Input | 0 | 2012 | 0.6 | SWWH020-06
COM-WATERHEAT-55.71 | Com ¦ Normal Flow Showerheads (Elec WH) - Cold ¦ SCE ¦ Cold | Com ¦ Normal Flow Showerheads (Elec WH) - Cold | SCE ¦ Cold | SCE | All | Electric | Baseline showerhead, 2.25 gpm, electric | Average Existing and Code |  |  | 0 | Conventional | WaterHeat | Com - School | Com | RET Only | 0 | 1000 sqft2 of floor space | Each | 3.3 | DEER:Indoor_CFL_Ltg | 378.9989 | 0.051311 | 0 | SWWH020-06 | 0 | 2024 | 0 | 2024 | 0 | 0 | SWWH020-06 | Com Showerheads (Elec) - Cold ¦ SCE ¦ Cold | Com Showerheads (Elec) - Cold | 0.0135 | 1 | 0.22 | SME Input | -62.4007 | 2012 | 0.6 | SWWH020-06
COM-WATERHEAT-55.72 | Com ¦ Normal Flow Showerheads (Elec WH) - Cold ¦ SCE ¦ Cold | Com ¦ Normal Flow Showerheads (Elec WH) - Cold | SCE ¦ Cold | SCE | All | Electric | Baseline showerhead, 2.25 gpm, electric | Average Existing and Code |  |  | 0 | Conventional | WaterHeat | Com - Warehouse | Com | RET Only | 0 | 1000 sqft2 of floor space | Each | 3.3 | DEER:Indoor_CFL_Ltg | 0 | 0 | 0 | SWWH020-06 | 0 | 2024 | 0 | 2024 | 0 | 0 | SWWH020-06 | Com Showerheads (Elec) - Cold ¦ SCE ¦ Cold | Com Showerheads (Elec) - Cold | 0 | 1 | 0 | SME Input | 0 | 2012 | 0.6 | SWWH020-06
COM-WATERHEAT-55.73 | Com ¦ Normal Flow Showerheads (Elec WH) - Marine ¦ SDG&E ¦ Marine | Com ¦ Normal Flow Showerheads (Elec WH) - Marine | SDG&E ¦ Marine | SDG&E | All | Electric | Baseline showerhead, 2.25 gpm, electric | Average Existing and Code |  |  | 0 | Conventional | WaterHeat | Com - College | Com | RET Only | 0 | 1000 sqft2 of floor space | Each | 3.3 | DEER:Indoor_CFL_Ltg | 326.5 | 0.098057 | 0 | SWWH020-06 | 0 | 2024 | 0 | 2024 | 0 | 0 | SWWH020-06 | Com Showerheads (Elec) - Marine ¦ SDG&E ¦ Marine | Com Showerheads (Elec) - Marine | 0.0075345 | 1 | 0.22 | SME Input | -24.6501 | 2012 | 0.6 | SWWH020-06
COM-WATERHEAT-55.74 | Com ¦ Normal Flow Showerheads (Elec WH) - Marine ¦ SDG&E ¦ Marine | Com ¦ Normal Flow Showerheads (Elec WH) - Marine | SDG&E ¦ Marine | SDG&E | All | Electric | Baseline showerhead, 2.25 gpm, electric | Average Existing and Code |  |  | 0 | Conventional | WaterHeat | Com - Grocery | Com | RET Only | 0 | 1000 sqft2 of floor space | Each | 3.3 | DEER:Indoor_CFL_Ltg | 0 | 0 | 0 | SWWH020-06 | 0 | 2024 | 0 | 2024 | 0 | 0 | SWWH020-06 | Com Showerheads (Elec) - Marine ¦ SDG&E ¦ Marine | Com Showerheads (Elec) - Marine | 0 | 1 | 0 | SME Input | 0 | 2012 | 0.6 | SWWH020-06
COM-WATERHEAT-55.75 | Com ¦ Normal Flow Showerheads (Elec WH) - Marine ¦ SDG&E ¦ Marine | Com ¦ Normal Flow Showerheads (Elec WH) - Marine | SDG&E ¦ Marine | SDG&E | All | Electric | Baseline showerhead, 2.25 gpm, electric | Average Existing and Code |  |  | 0 | Conventional | WaterHeat | Com - Health | Com | RET Only | 0 | 1000 sqft2 of floor space | Each | 3.3 | DEER:Indoor_CFL_Ltg | 0 | 0 | 0 | SWWH020-06 | 0 | 2024 | 0 | 2024 | 0 | 0 | SWWH020-06 | Com Showerheads (Elec) - Marine ¦ SDG&E ¦ Marine | Com Showerheads (Elec) - Marine | 0.0075345 | 1 | 0.22 | SME Input | 0 | 2012 | 0.6 | SWWH020-06
COM-WATERHEAT-55.76 | Com ¦ Normal Flow Showerheads (Elec WH) - Marine ¦ SDG&E ¦ Marine | Com ¦ Normal Flow Showerheads (Elec WH) - Marine | SDG&E ¦ Marine | SDG&E | All | Electric | Baseline showerhead, 2.25 gpm, electric | Average Existing and Code |  |  | 0 | Conventional | WaterHeat | Com - Lodging | Com | RET Only | 0 | 1000 sqft2 of floor space | Each | 3.3 | DEER:Indoor_CFL_Ltg | 667 | 0.089333 | 0 | SWWH020-06 | 0 | 2024 | 0 | 2024 | 0 | 0 | SWWH020-06 | Com Showerheads (Elec) - Marine ¦ SDG&E ¦ Marine | Com Showerheads (Elec) - Marine | 0.0085 | 1 | 0.52 | SME Input | -105.1743 | 2012 | 0.6 | SWWH020-06
COM-WATERHEAT-55.77 | Com ¦ Normal Flow Showerheads (Elec WH) - Marine ¦ SDG&E ¦ Marine | Com ¦ Normal Flow Showerheads (Elec WH) - Marine | SDG&E ¦ Marine | SDG&E | All | Electric | Baseline showerhead, 2.25 gpm, electric | Average Existing and Code |  |  | 0 | Conventional | WaterHeat | Com - Office (Large) | Com | RET Only | 0 | 1000 sqft2 of floor space | Each | 3.3 | DEER:Indoor_CFL_Ltg | 0 | 0 | 0 | SWWH020-06 | 0 | 2024 | 0 | 2024 | 0 | 0 | SWWH020-06 | Com Showerheads (Elec) - Marine ¦ SDG&E ¦ Marine | Com Showerheads (Elec) - Marine | 0.00013 | 1 | 0.43368 | SME Input | 0 | 2012 | 0.6 | SWWH020-06
COM-WATERHEAT-55.78 | Com ¦ Normal Flow Showerheads (Elec WH) - Marine ¦ SDG&E ¦ Marine | Com ¦ Normal Flow Showerheads (Elec WH) - Marine | SDG&E ¦ Marine | SDG&E | All | Electric | Baseline showerhead, 2.25 gpm, electric | Average Existing and Code |  |  | 0 | Conventional | WaterHeat | Com - Office (Small) | Com | RET Only | 0 | 1000 sqft2 of floor space | Each | 3.3 | DEER:Indoor_CFL_Ltg | 0 | 0 | 0 | SWWH020-06 | 0 | 2024 | 0 | 2024 | 0 | 0 | SWWH020-06 | Com Showerheads (Elec) - Marine ¦ SDG&E ¦ Marine | Com Showerheads (Elec) - Marine | 0 | 1 | 0 | SME Input | 0 | 2012 | 0.6 | SWWH020-06
COM-WATERHEAT-55.79 | Com ¦ Normal Flow Showerheads (Elec WH) - Marine ¦ SDG&E ¦ Marine | Com ¦ Normal Flow Showerheads (Elec WH) - Marine | SDG&E ¦ Marine | SDG&E | All | Electric | Baseline showerhead, 2.25 gpm, electric | Average Existing and Code |  |  | 0 | Conventional | WaterHeat | Com - Other | Com | RET Only | 0 | 1000 sqft2 of floor space | Each | 3.3 | DEER:Indoor_CFL_Ltg | 0 | 0 | 0 | SWWH020-06 | 0 | 2024 | 0 | 2024 | 0 | 0 | SWWH020-06 | Com Showerheads (Elec) - Marine ¦ SDG&E ¦ Marine | Com Showerheads (Elec) - Marine | 0.0113 | 1 | 0.43368 | SME Input | 0 | 2012 | 0.6 | SWWH020-06
COM-WATERHEAT-55.80 | Com ¦ Normal Flow Showerheads (Elec WH) - Marine ¦ SDG&E ¦ Marine | Com ¦ Normal Flow Showerheads (Elec WH) - Marine | SDG&E ¦ Marine | SDG&E | All | Electric | Baseline showerhead, 2.25 gpm, electric | Average Existing and Code |  |  | 0 | Conventional | WaterHeat | Com - Refrig. Warehouse | Com | RET Only | 0 | 1000 sqft2 of floor space | Each | 3.3 | DEER:Indoor_CFL_Ltg | 0 | 0 | 0 | SWWH020-06 | 0 | 2024 | 0 | 2024 | 0 | 0 | SWWH020-06 | Com Showerheads (Elec) - Marine ¦ SDG&E ¦ Marine | Com Showerheads (Elec) - Marine | 0 | 1 | 0 | SME Input | 0 | 2012 | 0.6 | SWWH020-06
COM-WATERHEAT-55.81 | Com ¦ Normal Flow Showerheads (Elec WH) - Marine ¦ SDG&E ¦ Marine | Com ¦ Normal Flow Showerheads (Elec WH) - Marine | SDG&E ¦ Marine | SDG&E | All | Electric | Baseline showerhead, 2.25 gpm, electric | Average Existing and Code |  |  | 0 | Conventional | WaterHeat | Com - Restaurant | Com | RET Only | 0 | 1000 sqft2 of floor space | Each | 3.3 | DEER:Indoor_CFL_Ltg | 0 | 0 | 0 | SWWH020-06 | 0 | 2024 | 0 | 2024 | 0 | 0 | SWWH020-06 | Com Showerheads (Elec) - Marine ¦ SDG&E ¦ Marine | Com Showerheads (Elec) - Marine | 0 | 1 | 0 | SME Input | 0 | 2012 | 0.6 | SWWH020-06
COM-WATERHEAT-55.82 | Com ¦ Normal Flow Showerheads (Elec WH) - Marine ¦ SDG&E ¦ Marine | Com ¦ Normal Flow Showerheads (Elec WH) - Marine | SDG&E ¦ Marine | SDG&E | All | Electric | Baseline showerhead, 2.25 gpm, electric | Average Existing and Code |  |  | 0 | Conventional | WaterHeat | Com - Retail | Com | RET Only | 0 | 1000 sqft2 of floor space | Each | 3.3 | DEER:Indoor_CFL_Ltg | 0 | 0 | 0 | SWWH020-06 | 0 | 2024 | 0 | 2024 | 0 | 0 | SWWH020-06 | Com Showerheads (Elec) - Marine ¦ SDG&E ¦ Marine | Com Showerheads (Elec) - Marine | 0 | 1 | 0 | SME Input | 0 | 2012 | 0.6 | SWWH020-06
COM-WATERHEAT-55.83 | Com ¦ Normal Flow Showerheads (Elec WH) - Marine ¦ SDG&E ¦ Marine | Com ¦ Normal Flow Showerheads (Elec WH) - Marine | SDG&E ¦ Marine | SDG&E | All | Electric | Baseline showerhead, 2.25 gpm, electric | Average Existing and Code |  |  | 0 | Conventional | WaterHeat | Com - School | Com | RET Only | 0 | 1000 sqft2 of floor space | Each | 3.3 | DEER:Indoor_CFL_Ltg | 298.8965 | 0.040417 | 0 | SWWH020-06 | 0 | 2024 | 0 | 2024 | 0 | 0 | SWWH020-06 | Com Showerheads (Elec) - Marine ¦ SDG&E ¦ Marine | Com Showerheads (Elec) - Marine | 0.0135 | 1 | 0.22 | SME Input | -49.2121 | 2012 | 0.6 | SWWH020-06
COM-WATERHEAT-55.84 | Com ¦ Normal Flow Showerheads (Elec WH) - Marine ¦ SDG&E ¦ Marine | Com ¦ Normal Flow Showerheads (Elec WH) - Marine | SDG&E ¦ Marine | SDG&E | All | Electric | Baseline showerhead, 2.25 gpm, electric | Average Existing and Code |  |  | 0 | Conventional | WaterHeat | Com - Warehouse | Com | RET Only | 0 | 1000 sqft2 of floor space | Each | 3.3 | DEER:Indoor_CFL_Ltg | 0 | 0 | 0 | SWWH020-06 | 0 | 2024 | 0 | 2024 | 0 | 0 | SWWH020-06 | Com Showerheads (Elec) - Marine ¦ SDG&E ¦ Marine | Com Showerheads (Elec) - Marine | 0 | 1 | 0 | SME Input | 0 | 2012 | 0.6 | SWWH020-06
COM-WATERHEAT-55.85 | Com ¦ Normal Flow Showerheads (Elec WH) - Hot-Dry ¦ SDG&E ¦ Hot-Dry | Com ¦ Normal Flow Showerheads (Elec WH) - Hot-Dry | SDG&E ¦ Hot-Dry | SDG&E | All | Electric | Baseline showerhead, 2.25 gpm, electric | Average Existing and Code |  |  | 0 | Conventional | WaterHeat | Com - College | Com | RET Only | 0 | 1000 sqft2 of floor space | Each | 3.3 | DEER:Indoor_CFL_Ltg | 325 | 0.097407 | 0 | SWWH020-06 | 0 | 2024 | 0 | 2024 | 0 | 0 | SWWH020-06 | Com Showerheads (Elec) - Hot-Dry ¦ SDG&E ¦ Hot-Dry | Com Showerheads (Elec) - Hot-Dry | 0.0075345 | 1 | 0.22 | SME Input | -24.5369 | 2012 | 0.6 | SWWH020-06
COM-WATERHEAT-55.86 | Com ¦ Normal Flow Showerheads (Elec WH) - Hot-Dry ¦ SDG&E ¦ Hot-Dry | Com ¦ Normal Flow Showerheads (Elec WH) - Hot-Dry | SDG&E ¦ Hot-Dry | SDG&E | All | Electric | Baseline showerhead, 2.25 gpm, electric | Average Existing and Code |  |  | 0 | Conventional | WaterHeat | Com - Grocery | Com | RET Only | 0 | 1000 sqft2 of floor space | Each | 3.3 | DEER:Indoor_CFL_Ltg | 0 | 0 | 0 | SWWH020-06 | 0 | 2024 | 0 | 2024 | 0 | 0 | SWWH020-06 | Com Showerheads (Elec) - Hot-Dry ¦ SDG&E ¦ Hot-Dry | Com Showerheads (Elec) - Hot-Dry | 0 | 1 | 0 | SME Input | 0 | 2012 | 0.6 | SWWH020-06
COM-WATERHEAT-55.87 | Com ¦ Normal Flow Showerheads (Elec WH) - Hot-Dry ¦ SDG&E ¦ Hot-Dry | Com ¦ Normal Flow Showerheads (Elec WH) - Hot-Dry | SDG&E ¦ Hot-Dry | SDG&E | All | Electric | Baseline showerhead, 2.25 gpm, electric | Average Existing and Code |  |  | 0 | Conventional | WaterHeat | Com - Health | Com | RET Only | 0 | 1000 sqft2 of floor space | Each | 3.3 | DEER:Indoor_CFL_Ltg | 0 | 0 | 0 | SWWH020-06 | 0 | 2024 | 0 | 2024 | 0 | 0 | SWWH020-06 | Com Showerheads (Elec) - Hot-Dry ¦ SDG&E ¦ Hot-Dry | Com Showerheads (Elec) - Hot-Dry | 0.0075345 | 1 | 0.22 | SME Input | 0 | 2012 | 0.6 | SWWH020-06
COM-WATERHEAT-55.88 | Com ¦ Normal Flow Showerheads (Elec WH) - Hot-Dry ¦ SDG&E ¦ Hot-Dry | Com ¦ Normal Flow Showerheads (Elec WH) - Hot-Dry | SDG&E ¦ Hot-Dry | SDG&E | All | Electric | Baseline showerhead, 2.25 gpm, electric | Average Existing and Code |  |  | 0 | Conventional | WaterHeat | Com - Lodging | Com | RET Only | 0 | 1000 sqft2 of floor space | Each | 3.3 | DEER:Indoor_CFL_Ltg | 664 | 0.088725 | 0 | SWWH020-06 | 0 | 2024 | 0 | 2024 | 0 | 0 | SWWH020-06 | Com Showerheads (Elec) - Hot-Dry ¦ SDG&E ¦ Hot-Dry | Com Showerheads (Elec) - Hot-Dry | 0.0085 | 1 | 0.52 | SME Input | -104.7012 | 2012 | 0.6 | SWWH020-06
COM-WATERHEAT-55.89 | Com ¦ Normal Flow Showerheads (Elec WH) - Hot-Dry ¦ SDG&E ¦ Hot-Dry | Com ¦ Normal Flow Showerheads (Elec WH) - Hot-Dry | SDG&E ¦ Hot-Dry | SDG&E | All | Electric | Baseline showerhead, 2.25 gpm, electric | Average Existing and Code |  |  | 0 | Conventional | WaterHeat | Com - Office (Large) | Com | RET Only | 0 | 1000 sqft2 of floor space | Each | 3.3 | DEER:Indoor_CFL_Ltg | 0 | 0 | 0 | SWWH020-06 | 0 | 2024 | 0 | 2024 | 0 | 0 | SWWH020-06 | Com Showerheads (Elec) - Hot-Dry ¦ SDG&E ¦ Hot-Dry | Com Showerheads (Elec) - Hot-Dry | 0.00013 | 1 | 0.43368 | SME Input | 0 | 2012 | 0.6 | SWWH020-06
COM-WATERHEAT-55.90 | Com ¦ Normal Flow Showerheads (Elec WH) - Hot-Dry ¦ SDG&E ¦ Hot-Dry | Com ¦ Normal Flow Showerheads (Elec WH) - Hot-Dry | SDG&E ¦ Hot-Dry | SDG&E | All | Electric | Baseline showerhead, 2.25 gpm, electric | Average Existing and Code |  |  | 0 | Conventional | WaterHeat | Com - Office (Small) | Com | RET Only | 0 | 1000 sqft2 of floor space | Each | 3.3 | DEER:Indoor_CFL_Ltg | 0 | 0 | 0 | SWWH020-06 | 0 | 2024 | 0 | 2024 | 0 | 0 | SWWH020-06 | Com Showerheads (Elec) - Hot-Dry ¦ SDG&E ¦ Hot-Dry | Com Showerheads (Elec) - Hot-Dry | 0 | 1 | 0 | SME Input | 0 | 2012 | 0.6 | SWWH020-06
COM-WATERHEAT-55.91 | Com ¦ Normal Flow Showerheads (Elec WH) - Hot-Dry ¦ SDG&E ¦ Hot-Dry | Com ¦ Normal Flow Showerheads (Elec WH) - Hot-Dry | SDG&E ¦ Hot-Dry | SDG&E | All | Electric | Baseline showerhead, 2.25 gpm, electric | Average Existing and Code |  |  | 0 | Conventional | WaterHeat | Com - Other | Com | RET Only | 0 | 1000 sqft2 of floor space | Each | 3.3 | DEER:Indoor_CFL_Ltg | 0 | 0 | 0 | SWWH020-06 | 0 | 2024 | 0 | 2024 | 0 | 0 | SWWH020-06 | Com Showerheads (Elec) - Hot-Dry ¦ SDG&E ¦ Hot-Dry | Com Showerheads (Elec) - Hot-Dry | 0.0113 | 1 | 0.43368 | SME Input | 0 | 2012 | 0.6 | SWWH020-06
COM-WATERHEAT-55.92 | Com ¦ Normal Flow Showerheads (Elec WH) - Hot-Dry ¦ SDG&E ¦ Hot-Dry | Com ¦ Normal Flow Showerheads (Elec WH) - Hot-Dry | SDG&E ¦ Hot-Dry | SDG&E | All | Electric | Baseline showerhead, 2.25 gpm, electric | Average Existing and Code |  |  | 0 | Conventional | WaterHeat | Com - Refrig. Warehouse | Com | RET Only | 0 | 1000 sqft2 of floor space | Each | 3.3 | DEER:Indoor_CFL_Ltg | 0 | 0 | 0 | SWWH020-06 | 0 | 2024 | 0 | 2024 | 0 | 0 | SWWH020-06 | Com Showerheads (Elec) - Hot-Dry ¦ SDG&E ¦ Hot-Dry | Com Showerheads (Elec) - Hot-Dry | 0 | 1 | 0 | SME Input | 0 | 2012 | 0.6 | SWWH020-06
COM-WATERHEAT-55.93 | Com ¦ Normal Flow Showerheads (Elec WH) - Hot-Dry ¦ SDG&E ¦ Hot-Dry | Com ¦ Normal Flow Showerheads (Elec WH) - Hot-Dry | SDG&E ¦ Hot-Dry | SDG&E | All | Electric | Baseline showerhead, 2.25 gpm, electric | Average Existing and Code |  |  | 0 | Conventional | WaterHeat | Com - Restaurant | Com | RET Only | 0 | 1000 sqft2 of floor space | Each | 3.3 | DEER:Indoor_CFL_Ltg | 0 | 0 | 0 | SWWH020-06 | 0 | 2024 | 0 | 2024 | 0 | 0 | SWWH020-06 | Com Showerheads (Elec) - Hot-Dry ¦ SDG&E ¦ Hot-Dry | Com Showerheads (Elec) - Hot-Dry | 0 | 1 | 0 | SME Input | 0 | 2012 | 0.6 | SWWH020-06
COM-WATERHEAT-55.94 | Com ¦ Normal Flow Showerheads (Elec WH) - Hot-Dry ¦ SDG&E ¦ Hot-Dry | Com ¦ Normal Flow Showerheads (Elec WH) - Hot-Dry | SDG&E ¦ Hot-Dry | SDG&E | All | Electric | Baseline showerhead, 2.25 gpm, electric | Average Existing and Code |  |  | 0 | Conventional | WaterHeat | Com - Retail | Com | RET Only | 0 | 1000 sqft2 of floor space | Each | 3.3 | DEER:Indoor_CFL_Ltg | 0 | 0 | 0 | SWWH020-06 | 0 | 2024 | 0 | 2024 | 0 | 0 | SWWH020-06 | Com Showerheads (Elec) - Hot-Dry ¦ SDG&E ¦ Hot-Dry | Com Showerheads (Elec) - Hot-Dry | 0 | 1 | 0 | SME Input | 0 | 2012 | 0.6 | SWWH020-06
COM-WATERHEAT-55.95 | Com ¦ Normal Flow Showerheads (Elec WH) - Hot-Dry ¦ SDG&E ¦ Hot-Dry | Com ¦ Normal Flow Showerheads (Elec WH) - Hot-Dry | SDG&E ¦ Hot-Dry | SDG&E | All | Electric | Baseline showerhead, 2.25 gpm, electric | Average Existing and Code |  |  | 0 | Conventional | WaterHeat | Com - School | Com | RET Only | 0 | 1000 sqft2 of floor space | Each | 3.3 | DEER:Indoor_CFL_Ltg | 297.5233 | 0.040234 | 0 | SWWH020-06 | 0 | 2024 | 0 | 2024 | 0 | 0 | SWWH020-06 | Com Showerheads (Elec) - Hot-Dry ¦ SDG&E ¦ Hot-Dry | Com Showerheads (Elec) - Hot-Dry | 0.0135 | 1 | 0.22 | SME Input | -48.986 | 2012 | 0.6 | SWWH020-06
COM-WATERHEAT-55.96 | Com ¦ Normal Flow Showerheads (Elec WH) - Hot-Dry ¦ SDG&E ¦ Hot-Dry | Com ¦ Normal Flow Showerheads (Elec WH) - Hot-Dry | SDG&E ¦ Hot-Dry | SDG&E | All | Electric | Baseline showerhead, 2.25 gpm, electric | Average Existing and Code |  |  | 0 | Conventional | WaterHeat | Com - Warehouse | Com | RET Only | 0 | 1000 sqft2 of floor space | Each | 3.3 | DEER:Indoor_CFL_Ltg | 0 | 0 | 0 | SWWH020-06 | 0 | 2024 | 0 | 2024 | 0 | 0 | SWWH020-06 | Com Showerheads (Elec) - Hot-Dry ¦ SDG&E ¦ Hot-Dry | Com Showerheads (Elec) - Hot-Dry | 0 | 1 | 0 | SME Input | 0 | 2012 | 0.6 | SWWH020-06
COM-WATERHEAT-56.1 | Com ¦ Low Flow Showerheads (Elec WH) - Marine ¦ PG&E ¦ Marine | Com ¦ Low Flow Showerheads (Elec WH) - Marine | PG&E ¦ Marine | PG&E | All | Electric | Low-flow showerhead (avg 1.5 and 1.8 gpm), electric | Efficient |  |  | 0 | Conventional | WaterHeat | Com - College | Com | RET Only | 0 | 1000 sqft2 of floor space | Each | 3.3 | DEER:Indoor_CFL_Ltg | 273.75 | 0.082234 | 0 | SWWH020-06 | 19.31 | 2024 | 25.73 | 2024 | 0 | 0 | SWWH020-06 | Com Showerheads (Elec) - Marine ¦ PG&E ¦ Marine | Com Showerheads (Elec) - Marine | 0.0075345 | 1 | 0.78 | SME Input | -20.6676 | 2032 | 0.6 | SWWH020-06
COM-WATERHEAT-56.2 | Com ¦ Low Flow Showerheads (Elec WH) - Marine ¦ PG&E ¦ Marine | Com ¦ Low Flow Showerheads (Elec WH) - Marine | PG&E ¦ Marine | PG&E | All | Electric | Low-flow showerhead (avg 1.5 and 1.8 gpm), electric | Efficient |  |  | 0 | Conventional | WaterHeat | Com - Grocery | Com | RET Only | 0 | 1000 sqft2 of floor space | Each | 3.3 | DEER:Indoor_CFL_Ltg | 0 | 0 | 0 | SWWH020-06 | 0 | 2024 | 0 | 2024 | 0 | 0 | SWWH020-06 | Com Showerheads (Elec) - Marine ¦ PG&E ¦ Marine | Com Showerheads (Elec) - Marine | 0 | 1 | 0 | SME Input | 0 | 2032 | 0.6 | SWWH020-06
COM-WATERHEAT-56.3 | Com ¦ Low Flow Showerheads (Elec WH) - Marine ¦ PG&E ¦ Marine | Com ¦ Low Flow Showerheads (Elec WH) - Marine | PG&E ¦ Marine | PG&E | All | Electric | Low-flow showerhead (avg 1.5 and 1.8 gpm), electric | Efficient |  |  | 0 | Conventional | WaterHeat | Com - Health | Com | RET Only | 0 | 1000 sqft2 of floor space | Each | 3.3 | DEER:Indoor_CFL_Ltg | 0 | 0 | 0 | SWWH020-06 | 0 | 2024 | 0 | 2024 | 0 | 0 | SWWH020-06 | Com Showerheads (Elec) - Marine ¦ PG&E ¦ Marine | Com Showerheads (Elec) - Marine | 0.0075345 | 1 | 0.78 | SME Input | 0 | 2032 | 0.6 | SWWH020-06
COM-WATERHEAT-56.4 | Com ¦ Low Flow Showerheads (Elec WH) - Marine ¦ PG&E ¦ Marine | Com ¦ Low Flow Showerheads (Elec WH) - Marine | PG&E ¦ Marine | PG&E | All | Electric | Low-flow showerhead (avg 1.5 and 1.8 gpm), electric | Efficient |  |  | 0 | Conventional | WaterHeat | Com - Lodging | Com | RET Only | 0 | 1000 sqft2 of floor space | Each | 3.3 | DEER:Indoor_CFL_Ltg | 559.75 | 0.074979 | 0 | SWWH020-06 | 19.31 | 2024 | 25.73 | 2024 | 0 | 0 | SWWH020-06 | Com Showerheads (Elec) - Marine ¦ PG&E ¦ Marine | Com Showerheads (Elec) - Marine | 0.0085 | 1 | 0.48 | SME Input | -88.2628 | 2032 | 0.6 | SWWH020-06
COM-WATERHEAT-56.5 | Com ¦ Low Flow Showerheads (Elec WH) - Marine ¦ PG&E ¦ Marine | Com ¦ Low Flow Showerheads (Elec WH) - Marine | PG&E ¦ Marine | PG&E | All | Electric | Low-flow showerhead (avg 1.5 and 1.8 gpm), electric | Efficient |  |  | 0 | Conventional | WaterHeat | Com - Office (Large) | Com | RET Only | 0 | 1000 sqft2 of floor space | Each | 3.3 | DEER:Indoor_CFL_Ltg | 0 | 0 | 0 | SWWH020-06 | 0 | 2024 | 0 | 2024 | 0 | 0 | SWWH020-06 | Com Showerheads (Elec) - Marine ¦ PG&E ¦ Marine | Com Showerheads (Elec) - Marine | 0.00013 | 1 | 0.56632 | SME Input | 0 | 2032 | 0.6 | SWWH020-06
COM-WATERHEAT-56.6 | Com ¦ Low Flow Showerheads (Elec WH) - Marine ¦ PG&E ¦ Marine | Com ¦ Low Flow Showerheads (Elec WH) - Marine | PG&E ¦ Marine | PG&E | All | Electric | Low-flow showerhead (avg 1.5 and 1.8 gpm), electric | Efficient |  |  | 0 | Conventional | WaterHeat | Com - Office (Small) | Com | RET Only | 0 | 1000 sqft2 of floor space | Each | 3.3 | DEER:Indoor_CFL_Ltg | 0 | 0 | 0 | SWWH020-06 | 0 | 2024 | 0 | 2024 | 0 | 0 | SWWH020-06 | Com Showerheads (Elec) - Marine ¦ PG&E ¦ Marine | Com Showerheads (Elec) - Marine | 0 | 1 | 0 | SME Input | 0 | 2032 | 0.6 | SWWH020-06
COM-WATERHEAT-56.7 | Com ¦ Low Flow Showerheads (Elec WH) - Marine ¦ PG&E ¦ Marine | Com ¦ Low Flow Showerheads (Elec WH) - Marine | PG&E ¦ Marine | PG&E | All | Electric | Low-flow showerhead (avg 1.5 and 1.8 gpm), electric | Efficient |  |  | 0 | Conventional | WaterHeat | Com - Other | Com | RET Only | 0 | 1000 sqft2 of floor space | Each | 3.3 | DEER:Indoor_CFL_Ltg | 0 | 0 | 0 | SWWH020-06 | 0 | 2024 | 0 | 2024 | 0 | 0 | SWWH020-06 | Com Showerheads (Elec) - Marine ¦ PG&E ¦ Marine | Com Showerheads (Elec) - Marine | 0.0113 | 1 | 0.56632 | SME Input | 0 | 2032 | 0.6 | SWWH020-06
COM-WATERHEAT-56.8 | Com ¦ Low Flow Showerheads (Elec WH) - Marine ¦ PG&E ¦ Marine | Com ¦ Low Flow Showerheads (Elec WH) - Marine | PG&E ¦ Marine | PG&E | All | Electric | Low-flow showerhead (avg 1.5 and 1.8 gpm), electric | Efficient |  |  | 0 | Conventional | WaterHeat | Com - Refrig. Warehouse | Com | RET Only | 0 | 1000 sqft2 of floor space | Each | 3.3 | DEER:Indoor_CFL_Ltg | 0 | 0 | 0 | SWWH020-06 | 0 | 2024 | 0 | 2024 | 0 | 0 | SWWH020-06 | Com Showerheads (Elec) - Marine ¦ PG&E ¦ Marine | Com Showerheads (Elec) - Marine | 0 | 1 | 0 | SME Input | 0 | 2032 | 0.6 | SWWH020-06
COM-WATERHEAT-56.9 | Com ¦ Low Flow Showerheads (Elec WH) - Marine ¦ PG&E ¦ Marine | Com ¦ Low Flow Showerheads (Elec WH) - Marine | PG&E ¦ Marine | PG&E | All | Electric | Low-flow showerhead (avg 1.5 and 1.8 gpm), electric | Efficient |  |  | 0 | Conventional | WaterHeat | Com - Restaurant | Com | RET Only | 0 | 1000 sqft2 of floor space | Each | 3.3 | DEER:Indoor_CFL_Ltg | 0 | 0 | 0 | SWWH020-06 | 0 | 2024 | 0 | 2024 | 0 | 0 | SWWH020-06 | Com Showerheads (Elec) - Marine ¦ PG&E ¦ Marine | Com Showerheads (Elec) - Marine | 0 | 1 | 0 | SME Input | 0 | 2032 | 0.6 | SWWH020-06
COM-WATERHEAT-56.10 | Com ¦ Low Flow Showerheads (Elec WH) - Marine ¦ PG&E ¦ Marine | Com ¦ Low Flow Showerheads (Elec WH) - Marine | PG&E ¦ Marine | PG&E | All | Electric | Low-flow showerhead (avg 1.5 and 1.8 gpm), electric | Efficient |  |  | 0 | Conventional | WaterHeat | Com - Retail | Com | RET Only | 0 | 1000 sqft2 of floor space | Each | 3.3 | DEER:Indoor_CFL_Ltg | 0 | 0 | 0 | SWWH020-06 | 0 | 2024 | 0 | 2024 | 0 | 0 | SWWH020-06 | Com Showerheads (Elec) - Marine ¦ PG&E ¦ Marine | Com Showerheads (Elec) - Marine | 0 | 1 | 0 | SME Input | 0 | 2032 | 0.6 | SWWH020-06
COM-WATERHEAT-56.11 | Com ¦ Low Flow Showerheads (Elec WH) - Marine ¦ PG&E ¦ Marine | Com ¦ Low Flow Showerheads (Elec WH) - Marine | PG&E ¦ Marine | PG&E | All | Electric | Low-flow showerhead (avg 1.5 and 1.8 gpm), electric | Efficient |  |  | 0 | Conventional | WaterHeat | Com - School | Com | RET Only | 0 | 1000 sqft2 of floor space | Each | 3.3 | DEER:Indoor_CFL_Ltg | 250.6062 | 0.033941 | 0 | SWWH020-06 | 17.6775 | 2024 | 23.5547 | 2024 | 0 | 0 | SWWH020-06 | Com Showerheads (Elec) - Marine ¦ PG&E ¦ Marine | Com Showerheads (Elec) - Marine | 0.0135 | 1 | 0.78 | SME Input | -41.2613 | 2032 | 0.6 | SWWH020-06
COM-WATERHEAT-56.12 | Com ¦ Low Flow Showerheads (Elec WH) - Marine ¦ PG&E ¦ Marine | Com ¦ Low Flow Showerheads (Elec WH) - Marine | PG&E ¦ Marine | PG&E | All | Electric | Low-flow showerhead (avg 1.5 and 1.8 gpm), electric | Efficient |  |  | 0 | Conventional | WaterHeat | Com - Warehouse | Com | RET Only | 0 | 1000 sqft2 of floor space | Each | 3.3 | DEER:Indoor_CFL_Ltg | 0 | 0 | 0 | SWWH020-06 | 0 | 2024 | 0 | 2024 | 0 | 0 | SWWH020-06 | Com Showerheads (Elec) - Marine ¦ PG&E ¦ Marine | Com Showerheads (Elec) - Marine | 0 | 1 | 0 | SME Input | 0 | 2032 | 0.6 | SWWH020-06
COM-WATERHEAT-56.13 | Com ¦ Low Flow Showerheads (Elec WH) - Hot-Dry ¦ PG&E ¦ Hot-Dry | Com ¦ Low Flow Showerheads (Elec WH) - Hot-Dry | PG&E ¦ Hot-Dry | PG&E | All | Electric | Low-flow showerhead (avg 1.5 and 1.8 gpm), electric | Efficient |  |  | 0 | Conventional | WaterHeat | Com - College | Com | RET Only | 0 | 1000 sqft2 of floor space | Each | 3.3 | DEER:Indoor_CFL_Ltg | 252 | 0.075809 | 0 | SWWH020-06 | 19.31 | 2024 | 25.73 | 2024 | 0 | 0 | SWWH020-06 | Com Showerheads (Elec) - Hot-Dry ¦ PG&E ¦ Hot-Dry | Com Showerheads (Elec) - Hot-Dry | 0.0075345 | 1 | 0.78 | SME Input | -19.0255 | 2032 | 0.6 | SWWH020-06
COM-WATERHEAT-56.14 | Com ¦ Low Flow Showerheads (Elec WH) - Hot-Dry ¦ PG&E ¦ Hot-Dry | Com ¦ Low Flow Showerheads (Elec WH) - Hot-Dry | PG&E ¦ Hot-Dry | PG&E | All | Electric | Low-flow showerhead (avg 1.5 and 1.8 gpm), electric | Efficient |  |  | 0 | Conventional | WaterHeat | Com - Grocery | Com | RET Only | 0 | 1000 sqft2 of floor space | Each | 3.3 | DEER:Indoor_CFL_Ltg | 0 | 0 | 0 | SWWH020-06 | 0 | 2024 | 0 | 2024 | 0 | 0 | SWWH020-06 | Com Showerheads (Elec) - Hot-Dry ¦ PG&E ¦ Hot-Dry | Com Showerheads (Elec) - Hot-Dry | 0 | 1 | 0 | SME Input | 0 | 2032 | 0.6 | SWWH020-06
COM-WATERHEAT-56.15 | Com ¦ Low Flow Showerheads (Elec WH) - Hot-Dry ¦ PG&E ¦ Hot-Dry | Com ¦ Low Flow Showerheads (Elec WH) - Hot-Dry | PG&E ¦ Hot-Dry | PG&E | All | Electric | Low-flow showerhead (avg 1.5 and 1.8 gpm), electric | Efficient |  |  | 0 | Conventional | WaterHeat | Com - Health | Com | RET Only | 0 | 1000 sqft2 of floor space | Each | 3.3 | DEER:Indoor_CFL_Ltg | 0 | 0 | 0 | SWWH020-06 | 0 | 2024 | 0 | 2024 | 0 | 0 | SWWH020-06 | Com Showerheads (Elec) - Hot-Dry ¦ PG&E ¦ Hot-Dry | Com Showerheads (Elec) - Hot-Dry | 0.0075345 | 1 | 0.78 | SME Input | 0 | 2032 | 0.6 | SWWH020-06
COM-WATERHEAT-56.16 | Com ¦ Low Flow Showerheads (Elec WH) - Hot-Dry ¦ PG&E ¦ Hot-Dry | Com ¦ Low Flow Showerheads (Elec WH) - Hot-Dry | PG&E ¦ Hot-Dry | PG&E | All | Electric | Low-flow showerhead (avg 1.5 and 1.8 gpm), electric | Efficient |  |  | 0 | Conventional | WaterHeat | Com - Lodging | Com | RET Only | 0 | 1000 sqft2 of floor space | Each | 3.3 | DEER:Indoor_CFL_Ltg | 515.75 | 0.069044 | 0 | SWWH020-06 | 19.31 | 2024 | 25.73 | 2024 | 0 | 0 | SWWH020-06 | Com Showerheads (Elec) - Hot-Dry ¦ PG&E ¦ Hot-Dry | Com Showerheads (Elec) - Hot-Dry | 0.0085 | 1 | 0.48 | SME Input | -81.3248 | 2032 | 0.6 | SWWH020-06
COM-WATERHEAT-56.17 | Com ¦ Low Flow Showerheads (Elec WH) - Hot-Dry ¦ PG&E ¦ Hot-Dry | Com ¦ Low Flow Showerheads (Elec WH) - Hot-Dry | PG&E ¦ Hot-Dry | PG&E | All | Electric | Low-flow showerhead (avg 1.5 and 1.8 gpm), electric | Efficient |  |  | 0 | Conventional | WaterHeat | Com - Office (Large) | Com | RET Only | 0 | 1000 sqft2 of floor space | Each | 3.3 | DEER:Indoor_CFL_Ltg | 0 | 0 | 0 | SWWH020-06 | 0 | 2024 | 0 | 2024 | 0 | 0 | SWWH020-06 | Com Showerheads (Elec) - Hot-Dry ¦ PG&E ¦ Hot-Dry | Com Showerheads (Elec) - Hot-Dry | 0.00013 | 1 | 0.56632 | SME Input | 0 | 2032 | 0.6 | SWWH020-06
COM-WATERHEAT-56.18 | Com ¦ Low Flow Showerheads (Elec WH) - Hot-Dry ¦ PG&E ¦ Hot-Dry | Com ¦ Low Flow Showerheads (Elec WH) - Hot-Dry | PG&E ¦ Hot-Dry | PG&E | All | Electric | Low-flow showerhead (avg 1.5 and 1.8 gpm), electric | Efficient |  |  | 0 | Conventional | WaterHeat | Com - Office (Small) | Com | RET Only | 0 | 1000 sqft2 of floor space | Each | 3.3 | DEER:Indoor_CFL_Ltg | 0 | 0 | 0 | SWWH020-06 | 0 | 2024 | 0 | 2024 | 0 | 0 | SWWH020-06 | Com Showerheads (Elec) - Hot-Dry ¦ PG&E ¦ Hot-Dry | Com Showerheads (Elec) - Hot-Dry | 0 | 1 | 0 | SME Input | 0 | 2032 | 0.6 | SWWH020-06
COM-WATERHEAT-56.19 | Com ¦ Low Flow Showerheads (Elec WH) - Hot-Dry ¦ PG&E ¦ Hot-Dry | Com ¦ Low Flow Showerheads (Elec WH) - Hot-Dry | PG&E ¦ Hot-Dry | PG&E | All | Electric | Low-flow showerhead (avg 1.5 and 1.8 gpm), electric | Efficient |  |  | 0 | Conventional | WaterHeat | Com - Other | Com | RET Only | 0 | 1000 sqft2 of floor space | Each | 3.3 | DEER:Indoor_CFL_Ltg | 0 | 0 | 0 | SWWH020-06 | 0 | 2024 | 0 | 2024 | 0 | 0 | SWWH020-06 | Com Showerheads (Elec) - Hot-Dry ¦ PG&E ¦ Hot-Dry | Com Showerheads (Elec) - Hot-Dry | 0.0113 | 1 | 0.56632 | SME Input | 0 | 2032 | 0.6 | SWWH020-06
COM-WATERHEAT-56.20 | Com ¦ Low Flow Showerheads (Elec WH) - Hot-Dry ¦ PG&E ¦ Hot-Dry | Com ¦ Low Flow Showerheads (Elec WH) - Hot-Dry | PG&E ¦ Hot-Dry | PG&E | All | Electric | Low-flow showerhead (avg 1.5 and 1.8 gpm), electric | Efficient |  |  | 0 | Conventional | WaterHeat | Com - Refrig. Warehouse | Com | RET Only | 0 | 1000 sqft2 of floor space | Each | 3.3 | DEER:Indoor_CFL_Ltg | 0 | 0 | 0 | SWWH020-06 | 0 | 2024 | 0 | 2024 | 0 | 0 | SWWH020-06 | Com Showerheads (Elec) - Hot-Dry ¦ PG&E ¦ Hot-Dry | Com Showerheads (Elec) - Hot-Dry | 0 | 1 | 0 | SME Input | 0 | 2032 | 0.6 | SWWH020-06
COM-WATERHEAT-56.21 | Com ¦ Low Flow Showerheads (Elec WH) - Hot-Dry ¦ PG&E ¦ Hot-Dry | Com ¦ Low Flow Showerheads (Elec WH) - Hot-Dry | PG&E ¦ Hot-Dry | PG&E | All | Electric | Low-flow showerhead (avg 1.5 and 1.8 gpm), electric | Efficient |  |  | 0 | Conventional | WaterHeat | Com - Restaurant | Com | RET Only | 0 | 1000 sqft2 of floor space | Each | 3.3 | DEER:Indoor_CFL_Ltg | 0 | 0 | 0 | SWWH020-06 | 0 | 2024 | 0 | 2024 | 0 | 0 | SWWH020-06 | Com Showerheads (Elec) - Hot-Dry ¦ PG&E ¦ Hot-Dry | Com Showerheads (Elec) - Hot-Dry | 0 | 1 | 0 | SME Input | 0 | 2032 | 0.6 | SWWH020-06
COM-WATERHEAT-56.22 | Com ¦ Low Flow Showerheads (Elec WH) - Hot-Dry ¦ PG&E ¦ Hot-Dry | Com ¦ Low Flow Showerheads (Elec WH) - Hot-Dry | PG&E ¦ Hot-Dry | PG&E | All | Electric | Low-flow showerhead (avg 1.5 and 1.8 gpm), electric | Efficient |  |  | 0 | Conventional | WaterHeat | Com - Retail | Com | RET Only | 0 | 1000 sqft2 of floor space | Each | 3.3 | DEER:Indoor_CFL_Ltg | 0 | 0 | 0 | SWWH020-06 | 0 | 2024 | 0 | 2024 | 0 | 0 | SWWH020-06 | Com Showerheads (Elec) - Hot-Dry ¦ PG&E ¦ Hot-Dry | Com Showerheads (Elec) - Hot-Dry | 0 | 1 | 0 | SME Input | 0 | 2032 | 0.6 | SWWH020-06
COM-WATERHEAT-56.23 | Com ¦ Low Flow Showerheads (Elec WH) - Hot-Dry ¦ PG&E ¦ Hot-Dry | Com ¦ Low Flow Showerheads (Elec WH) - Hot-Dry | PG&E ¦ Hot-Dry | PG&E | All | Electric | Low-flow showerhead (avg 1.5 and 1.8 gpm), electric | Efficient |  |  | 0 | Conventional | WaterHeat | Com - School | Com | RET Only | 0 | 1000 sqft2 of floor space | Each | 3.3 | DEER:Indoor_CFL_Ltg | 230.695 | 0.031263 | 0 | SWWH020-06 | 17.6775 | 2024 | 23.5547 | 2024 | 0 | 0 | SWWH020-06 | Com Showerheads (Elec) - Hot-Dry ¦ PG&E ¦ Hot-Dry | Com Showerheads (Elec) - Hot-Dry | 0.0135 | 1 | 0.78 | SME Input | -37.983 | 2032 | 0.6 | SWWH020-06
COM-WATERHEAT-56.24 | Com ¦ Low Flow Showerheads (Elec WH) - Hot-Dry ¦ PG&E ¦ Hot-Dry | Com ¦ Low Flow Showerheads (Elec WH) - Hot-Dry | PG&E ¦ Hot-Dry | PG&E | All | Electric | Low-flow showerhead (avg 1.5 and 1.8 gpm), electric | Efficient |  |  | 0 | Conventional | WaterHeat | Com - Warehouse | Com | RET Only | 0 | 1000 sqft2 of floor space | Each | 3.3 | DEER:Indoor_CFL_Ltg | 0 | 0 | 0 | SWWH020-06 | 0 | 2024 | 0 | 2024 | 0 | 0 | SWWH020-06 | Com Showerheads (Elec) - Hot-Dry ¦ PG&E ¦ Hot-Dry | Com Showerheads (Elec) - Hot-Dry | 0 | 1 | 0 | SME Input | 0 | 2032 | 0.6 | SWWH020-06
COM-WATERHEAT-56.25 | Com ¦ Low Flow Showerheads (Elec WH) - Cold ¦ PG&E ¦ Cold | Com ¦ Low Flow Showerheads (Elec WH) - Cold | PG&E ¦ Cold | PG&E | All | Electric | Low-flow showerhead (avg 1.5 and 1.8 gpm), electric | Efficient |  |  | 0 | Conventional | WaterHeat | Com - College | Com | RET Only | 0 | 1000 sqft2 of floor space | Each | 3.3 | DEER:Indoor_CFL_Ltg | 303.25 | 0.091077 | 0 | SWWH020-06 | 19.31 | 2024 | 25.73 | 2024 | 0 | 0 | SWWH020-06 | Com Showerheads (Elec) - Cold ¦ PG&E ¦ Cold | Com Showerheads (Elec) - Cold | 0.0075345 | 1 | 0.78 | SME Input | -22.8948 | 2032 | 0.6 | SWWH020-06
COM-WATERHEAT-56.26 | Com ¦ Low Flow Showerheads (Elec WH) - Cold ¦ PG&E ¦ Cold | Com ¦ Low Flow Showerheads (Elec WH) - Cold | PG&E ¦ Cold | PG&E | All | Electric | Low-flow showerhead (avg 1.5 and 1.8 gpm), electric | Efficient |  |  | 0 | Conventional | WaterHeat | Com - Grocery | Com | RET Only | 0 | 1000 sqft2 of floor space | Each | 3.3 | DEER:Indoor_CFL_Ltg | 0 | 0 | 0 | SWWH020-06 | 0 | 2024 | 0 | 2024 | 0 | 0 | SWWH020-06 | Com Showerheads (Elec) - Cold ¦ PG&E ¦ Cold | Com Showerheads (Elec) - Cold | 0 | 1 | 0 | SME Input | 0 | 2032 | 0.6 | SWWH020-06
COM-WATERHEAT-56.27 | Com ¦ Low Flow Showerheads (Elec WH) - Cold ¦ PG&E ¦ Cold | Com ¦ Low Flow Showerheads (Elec WH) - Cold | PG&E ¦ Cold | PG&E | All | Electric | Low-flow showerhead (avg 1.5 and 1.8 gpm), electric | Efficient |  |  | 0 | Conventional | WaterHeat | Com - Health | Com | RET Only | 0 | 1000 sqft2 of floor space | Each | 3.3 | DEER:Indoor_CFL_Ltg | 0 | 0 | 0 | SWWH020-06 | 0 | 2024 | 0 | 2024 | 0 | 0 | SWWH020-06 | Com Showerheads (Elec) - Cold ¦ PG&E ¦ Cold | Com Showerheads (Elec) - Cold | 0.0075345 | 1 | 0.78 | SME Input | 0 | 2032 | 0.6 | SWWH020-06
COM-WATERHEAT-56.28 | Com ¦ Low Flow Showerheads (Elec WH) - Cold ¦ PG&E ¦ Cold | Com ¦ Low Flow Showerheads (Elec WH) - Cold | PG&E ¦ Cold | PG&E | All | Electric | Low-flow showerhead (avg 1.5 and 1.8 gpm), electric | Efficient |  |  | 0 | Conventional | WaterHeat | Com - Lodging | Com | RET Only | 0 | 1000 sqft2 of floor space | Each | 3.3 | DEER:Indoor_CFL_Ltg | 620.5 | 0.083096 | 0 | SWWH020-06 | 19.31 | 2024 | 25.73 | 2024 | 0 | 0 | SWWH020-06 | Com Showerheads (Elec) - Cold ¦ PG&E ¦ Cold | Com Showerheads (Elec) - Cold | 0.0085 | 1 | 0.48 | SME Input | -97.842 | 2032 | 0.6 | SWWH020-06
COM-WATERHEAT-56.29 | Com ¦ Low Flow Showerheads (Elec WH) - Cold ¦ PG&E ¦ Cold | Com ¦ Low Flow Showerheads (Elec WH) - Cold | PG&E ¦ Cold | PG&E | All | Electric | Low-flow showerhead (avg 1.5 and 1.8 gpm), electric | Efficient |  |  | 0 | Conventional | WaterHeat | Com - Office (Large) | Com | RET Only | 0 | 1000 sqft2 of floor space | Each | 3.3 | DEER:Indoor_CFL_Ltg | 0 | 0 | 0 | SWWH020-06 | 0 | 2024 | 0 | 2024 | 0 | 0 | SWWH020-06 | Com Showerheads (Elec) - Cold ¦ PG&E ¦ Cold | Com Showerheads (Elec) - Cold | 0.00013 | 1 | 0.56632 | SME Input | 0 | 2032 | 0.6 | SWWH020-06
COM-WATERHEAT-56.30 | Com ¦ Low Flow Showerheads (Elec WH) - Cold ¦ PG&E ¦ Cold | Com ¦ Low Flow Showerheads (Elec WH) - Cold | PG&E ¦ Cold | PG&E | All | Electric | Low-flow showerhead (avg 1.5 and 1.8 gpm), electric | Efficient |  |  | 0 | Conventional | WaterHeat | Com - Office (Small) | Com | RET Only | 0 | 1000 sqft2 of floor space | Each | 3.3 | DEER:Indoor_CFL_Ltg | 0 | 0 | 0 | SWWH020-06 | 0 | 2024 | 0 | 2024 | 0 | 0 | SWWH020-06 | Com Showerheads (Elec) - Cold ¦ PG&E ¦ Cold | Com Showerheads (Elec) - Cold | 0 | 1 | 0 | SME Input | 0 | 2032 | 0.6 | SWWH020-06
COM-WATERHEAT-56.31 | Com ¦ Low Flow Showerheads (Elec WH) - Cold ¦ PG&E ¦ Cold | Com ¦ Low Flow Showerheads (Elec WH) - Cold | PG&E ¦ Cold | PG&E | All | Electric | Low-flow showerhead (avg 1.5 and 1.8 gpm), electric | Efficient |  |  | 0 | Conventional | WaterHeat | Com - Other | Com | RET Only | 0 | 1000 sqft2 of floor space | Each | 3.3 | DEER:Indoor_CFL_Ltg | 0 | 0 | 0 | SWWH020-06 | 0 | 2024 | 0 | 2024 | 0 | 0 | SWWH020-06 | Com Showerheads (Elec) - Cold ¦ PG&E ¦ Cold | Com Showerheads (Elec) - Cold | 0.0113 | 1 | 0.56632 | SME Input | 0 | 2032 | 0.6 | SWWH020-06
COM-WATERHEAT-56.32 | Com ¦ Low Flow Showerheads (Elec WH) - Cold ¦ PG&E ¦ Cold | Com ¦ Low Flow Showerheads (Elec WH) - Cold | PG&E ¦ Cold | PG&E | All | Electric | Low-flow showerhead (avg 1.5 and 1.8 gpm), electric | Efficient |  |  | 0 | Conventional | WaterHeat | Com - Refrig. Warehouse | Com | RET Only | 0 | 1000 sqft2 of floor space | Each | 3.3 | DEER:Indoor_CFL_Ltg | 0 | 0 | 0 | SWWH020-06 | 0 | 2024 | 0 | 2024 | 0 | 0 | SWWH020-06 | Com Showerheads (Elec) - Cold ¦ PG&E ¦ Cold | Com Showerheads (Elec) - Cold | 0 | 1 | 0 | SME Input | 0 | 2032 | 0.6 | SWWH020-06
COM-WATERHEAT-56.33 | Com ¦ Low Flow Showerheads (Elec WH) - Cold ¦ PG&E ¦ Cold | Com ¦ Low Flow Showerheads (Elec WH) - Cold | PG&E ¦ Cold | PG&E | All | Electric | Low-flow showerhead (avg 1.5 and 1.8 gpm), electric | Efficient |  |  | 0 | Conventional | WaterHeat | Com - Restaurant | Com | RET Only | 0 | 1000 sqft2 of floor space | Each | 3.3 | DEER:Indoor_CFL_Ltg | 0 | 0 | 0 | SWWH020-06 | 0 | 2024 | 0 | 2024 | 0 | 0 | SWWH020-06 | Com Showerheads (Elec) - Cold ¦ PG&E ¦ Cold | Com Showerheads (Elec) - Cold | 0 | 1 | 0 | SME Input | 0 | 2032 | 0.6 | SWWH020-06
COM-WATERHEAT-56.34 | Com ¦ Low Flow Showerheads (Elec WH) - Cold ¦ PG&E ¦ Cold | Com ¦ Low Flow Showerheads (Elec WH) - Cold | PG&E ¦ Cold | PG&E | All | Electric | Low-flow showerhead (avg 1.5 and 1.8 gpm), electric | Efficient |  |  | 0 | Conventional | WaterHeat | Com - Retail | Com | RET Only | 0 | 1000 sqft2 of floor space | Each | 3.3 | DEER:Indoor_CFL_Ltg | 0 | 0 | 0 | SWWH020-06 | 0 | 2024 | 0 | 2024 | 0 | 0 | SWWH020-06 | Com Showerheads (Elec) - Cold ¦ PG&E ¦ Cold | Com Showerheads (Elec) - Cold | 0 | 1 | 0 | SME Input | 0 | 2032 | 0.6 | SWWH020-06
COM-WATERHEAT-56.35 | Com ¦ Low Flow Showerheads (Elec WH) - Cold ¦ PG&E ¦ Cold | Com ¦ Low Flow Showerheads (Elec WH) - Cold | PG&E ¦ Cold | PG&E | All | Electric | Low-flow showerhead (avg 1.5 and 1.8 gpm), electric | Efficient |  |  | 0 | Conventional | WaterHeat | Com - School | Com | RET Only | 0 | 1000 sqft2 of floor space | Each | 3.3 | DEER:Indoor_CFL_Ltg | 277.6121 | 0.037602 | 0 | SWWH020-06 | 17.6775 | 2024 | 23.5547 | 2024 | 0 | 0 | SWWH020-06 | Com Showerheads (Elec) - Cold ¦ PG&E ¦ Cold | Com Showerheads (Elec) - Cold | 0.0135 | 1 | 0.78 | SME Input | -45.7078 | 2032 | 0.6 | SWWH020-06
COM-WATERHEAT-56.36 | Com ¦ Low Flow Showerheads (Elec WH) - Cold ¦ PG&E ¦ Cold | Com ¦ Low Flow Showerheads (Elec WH) - Cold | PG&E ¦ Cold | PG&E | All | Electric | Low-flow showerhead (avg 1.5 and 1.8 gpm), electric | Efficient |  |  | 0 | Conventional | WaterHeat | Com - Warehouse | Com | RET Only | 0 | 1000 sqft2 of floor space | Each | 3.3 | DEER:Indoor_CFL_Ltg | 0 | 0 | 0 | SWWH020-06 | 0 | 2024 | 0 | 2024 | 0 | 0 | SWWH020-06 | Com Showerheads (Elec) - Cold ¦ PG&E ¦ Cold | Com Showerheads (Elec) - Cold | 0 | 1 | 0 | SME Input | 0 | 2032 | 0.6 | SWWH020-06
COM-WATERHEAT-56.37 | Com ¦ Low Flow Showerheads (Elec WH) - Marine ¦ SCE ¦ Marine | Com ¦ Low Flow Showerheads (Elec WH) - Marine | SCE ¦ Marine | SCE | All | Electric | Low-flow showerhead (avg 1.5 and 1.8 gpm), electric | Efficient |  |  | 0 | Conventional | WaterHeat | Com - College | Com | RET Only | 0 | 1000 sqft2 of floor space | Each | 3.3 | DEER:Indoor_CFL_Ltg | 239.25 | 0.071794 | 0 | SWWH020-06 | 19.31 | 2024 | 25.73 | 2024 | 0 | 0 | SWWH020-06 | Com Showerheads (Elec) - Marine ¦ SCE ¦ Marine | Com Showerheads (Elec) - Marine | 0.0075345 | 1 | 0.78 | SME Input | -18.0629 | 2032 | 0.6 | SWWH020-06
COM-WATERHEAT-56.38 | Com ¦ Low Flow Showerheads (Elec WH) - Marine ¦ SCE ¦ Marine | Com ¦ Low Flow Showerheads (Elec WH) - Marine | SCE ¦ Marine | SCE | All | Electric | Low-flow showerhead (avg 1.5 and 1.8 gpm), electric | Efficient |  |  | 0 | Conventional | WaterHeat | Com - Grocery | Com | RET Only | 0 | 1000 sqft2 of floor space | Each | 3.3 | DEER:Indoor_CFL_Ltg | 0 | 0 | 0 | SWWH020-06 | 0 | 2024 | 0 | 2024 | 0 | 0 | SWWH020-06 | Com Showerheads (Elec) - Marine ¦ SCE ¦ Marine | Com Showerheads (Elec) - Marine | 0 | 1 | 0 | SME Input | 0 | 2032 | 0.6 | SWWH020-06
COM-WATERHEAT-56.39 | Com ¦ Low Flow Showerheads (Elec WH) - Marine ¦ SCE ¦ Marine | Com ¦ Low Flow Showerheads (Elec WH) - Marine | SCE ¦ Marine | SCE | All | Electric | Low-flow showerhead (avg 1.5 and 1.8 gpm), electric | Efficient |  |  | 0 | Conventional | WaterHeat | Com - Health | Com | RET Only | 0 | 1000 sqft2 of floor space | Each | 3.3 | DEER:Indoor_CFL_Ltg | 0 | 0 | 0 | SWWH020-06 | 0 | 2024 | 0 | 2024 | 0 | 0 | SWWH020-06 | Com Showerheads (Elec) - Marine ¦ SCE ¦ Marine | Com Showerheads (Elec) - Marine | 0.0075345 | 1 | 0.78 | SME Input | 0 | 2032 | 0.6 | SWWH020-06
COM-WATERHEAT-56.40 | Com ¦ Low Flow Showerheads (Elec WH) - Marine ¦ SCE ¦ Marine | Com ¦ Low Flow Showerheads (Elec WH) - Marine | SCE ¦ Marine | SCE | All | Electric | Low-flow showerhead (avg 1.5 and 1.8 gpm), electric | Efficient |  |  | 0 | Conventional | WaterHeat | Com - Lodging | Com | RET Only | 0 | 1000 sqft2 of floor space | Each | 3.3 | DEER:Indoor_CFL_Ltg | 489.5 | 0.065453 | 0 | SWWH020-06 | 19.31 | 2024 | 25.73 | 2024 | 0 | 0 | SWWH020-06 | Com Showerheads (Elec) - Marine ¦ SCE ¦ Marine | Com Showerheads (Elec) - Marine | 0.0085 | 1 | 0.48 | SME Input | -77.1856 | 2032 | 0.6 | SWWH020-06
COM-WATERHEAT-56.41 | Com ¦ Low Flow Showerheads (Elec WH) - Marine ¦ SCE ¦ Marine | Com ¦ Low Flow Showerheads (Elec WH) - Marine | SCE ¦ Marine | SCE | All | Electric | Low-flow showerhead (avg 1.5 and 1.8 gpm), electric | Efficient |  |  | 0 | Conventional | WaterHeat | Com - Office (Large) | Com | RET Only | 0 | 1000 sqft2 of floor space | Each | 3.3 | DEER:Indoor_CFL_Ltg | 0 | 0 | 0 | SWWH020-06 | 0 | 2024 | 0 | 2024 | 0 | 0 | SWWH020-06 | Com Showerheads (Elec) - Marine ¦ SCE ¦ Marine | Com Showerheads (Elec) - Marine | 0.00013 | 1 | 0.56632 | SME Input | 0 | 2032 | 0.6 | SWWH020-06
COM-WATERHEAT-56.42 | Com ¦ Low Flow Showerheads (Elec WH) - Marine ¦ SCE ¦ Marine | Com ¦ Low Flow Showerheads (Elec WH) - Marine | SCE ¦ Marine | SCE | All | Electric | Low-flow showerhead (avg 1.5 and 1.8 gpm), electric | Efficient |  |  | 0 | Conventional | WaterHeat | Com - Office (Small) | Com | RET Only | 0 | 1000 sqft2 of floor space | Each | 3.3 | DEER:Indoor_CFL_Ltg | 0 | 0 | 0 | SWWH020-06 | 0 | 2024 | 0 | 2024 | 0 | 0 | SWWH020-06 | Com Showerheads (Elec) - Marine ¦ SCE ¦ Marine | Com Showerheads (Elec) - Marine | 0 | 1 | 0 | SME Input | 0 | 2032 | 0.6 | SWWH020-06
COM-WATERHEAT-56.43 | Com ¦ Low Flow Showerheads (Elec WH) - Marine ¦ SCE ¦ Marine | Com ¦ Low Flow Showerheads (Elec WH) - Marine | SCE ¦ Marine | SCE | All | Electric | Low-flow showerhead (avg 1.5 and 1.8 gpm), electric | Efficient |  |  | 0 | Conventional | WaterHeat | Com - Other | Com | RET Only | 0 | 1000 sqft2 of floor space | Each | 3.3 | DEER:Indoor_CFL_Ltg | 0 | 0 | 0 | SWWH020-06 | 0 | 2024 | 0 | 2024 | 0 | 0 | SWWH020-06 | Com Showerheads (Elec) - Marine ¦ SCE ¦ Marine | Com Showerheads (Elec) - Marine | 0.0113 | 1 | 0.56632 | SME Input | 0 | 2032 | 0.6 | SWWH020-06
COM-WATERHEAT-56.44 | Com ¦ Low Flow Showerheads (Elec WH) - Marine ¦ SCE ¦ Marine | Com ¦ Low Flow Showerheads (Elec WH) - Marine | SCE ¦ Marine | SCE | All | Electric | Low-flow showerhead (avg 1.5 and 1.8 gpm), electric | Efficient |  |  | 0 | Conventional | WaterHeat | Com - Refrig. Warehouse | Com | RET Only | 0 | 1000 sqft2 of floor space | Each | 3.3 | DEER:Indoor_CFL_Ltg | 0 | 0 | 0 | SWWH020-06 | 0 | 2024 | 0 | 2024 | 0 | 0 | SWWH020-06 | Com Showerheads (Elec) - Marine ¦ SCE ¦ Marine | Com Showerheads (Elec) - Marine | 0 | 1 | 0 | SME Input | 0 | 2032 | 0.6 | SWWH020-06
COM-WATERHEAT-56.45 | Com ¦ Low Flow Showerheads (Elec WH) - Marine ¦ SCE ¦ Marine | Com ¦ Low Flow Showerheads (Elec WH) - Marine | SCE ¦ Marine | SCE | All | Electric | Low-flow showerhead (avg 1.5 and 1.8 gpm), electric | Efficient |  |  | 0 | Conventional | WaterHeat | Com - Restaurant | Com | RET Only | 0 | 1000 sqft2 of floor space | Each | 3.3 | DEER:Indoor_CFL_Ltg | 0 | 0 | 0 | SWWH020-06 | 0 | 2024 | 0 | 2024 | 0 | 0 | SWWH020-06 | Com Showerheads (Elec) - Marine ¦ SCE ¦ Marine | Com Showerheads (Elec) - Marine | 0 | 1 | 0 | SME Input | 0 | 2032 | 0.6 | SWWH020-06
COM-WATERHEAT-56.46 | Com ¦ Low Flow Showerheads (Elec WH) - Marine ¦ SCE ¦ Marine | Com ¦ Low Flow Showerheads (Elec WH) - Marine | SCE ¦ Marine | SCE | All | Electric | Low-flow showerhead (avg 1.5 and 1.8 gpm), electric | Efficient |  |  | 0 | Conventional | WaterHeat | Com - Retail | Com | RET Only | 0 | 1000 sqft2 of floor space | Each | 3.3 | DEER:Indoor_CFL_Ltg | 0 | 0 | 0 | SWWH020-06 | 0 | 2024 | 0 | 2024 | 0 | 0 | SWWH020-06 | Com Showerheads (Elec) - Marine ¦ SCE ¦ Marine | Com Showerheads (Elec) - Marine | 0 | 1 | 0 | SME Input | 0 | 2032 | 0.6 | SWWH020-06
COM-WATERHEAT-56.47 | Com ¦ Low Flow Showerheads (Elec WH) - Marine ¦ SCE ¦ Marine | Com ¦ Low Flow Showerheads (Elec WH) - Marine | SCE ¦ Marine | SCE | All | Electric | Low-flow showerhead (avg 1.5 and 1.8 gpm), electric | Efficient |  |  | 0 | Conventional | WaterHeat | Com - School | Com | RET Only | 0 | 1000 sqft2 of floor space | Each | 3.3 | DEER:Indoor_CFL_Ltg | 219.0229 | 0.029661 | 0 | SWWH020-06 | 17.6775 | 2024 | 23.5547 | 2024 | 0 | 0 | SWWH020-06 | Com Showerheads (Elec) - Marine ¦ SCE ¦ Marine | Com Showerheads (Elec) - Marine | 0.0135 | 1 | 0.78 | SME Input | -36.0613 | 2032 | 0.6 | SWWH020-06
COM-WATERHEAT-56.48 | Com ¦ Low Flow Showerheads (Elec WH) - Marine ¦ SCE ¦ Marine | Com ¦ Low Flow Showerheads (Elec WH) - Marine | SCE ¦ Marine | SCE | All | Electric | Low-flow showerhead (avg 1.5 and 1.8 gpm), electric | Efficient |  |  | 0 | Conventional | WaterHeat | Com - Warehouse | Com | RET Only | 0 | 1000 sqft2 of floor space | Each | 3.3 | DEER:Indoor_CFL_Ltg | 0 | 0 | 0 | SWWH020-06 | 0 | 2024 | 0 | 2024 | 0 | 0 | SWWH020-06 | Com Showerheads (Elec) - Marine ¦ SCE ¦ Marine | Com Showerheads (Elec) - Marine | 0 | 1 | 0 | SME Input | 0 | 2032 | 0.6 | SWWH020-06
COM-WATERHEAT-56.49 | Com ¦ Low Flow Showerheads (Elec WH) - Hot-Dry ¦ SCE ¦ Hot-Dry | Com ¦ Low Flow Showerheads (Elec WH) - Hot-Dry | SCE ¦ Hot-Dry | SCE | All | Electric | Low-flow showerhead (avg 1.5 and 1.8 gpm), electric | Efficient |  |  | 0 | Conventional | WaterHeat | Com - College | Com | RET Only | 0 | 1000 sqft2 of floor space | Each | 3.3 | DEER:Indoor_CFL_Ltg | 231.5 | 0.069504 | 0 | SWWH020-06 | 19.31 | 2024 | 25.73 | 2024 | 0 | 0 | SWWH020-06 | Com Showerheads (Elec) - Hot-Dry ¦ SCE ¦ Hot-Dry | Com Showerheads (Elec) - Hot-Dry | 0.0075345 | 1 | 0.78 | SME Input | -17.4778 | 2032 | 0.6 | SWWH020-06
COM-WATERHEAT-56.50 | Com ¦ Low Flow Showerheads (Elec WH) - Hot-Dry ¦ SCE ¦ Hot-Dry | Com ¦ Low Flow Showerheads (Elec WH) - Hot-Dry | SCE ¦ Hot-Dry | SCE | All | Electric | Low-flow showerhead (avg 1.5 and 1.8 gpm), electric | Efficient |  |  | 0 | Conventional | WaterHeat | Com - Grocery | Com | RET Only | 0 | 1000 sqft2 of floor space | Each | 3.3 | DEER:Indoor_CFL_Ltg | 0 | 0 | 0 | SWWH020-06 | 0 | 2024 | 0 | 2024 | 0 | 0 | SWWH020-06 | Com Showerheads (Elec) - Hot-Dry ¦ SCE ¦ Hot-Dry | Com Showerheads (Elec) - Hot-Dry | 0 | 1 | 0 | SME Input | 0 | 2032 | 0.6 | SWWH020-06
COM-WATERHEAT-56.51 | Com ¦ Low Flow Showerheads (Elec WH) - Hot-Dry ¦ SCE ¦ Hot-Dry | Com ¦ Low Flow Showerheads (Elec WH) - Hot-Dry | SCE ¦ Hot-Dry | SCE | All | Electric | Low-flow showerhead (avg 1.5 and 1.8 gpm), electric | Efficient |  |  | 0 | Conventional | WaterHeat | Com - Health | Com | RET Only | 0 | 1000 sqft2 of floor space | Each | 3.3 | DEER:Indoor_CFL_Ltg | 0 | 0 | 0 | SWWH020-06 | 0 | 2024 | 0 | 2024 | 0 | 0 | SWWH020-06 | Com Showerheads (Elec) - Hot-Dry ¦ SCE ¦ Hot-Dry | Com Showerheads (Elec) - Hot-Dry | 0.0075345 | 1 | 0.78 | SME Input | 0 | 2032 | 0.6 | SWWH020-06
COM-WATERHEAT-56.52 | Com ¦ Low Flow Showerheads (Elec WH) - Hot-Dry ¦ SCE ¦ Hot-Dry | Com ¦ Low Flow Showerheads (Elec WH) - Hot-Dry | SCE ¦ Hot-Dry | SCE | All | Electric | Low-flow showerhead (avg 1.5 and 1.8 gpm), electric | Efficient |  |  | 0 | Conventional | WaterHeat | Com - Lodging | Com | RET Only | 0 | 1000 sqft2 of floor space | Each | 3.3 | DEER:Indoor_CFL_Ltg | 473 | 0.063251 | 0 | SWWH020-06 | 19.31 | 2024 | 25.73 | 2024 | 0 | 0 | SWWH020-06 | Com Showerheads (Elec) - Hot-Dry ¦ SCE ¦ Hot-Dry | Com Showerheads (Elec) - Hot-Dry | 0.0085 | 1 | 0.48 | SME Input | -74.5839 | 2032 | 0.6 | SWWH020-06
COM-WATERHEAT-56.53 | Com ¦ Low Flow Showerheads (Elec WH) - Hot-Dry ¦ SCE ¦ Hot-Dry | Com ¦ Low Flow Showerheads (Elec WH) - Hot-Dry | SCE ¦ Hot-Dry | SCE | All | Electric | Low-flow showerhead (avg 1.5 and 1.8 gpm), electric | Efficient |  |  | 0 | Conventional | WaterHeat | Com - Office (Large) | Com | RET Only | 0 | 1000 sqft2 of floor space | Each | 3.3 | DEER:Indoor_CFL_Ltg | 0 | 0 | 0 | SWWH020-06 | 0 | 2024 | 0 | 2024 | 0 | 0 | SWWH020-06 | Com Showerheads (Elec) - Hot-Dry ¦ SCE ¦ Hot-Dry | Com Showerheads (Elec) - Hot-Dry | 0.00013 | 1 | 0.56632 | SME Input | 0 | 2032 | 0.6 | SWWH020-06
COM-WATERHEAT-56.54 | Com ¦ Low Flow Showerheads (Elec WH) - Hot-Dry ¦ SCE ¦ Hot-Dry | Com ¦ Low Flow Showerheads (Elec WH) - Hot-Dry | SCE ¦ Hot-Dry | SCE | All | Electric | Low-flow showerhead (avg 1.5 and 1.8 gpm), electric | Efficient |  |  | 0 | Conventional | WaterHeat | Com - Office (Small) | Com | RET Only | 0 | 1000 sqft2 of floor space | Each | 3.3 | DEER:Indoor_CFL_Ltg | 0 | 0 | 0 | SWWH020-06 | 0 | 2024 | 0 | 2024 | 0 | 0 | SWWH020-06 | Com Showerheads (Elec) - Hot-Dry ¦ SCE ¦ Hot-Dry | Com Showerheads (Elec) - Hot-Dry | 0 | 1 | 0 | SME Input | 0 | 2032 | 0.6 | SWWH020-06
COM-WATERHEAT-56.55 | Com ¦ Low Flow Showerheads (Elec WH) - Hot-Dry ¦ SCE ¦ Hot-Dry | Com ¦ Low Flow Showerheads (Elec WH) - Hot-Dry | SCE ¦ Hot-Dry | SCE | All | Electric | Low-flow showerhead (avg 1.5 and 1.8 gpm), electric | Efficient |  |  | 0 | Conventional | WaterHeat | Com - Other | Com | RET Only | 0 | 1000 sqft2 of floor space | Each | 3.3 | DEER:Indoor_CFL_Ltg | 0 | 0 | 0 | SWWH020-06 | 0 | 2024 | 0 | 2024 | 0 | 0 | SWWH020-06 | Com Showerheads (Elec) - Hot-Dry ¦ SCE ¦ Hot-Dry | Com Showerheads (Elec) - Hot-Dry | 0.0113 | 1 | 0.56632 | SME Input | 0 | 2032 | 0.6 | SWWH020-06
COM-WATERHEAT-56.56 | Com ¦ Low Flow Showerheads (Elec WH) - Hot-Dry ¦ SCE ¦ Hot-Dry | Com ¦ Low Flow Showerheads (Elec WH) - Hot-Dry | SCE ¦ Hot-Dry | SCE | All | Electric | Low-flow showerhead (avg 1.5 and 1.8 gpm), electric | Efficient |  |  | 0 | Conventional | WaterHeat | Com - Refrig. Warehouse | Com | RET Only | 0 | 1000 sqft2 of floor space | Each | 3.3 | DEER:Indoor_CFL_Ltg | 0 | 0 | 0 | SWWH020-06 | 0 | 2024 | 0 | 2024 | 0 | 0 | SWWH020-06 | Com Showerheads (Elec) - Hot-Dry ¦ SCE ¦ Hot-Dry | Com Showerheads (Elec) - Hot-Dry | 0 | 1 | 0 | SME Input | 0 | 2032 | 0.6 | SWWH020-06
COM-WATERHEAT-56.57 | Com ¦ Low Flow Showerheads (Elec WH) - Hot-Dry ¦ SCE ¦ Hot-Dry | Com ¦ Low Flow Showerheads (Elec WH) - Hot-Dry | SCE ¦ Hot-Dry | SCE | All | Electric | Low-flow showerhead (avg 1.5 and 1.8 gpm), electric | Efficient |  |  | 0 | Conventional | WaterHeat | Com - Restaurant | Com | RET Only | 0 | 1000 sqft2 of floor space | Each | 3.3 | DEER:Indoor_CFL_Ltg | 0 | 0 | 0 | SWWH020-06 | 0 | 2024 | 0 | 2024 | 0 | 0 | SWWH020-06 | Com Showerheads (Elec) - Hot-Dry ¦ SCE ¦ Hot-Dry | Com Showerheads (Elec) - Hot-Dry | 0 | 1 | 0 | SME Input | 0 | 2032 | 0.6 | SWWH020-06
COM-WATERHEAT-56.58 | Com ¦ Low Flow Showerheads (Elec WH) - Hot-Dry ¦ SCE ¦ Hot-Dry | Com ¦ Low Flow Showerheads (Elec WH) - Hot-Dry | SCE ¦ Hot-Dry | SCE | All | Electric | Low-flow showerhead (avg 1.5 and 1.8 gpm), electric | Efficient |  |  | 0 | Conventional | WaterHeat | Com - Retail | Com | RET Only | 0 | 1000 sqft2 of floor space | Each | 3.3 | DEER:Indoor_CFL_Ltg | 0 | 0 | 0 | SWWH020-06 | 0 | 2024 | 0 | 2024 | 0 | 0 | SWWH020-06 | Com Showerheads (Elec) - Hot-Dry ¦ SCE ¦ Hot-Dry | Com Showerheads (Elec) - Hot-Dry | 0 | 1 | 0 | SME Input | 0 | 2032 | 0.6 | SWWH020-06
COM-WATERHEAT-56.59 | Com ¦ Low Flow Showerheads (Elec WH) - Hot-Dry ¦ SCE ¦ Hot-Dry | Com ¦ Low Flow Showerheads (Elec WH) - Hot-Dry | SCE ¦ Hot-Dry | SCE | All | Electric | Low-flow showerhead (avg 1.5 and 1.8 gpm), electric | Efficient |  |  | 0 | Conventional | WaterHeat | Com - School | Com | RET Only | 0 | 1000 sqft2 of floor space | Each | 3.3 | DEER:Indoor_CFL_Ltg | 211.9282 | 0.028677 | 0 | SWWH020-06 | 17.6775 | 2024 | 23.5547 | 2024 | 0 | 0 | SWWH020-06 | Com Showerheads (Elec) - Hot-Dry ¦ SCE ¦ Hot-Dry | Com Showerheads (Elec) - Hot-Dry | 0.0135 | 1 | 0.78 | SME Input | -34.8931 | 2032 | 0.6 | SWWH020-06
COM-WATERHEAT-56.60 | Com ¦ Low Flow Showerheads (Elec WH) - Hot-Dry ¦ SCE ¦ Hot-Dry | Com ¦ Low Flow Showerheads (Elec WH) - Hot-Dry | SCE ¦ Hot-Dry | SCE | All | Electric | Low-flow showerhead (avg 1.5 and 1.8 gpm), electric | Efficient |  |  | 0 | Conventional | WaterHeat | Com - Warehouse | Com | RET Only | 0 | 1000 sqft2 of floor space | Each | 3.3 | DEER:Indoor_CFL_Ltg | 0 | 0 | 0 | SWWH020-06 | 0 | 2024 | 0 | 2024 | 0 | 0 | SWWH020-06 | Com Showerheads (Elec) - Hot-Dry ¦ SCE ¦ Hot-Dry | Com Showerheads (Elec) - Hot-Dry | 0 | 1 | 0 | SME Input | 0 | 2032 | 0.6 | SWWH020-06
COM-WATERHEAT-56.61 | Com ¦ Low Flow Showerheads (Elec WH) - Cold ¦ SCE ¦ Cold | Com ¦ Low Flow Showerheads (Elec WH) - Cold | SCE ¦ Cold | SCE | All | Electric | Low-flow showerhead (avg 1.5 and 1.8 gpm), electric | Efficient |  |  | 0 | Conventional | WaterHeat | Com - College | Com | RET Only | 0 | 1000 sqft2 of floor space | Each | 3.3 | DEER:Indoor_CFL_Ltg | 303.25 | 0.091077 | 0 | SWWH020-06 | 19.31 | 2024 | 25.73 | 2024 | 0 | 0 | SWWH020-06 | Com Showerheads (Elec) - Cold ¦ SCE ¦ Cold | Com Showerheads (Elec) - Cold | 0.0075345 | 1 | 0.78 | SME Input | -22.8948 | 2032 | 0.6 | SWWH020-06
COM-WATERHEAT-56.62 | Com ¦ Low Flow Showerheads (Elec WH) - Cold ¦ SCE ¦ Cold | Com ¦ Low Flow Showerheads (Elec WH) - Cold | SCE ¦ Cold | SCE | All | Electric | Low-flow showerhead (avg 1.5 and 1.8 gpm), electric | Efficient |  |  | 0 | Conventional | WaterHeat | Com - Grocery | Com | RET Only | 0 | 1000 sqft2 of floor space | Each | 3.3 | DEER:Indoor_CFL_Ltg | 0 | 0 | 0 | SWWH020-06 | 0 | 2024 | 0 | 2024 | 0 | 0 | SWWH020-06 | Com Showerheads (Elec) - Cold ¦ SCE ¦ Cold | Com Showerheads (Elec) - Cold | 0 | 1 | 0 | SME Input | 0 | 2032 | 0.6 | SWWH020-06
COM-WATERHEAT-56.63 | Com ¦ Low Flow Showerheads (Elec WH) - Cold ¦ SCE ¦ Cold | Com ¦ Low Flow Showerheads (Elec WH) - Cold | SCE ¦ Cold | SCE | All | Electric | Low-flow showerhead (avg 1.5 and 1.8 gpm), electric | Efficient |  |  | 0 | Conventional | WaterHeat | Com - Health | Com | RET Only | 0 | 1000 sqft2 of floor space | Each | 3.3 | DEER:Indoor_CFL_Ltg | 0 | 0 | 0 | SWWH020-06 | 0 | 2024 | 0 | 2024 | 0 | 0 | SWWH020-06 | Com Showerheads (Elec) - Cold ¦ SCE ¦ Cold | Com Showerheads (Elec) - Cold | 0.0075345 | 1 | 0.78 | SME Input | 0 | 2032 | 0.6 | SWWH020-06
COM-WATERHEAT-56.64 | Com ¦ Low Flow Showerheads (Elec WH) - Cold ¦ SCE ¦ Cold | Com ¦ Low Flow Showerheads (Elec WH) - Cold | SCE ¦ Cold | SCE | All | Electric | Low-flow showerhead (avg 1.5 and 1.8 gpm), electric | Efficient |  |  | 0 | Conventional | WaterHeat | Com - Lodging | Com | RET Only | 0 | 1000 sqft2 of floor space | Each | 3.3 | DEER:Indoor_CFL_Ltg | 620.5 | 0.083096 | 0 | SWWH020-06 | 19.31 | 2024 | 25.73 | 2024 | 0 | 0 | SWWH020-06 | Com Showerheads (Elec) - Cold ¦ SCE ¦ Cold | Com Showerheads (Elec) - Cold | 0.0085 | 1 | 0.48 | SME Input | -97.842 | 2032 | 0.6 | SWWH020-06
COM-WATERHEAT-56.65 | Com ¦ Low Flow Showerheads (Elec WH) - Cold ¦ SCE ¦ Cold | Com ¦ Low Flow Showerheads (Elec WH) - Cold | SCE ¦ Cold | SCE | All | Electric | Low-flow showerhead (avg 1.5 and 1.8 gpm), electric | Efficient |  |  | 0 | Conventional | WaterHeat | Com - Office (Large) | Com | RET Only | 0 | 1000 sqft2 of floor space | Each | 3.3 | DEER:Indoor_CFL_Ltg | 0 | 0 | 0 | SWWH020-06 | 0 | 2024 | 0 | 2024 | 0 | 0 | SWWH020-06 | Com Showerheads (Elec) - Cold ¦ SCE ¦ Cold | Com Showerheads (Elec) - Cold | 0.00013 | 1 | 0.56632 | SME Input | 0 | 2032 | 0.6 | SWWH020-06
COM-WATERHEAT-56.66 | Com ¦ Low Flow Showerheads (Elec WH) - Cold ¦ SCE ¦ Cold | Com ¦ Low Flow Showerheads (Elec WH) - Cold | SCE ¦ Cold | SCE | All | Electric | Low-flow showerhead (avg 1.5 and 1.8 gpm), electric | Efficient |  |  | 0 | Conventional | WaterHeat | Com - Office (Small) | Com | RET Only | 0 | 1000 sqft2 of floor space | Each | 3.3 | DEER:Indoor_CFL_Ltg | 0 | 0 | 0 | SWWH020-06 | 0 | 2024 | 0 | 2024 | 0 | 0 | SWWH020-06 | Com Showerheads (Elec) - Cold ¦ SCE ¦ Cold | Com Showerheads (Elec) - Cold | 0 | 1 | 0 | SME Input | 0 | 2032 | 0.6 | SWWH020-06
COM-WATERHEAT-56.67 | Com ¦ Low Flow Showerheads (Elec WH) - Cold ¦ SCE ¦ Cold | Com ¦ Low Flow Showerheads (Elec WH) - Cold | SCE ¦ Cold | SCE | All | Electric | Low-flow showerhead (avg 1.5 and 1.8 gpm), electric | Efficient |  |  | 0 | Conventional | WaterHeat | Com - Other | Com | RET Only | 0 | 1000 sqft2 of floor space | Each | 3.3 | DEER:Indoor_CFL_Ltg | 0 | 0 | 0 | SWWH020-06 | 0 | 2024 | 0 | 2024 | 0 | 0 | SWWH020-06 | Com Showerheads (Elec) - Cold ¦ SCE ¦ Cold | Com Showerheads (Elec) - Cold | 0.0113 | 1 | 0.56632 | SME Input | 0 | 2032 | 0.6 | SWWH020-06
COM-WATERHEAT-56.68 | Com ¦ Low Flow Showerheads (Elec WH) - Cold ¦ SCE ¦ Cold | Com ¦ Low Flow Showerheads (Elec WH) - Cold | SCE ¦ Cold | SCE | All | Electric | Low-flow showerhead (avg 1.5 and 1.8 gpm), electric | Efficient |  |  | 0 | Conventional | WaterHeat | Com - Refrig. Warehouse | Com | RET Only | 0 | 1000 sqft2 of floor space | Each | 3.3 | DEER:Indoor_CFL_Ltg | 0 | 0 | 0 | SWWH020-06 | 0 | 2024 | 0 | 2024 | 0 | 0 | SWWH020-06 | Com Showerheads (Elec) - Cold ¦ SCE ¦ Cold | Com Showerheads (Elec) - Cold | 0 | 1 | 0 | SME Input | 0 | 2032 | 0.6 | SWWH020-06
COM-WATERHEAT-56.69 | Com ¦ Low Flow Showerheads (Elec WH) - Cold ¦ SCE ¦ Cold | Com ¦ Low Flow Showerheads (Elec WH) - Cold | SCE ¦ Cold | SCE | All | Electric | Low-flow showerhead (avg 1.5 and 1.8 gpm), electric | Efficient |  |  | 0 | Conventional | WaterHeat | Com - Restaurant | Com | RET Only | 0 | 1000 sqft2 of floor space | Each | 3.3 | DEER:Indoor_CFL_Ltg | 0 | 0 | 0 | SWWH020-06 | 0 | 2024 | 0 | 2024 | 0 | 0 | SWWH020-06 | Com Showerheads (Elec) - Cold ¦ SCE ¦ Cold | Com Showerheads (Elec) - Cold | 0 | 1 | 0 | SME Input | 0 | 2032 | 0.6 | SWWH020-06
COM-WATERHEAT-56.70 | Com ¦ Low Flow Showerheads (Elec WH) - Cold ¦ SCE ¦ Cold | Com ¦ Low Flow Showerheads (Elec WH) - Cold | SCE ¦ Cold | SCE | All | Electric | Low-flow showerhead (avg 1.5 and 1.8 gpm), electric | Efficient |  |  | 0 | Conventional | WaterHeat | Com - Retail | Com | RET Only | 0 | 1000 sqft2 of floor space | Each | 3.3 | DEER:Indoor_CFL_Ltg | 0 | 0 | 0 | SWWH020-06 | 0 | 2024 | 0 | 2024 | 0 | 0 | SWWH020-06 | Com Showerheads (Elec) - Cold ¦ SCE ¦ Cold | Com Showerheads (Elec) - Cold | 0 | 1 | 0 | SME Input | 0 | 2032 | 0.6 | SWWH020-06
COM-WATERHEAT-56.71 | Com ¦ Low Flow Showerheads (Elec WH) - Cold ¦ SCE ¦ Cold | Com ¦ Low Flow Showerheads (Elec WH) - Cold | SCE ¦ Cold | SCE | All | Electric | Low-flow showerhead (avg 1.5 and 1.8 gpm), electric | Efficient |  |  | 0 | Conventional | WaterHeat | Com - School | Com | RET Only | 0 | 1000 sqft2 of floor space | Each | 3.3 | DEER:Indoor_CFL_Ltg | 277.6121 | 0.037602 | 0 | SWWH020-06 | 17.6775 | 2024 | 23.5547 | 2024 | 0 | 0 | SWWH020-06 | Com Showerheads (Elec) - Cold ¦ SCE ¦ Cold | Com Showerheads (Elec) - Cold | 0.0135 | 1 | 0.78 | SME Input | -45.7078 | 2032 | 0.6 | SWWH020-06
COM-WATERHEAT-56.72 | Com ¦ Low Flow Showerheads (Elec WH) - Cold ¦ SCE ¦ Cold | Com ¦ Low Flow Showerheads (Elec WH) - Cold | SCE ¦ Cold | SCE | All | Electric | Low-flow showerhead (avg 1.5 and 1.8 gpm), electric | Efficient |  |  | 0 | Conventional | WaterHeat | Com - Warehouse | Com | RET Only | 0 | 1000 sqft2 of floor space | Each | 3.3 | DEER:Indoor_CFL_Ltg | 0 | 0 | 0 | SWWH020-06 | 0 | 2024 | 0 | 2024 | 0 | 0 | SWWH020-06 | Com Showerheads (Elec) - Cold ¦ SCE ¦ Cold | Com Showerheads (Elec) - Cold | 0 | 1 | 0 | SME Input | 0 | 2032 | 0.6 | SWWH020-06
COM-WATERHEAT-56.73 | Com ¦ Low Flow Showerheads (Elec WH) - Marine ¦ SDG&E ¦ Marine | Com ¦ Low Flow Showerheads (Elec WH) - Marine | SDG&E ¦ Marine | SDG&E | All | Electric | Low-flow showerhead (avg 1.5 and 1.8 gpm), electric | Efficient |  |  | 0 | Conventional | WaterHeat | Com - College | Com | RET Only | 0 | 1000 sqft2 of floor space | Each | 3.3 | DEER:Indoor_CFL_Ltg | 239.25 | 0.071794 | 0 | SWWH020-06 | 19.31 | 2024 | 25.73 | 2024 | 0 | 0 | SWWH020-06 | Com Showerheads (Elec) - Marine ¦ SDG&E ¦ Marine | Com Showerheads (Elec) - Marine | 0.0075345 | 1 | 0.78 | SME Input | -18.0629 | 2032 | 0.6 | SWWH020-06
COM-WATERHEAT-56.74 | Com ¦ Low Flow Showerheads (Elec WH) - Marine ¦ SDG&E ¦ Marine | Com ¦ Low Flow Showerheads (Elec WH) - Marine | SDG&E ¦ Marine | SDG&E | All | Electric | Low-flow showerhead (avg 1.5 and 1.8 gpm), electric | Efficient |  |  | 0 | Conventional | WaterHeat | Com - Grocery | Com | RET Only | 0 | 1000 sqft2 of floor space | Each | 3.3 | DEER:Indoor_CFL_Ltg | 0 | 0 | 0 | SWWH020-06 | 0 | 2024 | 0 | 2024 | 0 | 0 | SWWH020-06 | Com Showerheads (Elec) - Marine ¦ SDG&E ¦ Marine | Com Showerheads (Elec) - Marine | 0 | 1 | 0 | SME Input | 0 | 2032 | 0.6 | SWWH020-06
COM-WATERHEAT-56.75 | Com ¦ Low Flow Showerheads (Elec WH) - Marine ¦ SDG&E ¦ Marine | Com ¦ Low Flow Showerheads (Elec WH) - Marine | SDG&E ¦ Marine | SDG&E | All | Electric | Low-flow showerhead (avg 1.5 and 1.8 gpm), electric | Efficient |  |  | 0 | Conventional | WaterHeat | Com - Health | Com | RET Only | 0 | 1000 sqft2 of floor space | Each | 3.3 | DEER:Indoor_CFL_Ltg | 0 | 0 | 0 | SWWH020-06 | 0 | 2024 | 0 | 2024 | 0 | 0 | SWWH020-06 | Com Showerheads (Elec) - Marine ¦ SDG&E ¦ Marine | Com Showerheads (Elec) - Marine | 0.0075345 | 1 | 0.78 | SME Input | 0 | 2032 | 0.6 | SWWH020-06
COM-WATERHEAT-56.76 | Com ¦ Low Flow Showerheads (Elec WH) - Marine ¦ SDG&E ¦ Marine | Com ¦ Low Flow Showerheads (Elec WH) - Marine | SDG&E ¦ Marine | SDG&E | All | Electric | Low-flow showerhead (avg 1.5 and 1.8 gpm), electric | Efficient |  |  | 0 | Conventional | WaterHeat | Com - Lodging | Com | RET Only | 0 | 1000 sqft2 of floor space | Each | 3.3 | DEER:Indoor_CFL_Ltg | 489.5 | 0.065453 | 0 | SWWH020-06 | 19.31 | 2024 | 25.73 | 2024 | 0 | 0 | SWWH020-06 | Com Showerheads (Elec) - Marine ¦ SDG&E ¦ Marine | Com Showerheads (Elec) - Marine | 0.0085 | 1 | 0.48 | SME Input | -77.1856 | 2032 | 0.6 | SWWH020-06
COM-WATERHEAT-56.77 | Com ¦ Low Flow Showerheads (Elec WH) - Marine ¦ SDG&E ¦ Marine | Com ¦ Low Flow Showerheads (Elec WH) - Marine | SDG&E ¦ Marine | SDG&E | All | Electric | Low-flow showerhead (avg 1.5 and 1.8 gpm), electric | Efficient |  |  | 0 | Conventional | WaterHeat | Com - Office (Large) | Com | RET Only | 0 | 1000 sqft2 of floor space | Each | 3.3 | DEER:Indoor_CFL_Ltg | 0 | 0 | 0 | SWWH020-06 | 0 | 2024 | 0 | 2024 | 0 | 0 | SWWH020-06 | Com Showerheads (Elec) - Marine ¦ SDG&E ¦ Marine | Com Showerheads (Elec) - Marine | 0.00013 | 1 | 0.56632 | SME Input | 0 | 2032 | 0.6 | SWWH020-06
COM-WATERHEAT-56.78 | Com ¦ Low Flow Showerheads (Elec WH) - Marine ¦ SDG&E ¦ Marine | Com ¦ Low Flow Showerheads (Elec WH) - Marine | SDG&E ¦ Marine | SDG&E | All | Electric | Low-flow showerhead (avg 1.5 and 1.8 gpm), electric | Efficient |  |  | 0 | Conventional | WaterHeat | Com - Office (Small) | Com | RET Only | 0 | 1000 sqft2 of floor space | Each | 3.3 | DEER:Indoor_CFL_Ltg | 0 | 0 | 0 | SWWH020-06 | 0 | 2024 | 0 | 2024 | 0 | 0 | SWWH020-06 | Com Showerheads (Elec) - Marine ¦ SDG&E ¦ Marine | Com Showerheads (Elec) - Marine | 0 | 1 | 0 | SME Input | 0 | 2032 | 0.6 | SWWH020-06
COM-WATERHEAT-56.79 | Com ¦ Low Flow Showerheads (Elec WH) - Marine ¦ SDG&E ¦ Marine | Com ¦ Low Flow Showerheads (Elec WH) - Marine | SDG&E ¦ Marine | SDG&E | All | Electric | Low-flow showerhead (avg 1.5 and 1.8 gpm), electric | Efficient |  |  | 0 | Conventional | WaterHeat | Com - Other | Com | RET Only | 0 | 1000 sqft2 of floor space | Each | 3.3 | DEER:Indoor_CFL_Ltg | 0 | 0 | 0 | SWWH020-06 | 0 | 2024 | 0 | 2024 | 0 | 0 | SWWH020-06 | Com Showerheads (Elec) - Marine ¦ SDG&E ¦ Marine | Com Showerheads (Elec) - Marine | 0.0113 | 1 | 0.56632 | SME Input | 0 | 2032 | 0.6 | SWWH020-06
COM-WATERHEAT-56.80 | Com ¦ Low Flow Showerheads (Elec WH) - Marine ¦ SDG&E ¦ Marine | Com ¦ Low Flow Showerheads (Elec WH) - Marine | SDG&E ¦ Marine | SDG&E | All | Electric | Low-flow showerhead (avg 1.5 and 1.8 gpm), electric | Efficient |  |  | 0 | Conventional | WaterHeat | Com - Refrig. Warehouse | Com | RET Only | 0 | 1000 sqft2 of floor space | Each | 3.3 | DEER:Indoor_CFL_Ltg | 0 | 0 | 0 | SWWH020-06 | 0 | 2024 | 0 | 2024 | 0 | 0 | SWWH020-06 | Com Showerheads (Elec) - Marine ¦ SDG&E ¦ Marine | Com Showerheads (Elec) - Marine | 0 | 1 | 0 | SME Input | 0 | 2032 | 0.6 | SWWH020-06
COM-WATERHEAT-56.81 | Com ¦ Low Flow Showerheads (Elec WH) - Marine ¦ SDG&E ¦ Marine | Com ¦ Low Flow Showerheads (Elec WH) - Marine | SDG&E ¦ Marine | SDG&E | All | Electric | Low-flow showerhead (avg 1.5 and 1.8 gpm), electric | Efficient |  |  | 0 | Conventional | WaterHeat | Com - Restaurant | Com | RET Only | 0 | 1000 sqft2 of floor space | Each | 3.3 | DEER:Indoor_CFL_Ltg | 0 | 0 | 0 | SWWH020-06 | 0 | 2024 | 0 | 2024 | 0 | 0 | SWWH020-06 | Com Showerheads (Elec) - Marine ¦ SDG&E ¦ Marine | Com Showerheads (Elec) - Marine | 0 | 1 | 0 | SME Input | 0 | 2032 | 0.6 | SWWH020-06
COM-WATERHEAT-56.82 | Com ¦ Low Flow Showerheads (Elec WH) - Marine ¦ SDG&E ¦ Marine | Com ¦ Low Flow Showerheads (Elec WH) - Marine | SDG&E ¦ Marine | SDG&E | All | Electric | Low-flow showerhead (avg 1.5 and 1.8 gpm), electric | Efficient |  |  | 0 | Conventional | WaterHeat | Com - Retail | Com | RET Only | 0 | 1000 sqft2 of floor space | Each | 3.3 | DEER:Indoor_CFL_Ltg | 0 | 0 | 0 | SWWH020-06 | 0 | 2024 | 0 | 2024 | 0 | 0 | SWWH020-06 | Com Showerheads (Elec) - Marine ¦ SDG&E ¦ Marine | Com Showerheads (Elec) - Marine | 0 | 1 | 0 | SME Input | 0 | 2032 | 0.6 | SWWH020-06
COM-WATERHEAT-56.83 | Com ¦ Low Flow Showerheads (Elec WH) - Marine ¦ SDG&E ¦ Marine | Com ¦ Low Flow Showerheads (Elec WH) - Marine | SDG&E ¦ Marine | SDG&E | All | Electric | Low-flow showerhead (avg 1.5 and 1.8 gpm), electric | Efficient |  |  | 0 | Conventional | WaterHeat | Com - School | Com | RET Only | 0 | 1000 sqft2 of floor space | Each | 3.3 | DEER:Indoor_CFL_Ltg | 219.0229 | 0.029661 | 0 | SWWH020-06 | 17.6775 | 2024 | 23.5547 | 2024 | 0 | 0 | SWWH020-06 | Com Showerheads (Elec) - Marine ¦ SDG&E ¦ Marine | Com Showerheads (Elec) - Marine | 0.0135 | 1 | 0.78 | SME Input | -36.0613 | 2032 | 0.6 | SWWH020-06
COM-WATERHEAT-56.84 | Com ¦ Low Flow Showerheads (Elec WH) - Marine ¦ SDG&E ¦ Marine | Com ¦ Low Flow Showerheads (Elec WH) - Marine | SDG&E ¦ Marine | SDG&E | All | Electric | Low-flow showerhead (avg 1.5 and 1.8 gpm), electric | Efficient |  |  | 0 | Conventional | WaterHeat | Com - Warehouse | Com | RET Only | 0 | 1000 sqft2 of floor space | Each | 3.3 | DEER:Indoor_CFL_Ltg | 0 | 0 | 0 | SWWH020-06 | 0 | 2024 | 0 | 2024 | 0 | 0 | SWWH020-06 | Com Showerheads (Elec) - Marine ¦ SDG&E ¦ Marine | Com Showerheads (Elec) - Marine | 0 | 1 | 0 | SME Input | 0 | 2032 | 0.6 | SWWH020-06
COM-WATERHEAT-56.85 | Com ¦ Low Flow Showerheads (Elec WH) - Hot-Dry ¦ SDG&E ¦ Hot-Dry | Com ¦ Low Flow Showerheads (Elec WH) - Hot-Dry | SDG&E ¦ Hot-Dry | SDG&E | All | Electric | Low-flow showerhead (avg 1.5 and 1.8 gpm), electric | Efficient |  |  | 0 | Conventional | WaterHeat | Com - College | Com | RET Only | 0 | 1000 sqft2 of floor space | Each | 3.3 | DEER:Indoor_CFL_Ltg | 237.75 | 0.071613 | 0 | SWWH020-06 | 19.31 | 2024 | 25.73 | 2024 | 0 | 0 | SWWH020-06 | Com Showerheads (Elec) - Hot-Dry ¦ SDG&E ¦ Hot-Dry | Com Showerheads (Elec) - Hot-Dry | 0.0075345 | 1 | 0.78 | SME Input | -17.9497 | 2032 | 0.6 | SWWH020-06
COM-WATERHEAT-56.86 | Com ¦ Low Flow Showerheads (Elec WH) - Hot-Dry ¦ SDG&E ¦ Hot-Dry | Com ¦ Low Flow Showerheads (Elec WH) - Hot-Dry | SDG&E ¦ Hot-Dry | SDG&E | All | Electric | Low-flow showerhead (avg 1.5 and 1.8 gpm), electric | Efficient |  |  | 0 | Conventional | WaterHeat | Com - Grocery | Com | RET Only | 0 | 1000 sqft2 of floor space | Each | 3.3 | DEER:Indoor_CFL_Ltg | 0 | 0 | 0 | SWWH020-06 | 0 | 2024 | 0 | 2024 | 0 | 0 | SWWH020-06 | Com Showerheads (Elec) - Hot-Dry ¦ SDG&E ¦ Hot-Dry | Com Showerheads (Elec) - Hot-Dry | 0 | 1 | 0 | SME Input | 0 | 2032 | 0.6 | SWWH020-06
COM-WATERHEAT-56.87 | Com ¦ Low Flow Showerheads (Elec WH) - Hot-Dry ¦ SDG&E ¦ Hot-Dry | Com ¦ Low Flow Showerheads (Elec WH) - Hot-Dry | SDG&E ¦ Hot-Dry | SDG&E | All | Electric | Low-flow showerhead (avg 1.5 and 1.8 gpm), electric | Efficient |  |  | 0 | Conventional | WaterHeat | Com - Health | Com | RET Only | 0 | 1000 sqft2 of floor space | Each | 3.3 | DEER:Indoor_CFL_Ltg | 0 | 0 | 0 | SWWH020-06 | 0 | 2024 | 0 | 2024 | 0 | 0 | SWWH020-06 | Com Showerheads (Elec) - Hot-Dry ¦ SDG&E ¦ Hot-Dry | Com Showerheads (Elec) - Hot-Dry | 0.0075345 | 1 | 0.78 | SME Input | 0 | 2032 | 0.6 | SWWH020-06
COM-WATERHEAT-56.88 | Com ¦ Low Flow Showerheads (Elec WH) - Hot-Dry ¦ SDG&E ¦ Hot-Dry | Com ¦ Low Flow Showerheads (Elec WH) - Hot-Dry | SDG&E ¦ Hot-Dry | SDG&E | All | Electric | Low-flow showerhead (avg 1.5 and 1.8 gpm), electric | Efficient |  |  | 0 | Conventional | WaterHeat | Com - Lodging | Com | RET Only | 0 | 1000 sqft2 of floor space | Each | 3.3 | DEER:Indoor_CFL_Ltg | 486.75 | 0.065125 | 0 | SWWH020-06 | 19.31 | 2024 | 25.73 | 2024 | 0 | 0 | SWWH020-06 | Com Showerheads (Elec) - Hot-Dry ¦ SDG&E ¦ Hot-Dry | Com Showerheads (Elec) - Hot-Dry | 0.0085 | 1 | 0.48 | SME Input | -76.752 | 2032 | 0.6 | SWWH020-06
COM-WATERHEAT-56.89 | Com ¦ Low Flow Showerheads (Elec WH) - Hot-Dry ¦ SDG&E ¦ Hot-Dry | Com ¦ Low Flow Showerheads (Elec WH) - Hot-Dry | SDG&E ¦ Hot-Dry | SDG&E | All | Electric | Low-flow showerhead (avg 1.5 and 1.8 gpm), electric | Efficient |  |  | 0 | Conventional | WaterHeat | Com - Office (Large) | Com | RET Only | 0 | 1000 sqft2 of floor space | Each | 3.3 | DEER:Indoor_CFL_Ltg | 0 | 0 | 0 | SWWH020-06 | 0 | 2024 | 0 | 2024 | 0 | 0 | SWWH020-06 | Com Showerheads (Elec) - Hot-Dry ¦ SDG&E ¦ Hot-Dry | Com Showerheads (Elec) - Hot-Dry | 0.00013 | 1 | 0.56632 | SME Input | 0 | 2032 | 0.6 | SWWH020-06
COM-WATERHEAT-56.90 | Com ¦ Low Flow Showerheads (Elec WH) - Hot-Dry ¦ SDG&E ¦ Hot-Dry | Com ¦ Low Flow Showerheads (Elec WH) - Hot-Dry | SDG&E ¦ Hot-Dry | SDG&E | All | Electric | Low-flow showerhead (avg 1.5 and 1.8 gpm), electric | Efficient |  |  | 0 | Conventional | WaterHeat | Com - Office (Small) | Com | RET Only | 0 | 1000 sqft2 of floor space | Each | 3.3 | DEER:Indoor_CFL_Ltg | 0 | 0 | 0 | SWWH020-06 | 0 | 2024 | 0 | 2024 | 0 | 0 | SWWH020-06 | Com Showerheads (Elec) - Hot-Dry ¦ SDG&E ¦ Hot-Dry | Com Showerheads (Elec) - Hot-Dry | 0 | 1 | 0 | SME Input | 0 | 2032 | 0.6 | SWWH020-06
COM-WATERHEAT-56.91 | Com ¦ Low Flow Showerheads (Elec WH) - Hot-Dry ¦ SDG&E ¦ Hot-Dry | Com ¦ Low Flow Showerheads (Elec WH) - Hot-Dry | SDG&E ¦ Hot-Dry | SDG&E | All | Electric | Low-flow showerhead (avg 1.5 and 1.8 gpm), electric | Efficient |  |  | 0 | Conventional | WaterHeat | Com - Other | Com | RET Only | 0 | 1000 sqft2 of floor space | Each | 3.3 | DEER:Indoor_CFL_Ltg | 0 | 0 | 0 | SWWH020-06 | 0 | 2024 | 0 | 2024 | 0 | 0 | SWWH020-06 | Com Showerheads (Elec) - Hot-Dry ¦ SDG&E ¦ Hot-Dry | Com Showerheads (Elec) - Hot-Dry | 0.0113 | 1 | 0.56632 | SME Input | 0 | 2032 | 0.6 | SWWH020-06
COM-WATERHEAT-56.92 | Com ¦ Low Flow Showerheads (Elec WH) - Hot-Dry ¦ SDG&E ¦ Hot-Dry | Com ¦ Low Flow Showerheads (Elec WH) - Hot-Dry | SDG&E ¦ Hot-Dry | SDG&E | All | Electric | Low-flow showerhead (avg 1.5 and 1.8 gpm), electric | Efficient |  |  | 0 | Conventional | WaterHeat | Com - Refrig. Warehouse | Com | RET Only | 0 | 1000 sqft2 of floor space | Each | 3.3 | DEER:Indoor_CFL_Ltg | 0 | 0 | 0 | SWWH020-06 | 0 | 2024 | 0 | 2024 | 0 | 0 | SWWH020-06 | Com Showerheads (Elec) - Hot-Dry ¦ SDG&E ¦ Hot-Dry | Com Showerheads (Elec) - Hot-Dry | 0 | 1 | 0 | SME Input | 0 | 2032 | 0.6 | SWWH020-06
COM-WATERHEAT-56.93 | Com ¦ Low Flow Showerheads (Elec WH) - Hot-Dry ¦ SDG&E ¦ Hot-Dry | Com ¦ Low Flow Showerheads (Elec WH) - Hot-Dry | SDG&E ¦ Hot-Dry | SDG&E | All | Electric | Low-flow showerhead (avg 1.5 and 1.8 gpm), electric | Efficient |  |  | 0 | Conventional | WaterHeat | Com - Restaurant | Com | RET Only | 0 | 1000 sqft2 of floor space | Each | 3.3 | DEER:Indoor_CFL_Ltg | 0 | 0 | 0 | SWWH020-06 | 0 | 2024 | 0 | 2024 | 0 | 0 | SWWH020-06 | Com Showerheads (Elec) - Hot-Dry ¦ SDG&E ¦ Hot-Dry | Com Showerheads (Elec) - Hot-Dry | 0 | 1 | 0 | SME Input | 0 | 2032 | 0.6 | SWWH020-06
COM-WATERHEAT-56.94 | Com ¦ Low Flow Showerheads (Elec WH) - Hot-Dry ¦ SDG&E ¦ Hot-Dry | Com ¦ Low Flow Showerheads (Elec WH) - Hot-Dry | SDG&E ¦ Hot-Dry | SDG&E | All | Electric | Low-flow showerhead (avg 1.5 and 1.8 gpm), electric | Efficient |  |  | 0 | Conventional | WaterHeat | Com - Retail | Com | RET Only | 0 | 1000 sqft2 of floor space | Each | 3.3 | DEER:Indoor_CFL_Ltg | 0 | 0 | 0 | SWWH020-06 | 0 | 2024 | 0 | 2024 | 0 | 0 | SWWH020-06 | Com Showerheads (Elec) - Hot-Dry ¦ SDG&E ¦ Hot-Dry | Com Showerheads (Elec) - Hot-Dry | 0 | 1 | 0 | SME Input | 0 | 2032 | 0.6 | SWWH020-06
COM-WATERHEAT-56.95 | Com ¦ Low Flow Showerheads (Elec WH) - Hot-Dry ¦ SDG&E ¦ Hot-Dry | Com ¦ Low Flow Showerheads (Elec WH) - Hot-Dry | SDG&E ¦ Hot-Dry | SDG&E | All | Electric | Low-flow showerhead (avg 1.5 and 1.8 gpm), electric | Efficient |  |  | 0 | Conventional | WaterHeat | Com - School | Com | RET Only | 0 | 1000 sqft2 of floor space | Each | 3.3 | DEER:Indoor_CFL_Ltg | 217.6498 | 0.029523 | 0 | SWWH020-06 | 17.6775 | 2024 | 23.5547 | 2024 | 0 | 0 | SWWH020-06 | Com Showerheads (Elec) - Hot-Dry ¦ SDG&E ¦ Hot-Dry | Com Showerheads (Elec) - Hot-Dry | 0.0135 | 1 | 0.78 | SME Input | -35.8352 | 2032 | 0.6 | SWWH020-06
COM-WATERHEAT-56.96 | Com ¦ Low Flow Showerheads (Elec WH) - Hot-Dry ¦ SDG&E ¦ Hot-Dry | Com ¦ Low Flow Showerheads (Elec WH) - Hot-Dry | SDG&E ¦ Hot-Dry | SDG&E | All | Electric | Low-flow showerhead (avg 1.5 and 1.8 gpm), electric | Efficient |  |  | 0 | Conventional | WaterHeat | Com - Warehouse | Com | RET Only | 0 | 1000 sqft2 of floor space | Each | 3.3 | DEER:Indoor_CFL_Ltg | 0 | 0 | 0 | SWWH020-06 | 0 | 2024 | 0 | 2024 | 0 | 0 | SWWH020-06 | Com Showerheads (Elec) - Hot-Dry ¦ SDG&E ¦ Hot-Dry | Com Showerheads (Elec) - Hot-Dry | 0 | 1 | 0 | SME Input | 0 | 2032 | 0.6 | SWWH020-06
COM-WATERHEAT-60.1 | Com ¦ Standard Pre-Rinse Spray Valve - Marine ¦ PG&E ¦ Marine | Com ¦ Standard Pre-Rinse Spray Valve - Marine | PG&E ¦ Marine | PG&E | All | Gas | Standard pre-rinse spray valve (1.2 gpm) | Code |  |  | 0 | Conventional | WaterHeat | Com - College | Com | ROB and NEW | 0 | 1000 sqft2 of floor space | Each | 5 | DEER:Indoor_Non-CFL_Ltg | 0 | 0 | 148.5 | SWFS013-04 | 67.87 | 2024 | 0 | 2024 | 0 | 0 | SWFS013-04 | Com Pre-Rinse Spray Valve - Marine ¦ PG&E ¦ Marine | Com Pre-Rinse Spray Valve - Marine | 0.001172 | 1 | 0.25 | CBSA 2019 | -489.8498 | 2012 | 0.6 | SWFS013-04
COM-WATERHEAT-60.2 | Com ¦ Standard Pre-Rinse Spray Valve - Marine ¦ PG&E ¦ Marine | Com ¦ Standard Pre-Rinse Spray Valve - Marine | PG&E ¦ Marine | PG&E | All | Gas | Standard pre-rinse spray valve (1.2 gpm) | Code |  |  | 0 | Conventional | WaterHeat | Com - Grocery | Com | ROB and NEW | 0 | 1000 sqft2 of floor space | Each | 5 | DEER:Indoor_Non-CFL_Ltg | 0 | 0 | 148.5 | SWFS013-04 | 67.87 | 2024 | 0 | 2024 | 0 | 0 | SWFS013-04 | Com Pre-Rinse Spray Valve - Marine ¦ PG&E ¦ Marine | Com Pre-Rinse Spray Valve - Marine | 0.026672 | 1 | 0.25 | CBSA 2019 | -348.7064 | 2012 | 0.6
COM-WATERHEAT-60.3 | Com ¦ Standard Pre-Rinse Spray Valve - Marine ¦ PG&E ¦ Marine | Com ¦ Standard Pre-Rinse Spray Valve - Marine | PG&E ¦ Marine | PG&E | All | Gas | Standard pre-rinse spray valve (1.2 gpm) | Code |  |  | 0 | Conventional | WaterHeat | Com - Health | Com | ROB and NEW | 0 | 1000 sqft2 of floor space | Each | 5 | DEER:Indoor_Non-CFL_Ltg | 0 | 0 | 148.5 | SWFS013-04 | 67.87 | 2024 | 0 | 2024 | 0 | 0 | SWFS013-04 | Com Pre-Rinse Spray Valve - Marine ¦ PG&E ¦ Marine | Com Pre-Rinse Spray Valve - Marine | 0.003349 | 1 | 0.25 | CBSA 2019 | -419.4503 | 2012 | 0.6
COM-WATERHEAT-60.4 | Com ¦ Standard Pre-Rinse Spray Valve - Marine ¦ PG&E ¦ Marine | Com ¦ Standard Pre-Rinse Spray Valve - Marine | PG&E ¦ Marine | PG&E | All | Gas | Standard pre-rinse spray valve (1.2 gpm) | Code |  |  | 0 | Conventional | WaterHeat | Com - Lodging | Com | ROB and NEW | 0 | 1000 sqft2 of floor space | Each | 5 | DEER:Indoor_Non-CFL_Ltg | 0 | 0 | 148.5 | SWFS013-04 | 67.87 | 2024 | 0 | 2024 | 0 | 0 | SWFS013-04 | Com Pre-Rinse Spray Valve - Marine ¦ PG&E ¦ Marine | Com Pre-Rinse Spray Valve - Marine | 0.0028506 | 1 | 0.25 | CBSA 2019 | -1466.9352 | 2012 | 0.6
COM-WATERHEAT-60.5 | Com ¦ Standard Pre-Rinse Spray Valve - Marine ¦ PG&E ¦ Marine | Com ¦ Standard Pre-Rinse Spray Valve - Marine | PG&E ¦ Marine | PG&E | All | Gas | Standard pre-rinse spray valve (1.2 gpm) | Code |  |  | 0 | Conventional | WaterHeat | Com - Office (Large) | Com | ROB and NEW | 0 | 1000 sqft2 of floor space | Each | 5 | DEER:Indoor_Non-CFL_Ltg | 0 | 0 | 148.5 | SWFS013-04 | 67.87 | 2024 | 0 | 2024 | 0 | 0 | SWFS013-04 | Com Pre-Rinse Spray Valve - Marine ¦ PG&E ¦ Marine | Com Pre-Rinse Spray Valve - Marine | 0 | 1 | 0 | CBSA 2019 | -666.8681 | 2012 | 0.6
COM-WATERHEAT-60.6 | Com ¦ Standard Pre-Rinse Spray Valve - Marine ¦ PG&E ¦ Marine | Com ¦ Standard Pre-Rinse Spray Valve - Marine | PG&E ¦ Marine | PG&E | All | Gas | Standard pre-rinse spray valve (1.2 gpm) | Code |  |  | 0 | Conventional | WaterHeat | Com - Office (Small) | Com | ROB and NEW | 0 | 1000 sqft2 of floor space | Each | 5 | DEER:Indoor_Non-CFL_Ltg | 0 | 0 | 148.5 | SWFS013-04 | 67.87 | 2024 | 0 | 2024 | 0 | 0 | SWFS013-04 | Com Pre-Rinse Spray Valve - Marine ¦ PG&E ¦ Marine | Com Pre-Rinse Spray Valve - Marine | 0 | 1 | 0 | CBSA 2019 | -293.9818 | 2012 | 0.6
COM-WATERHEAT-60.7 | Com ¦ Standard Pre-Rinse Spray Valve - Marine ¦ PG&E ¦ Marine | Com ¦ Standard Pre-Rinse Spray Valve - Marine | PG&E ¦ Marine | PG&E | All | Gas | Standard pre-rinse spray valve (1.2 gpm) | Code |  |  | 0 | Conventional | WaterHeat | Com - Other | Com | ROB and NEW | 0 | 1000 sqft2 of floor space | Each | 5 | DEER:Indoor_Non-CFL_Ltg | 0 | 0 | 148.5 | SWFS013-04 | 67.87 | 2024 | 0 | 2024 | 0 | 0 | SWFS013-04 | Com Pre-Rinse Spray Valve - Marine ¦ PG&E ¦ Marine | Com Pre-Rinse Spray Valve - Marine | 0.016731 | 1 | 0.25 | CBSA 2019 | -672.706 | 2012 | 0.6
COM-WATERHEAT-60.8 | Com ¦ Standard Pre-Rinse Spray Valve - Marine ¦ PG&E ¦ Marine | Com ¦ Standard Pre-Rinse Spray Valve - Marine | PG&E ¦ Marine | PG&E | All | Gas | Standard pre-rinse spray valve (1.2 gpm) | Code |  |  | 0 | Conventional | WaterHeat | Com - Refrig. Warehouse | Com | ROB and NEW | 0 | 1000 sqft2 of floor space | Each | 5 | DEER:Indoor_Non-CFL_Ltg | 0 | 0 | 148.5 | SWFS013-04 | 67.87 | 2024 | 0 | 2024 | 0 | 0 | SWFS013-04 | Com Pre-Rinse Spray Valve - Marine ¦ PG&E ¦ Marine | Com Pre-Rinse Spray Valve - Marine | 0 | 1 | 0 | CBSA 2019 | -111.4924 | 2012 | 0.6
COM-WATERHEAT-60.9 | Com ¦ Standard Pre-Rinse Spray Valve - Marine ¦ PG&E ¦ Marine | Com ¦ Standard Pre-Rinse Spray Valve - Marine | PG&E ¦ Marine | PG&E | All | Gas | Standard pre-rinse spray valve (1.2 gpm) | Code |  |  | 0 | Conventional | WaterHeat | Com - Restaurant | Com | ROB and NEW | 0 | 1000 sqft2 of floor space | Each | 5 | DEER:Indoor_Non-CFL_Ltg | 0 | 0 | 148.5 | SWFS013-04 | 67.87 | 2024 | 0 | 2024 | 0 | 0 | SWFS013-04 | Com Pre-Rinse Spray Valve - Marine ¦ PG&E ¦ Marine | Com Pre-Rinse Spray Valve - Marine | 0.17788 | 1 | 0.25 | CBSA 2019 | -111.5587 | 2012 | 0.6
COM-WATERHEAT-60.10 | Com ¦ Standard Pre-Rinse Spray Valve - Marine ¦ PG&E ¦ Marine | Com ¦ Standard Pre-Rinse Spray Valve - Marine | PG&E ¦ Marine | PG&E | All | Gas | Standard pre-rinse spray valve (1.2 gpm) | Code |  |  | 0 | Conventional | WaterHeat | Com - Retail | Com | ROB and NEW | 0 | 1000 sqft2 of floor space | Each | 5 | DEER:Indoor_Non-CFL_Ltg | 0 | 0 | 148.5 | SWFS013-04 | 67.87 | 2024 | 0 | 2024 | 0 | 0 | SWFS013-04 | Com Pre-Rinse Spray Valve - Marine ¦ PG&E ¦ Marine | Com Pre-Rinse Spray Valve - Marine | 0 | 1 | 0 | CBSA 2019 | -733.7559 | 2012 | 0.6
COM-WATERHEAT-60.11 | Com ¦ Standard Pre-Rinse Spray Valve - Marine ¦ PG&E ¦ Marine | Com ¦ Standard Pre-Rinse Spray Valve - Marine | PG&E ¦ Marine | PG&E | All | Gas | Standard pre-rinse spray valve (1.2 gpm) | Code |  |  | 0 | Conventional | WaterHeat | Com - School | Com | ROB and NEW | 0 | 1000 sqft2 of floor space | Each | 5 | DEER:Indoor_Non-CFL_Ltg | 0 | 0 | 148.5 | SWFS013-04 | 67.87 | 2024 | 0 | 2024 | 0 | 0 | SWFS013-04 | Com Pre-Rinse Spray Valve - Marine ¦ PG&E ¦ Marine | Com Pre-Rinse Spray Valve - Marine | 0.0090111 | 1 | 0.25 | CBSA 2019 | -339.2841 | 2012 | 0.6
COM-WATERHEAT-60.12 | Com ¦ Standard Pre-Rinse Spray Valve - Marine ¦ PG&E ¦ Marine | Com ¦ Standard Pre-Rinse Spray Valve - Marine | PG&E ¦ Marine | PG&E | All | Gas | Standard pre-rinse spray valve (1.2 gpm) | Code |  |  | 0 | Conventional | WaterHeat | Com - Warehouse | Com | ROB and NEW | 0 | 1000 sqft2 of floor space | Each | 5 | DEER:Indoor_Non-CFL_Ltg | 0 | 0 | 148.5 | SWFS013-04 | 67.87 | 2024 | 0 | 2024 | 0 | 0 | SWFS013-04 | Com Pre-Rinse Spray Valve - Marine ¦ PG&E ¦ Marine | Com Pre-Rinse Spray Valve - Marine | 0 | 1 | 0 | CBSA 2019 | -625.9979 | 2012 | 0.6
COM-WATERHEAT-60.13 | Com ¦ Standard Pre-Rinse Spray Valve - Hot-Dry ¦ PG&E ¦ Hot-Dry | Com ¦ Standard Pre-Rinse Spray Valve - Hot-Dry | PG&E ¦ Hot-Dry | PG&E | All | Gas | Standard pre-rinse spray valve (1.2 gpm) | Code |  |  | 0 | Conventional | WaterHeat | Com - College | Com | ROB and NEW | 0 | 1000 sqft2 of floor space | Each | 5 | DEER:Indoor_Non-CFL_Ltg | 0 | 0 | 138.5 | SWFS013-04 | 67.87 | 2024 | 0 | 2024 | 0 | 0 | SWFS013-04 | Com Pre-Rinse Spray Valve - Hot-Dry ¦ PG&E ¦ Hot-Dry | Com Pre-Rinse Spray Valve - Hot-Dry | 0.001172 | 1 | 0.25 | CBSA 2019 | -456.8633 | 2012 | 0.6
COM-WATERHEAT-60.14 | Com ¦ Standard Pre-Rinse Spray Valve - Hot-Dry ¦ PG&E ¦ Hot-Dry | Com ¦ Standard Pre-Rinse Spray Valve - Hot-Dry | PG&E ¦ Hot-Dry | PG&E | All | Gas | Standard pre-rinse spray valve (1.2 gpm) | Code |  |  | 0 | Conventional | WaterHeat | Com - Grocery | Com | ROB and NEW | 0 | 1000 sqft2 of floor space | Each | 5 | DEER:Indoor_Non-CFL_Ltg | 0 | 0 | 138.5 | SWFS013-04 | 67.87 | 2024 | 0 | 2024 | 0 | 0 | SWFS013-04 | Com Pre-Rinse Spray Valve - Hot-Dry ¦ PG&E ¦ Hot-Dry | Com Pre-Rinse Spray Valve - Hot-Dry | 0.026672 | 1 | 0.25 | CBSA 2019 | -325.2245 | 2012 | 0.6
COM-WATERHEAT-60.15 | Com ¦ Standard Pre-Rinse Spray Valve - Hot-Dry ¦ PG&E ¦ Hot-Dry | Com ¦ Standard Pre-Rinse Spray Valve - Hot-Dry | PG&E ¦ Hot-Dry | PG&E | All | Gas | Standard pre-rinse spray valve (1.2 gpm) | Code |  |  | 0 | Conventional | WaterHeat | Com - Health | Com | ROB and NEW | 0 | 1000 sqft2 of floor space | Each | 5 | DEER:Indoor_Non-CFL_Ltg | 0 | 0 | 138.5 | SWFS013-04 | 67.87 | 2024 | 0 | 2024 | 0 | 0 | SWFS013-04 | Com Pre-Rinse Spray Valve - Hot-Dry ¦ PG&E ¦ Hot-Dry | Com Pre-Rinse Spray Valve - Hot-Dry | 0.003349 | 1 | 0.25 | CBSA 2019 | -391.2045 | 2012 | 0.6
COM-WATERHEAT-60.16 | Com ¦ Standard Pre-Rinse Spray Valve - Hot-Dry ¦ PG&E ¦ Hot-Dry | Com ¦ Standard Pre-Rinse Spray Valve - Hot-Dry | PG&E ¦ Hot-Dry | PG&E | All | Gas | Standard pre-rinse spray valve (1.2 gpm) | Code |  |  | 0 | Conventional | WaterHeat | Com - Lodging | Com | ROB and NEW | 0 | 1000 sqft2 of floor space | Each | 5 | DEER:Indoor_Non-CFL_Ltg | 0 | 0 | 138.5 | SWFS013-04 | 67.87 | 2024 | 0 | 2024 | 0 | 0 | SWFS013-04 | Com Pre-Rinse Spray Valve - Hot-Dry ¦ PG&E ¦ Hot-Dry | Com Pre-Rinse Spray Valve - Hot-Dry | 0.0028506 | 1 | 0.25 | CBSA 2019 | -1368.1517 | 2012 | 0.6
COM-WATERHEAT-60.17 | Com ¦ Standard Pre-Rinse Spray Valve - Hot-Dry ¦ PG&E ¦ Hot-Dry | Com ¦ Standard Pre-Rinse Spray Valve - Hot-Dry | PG&E ¦ Hot-Dry | PG&E | All | Gas | Standard pre-rinse spray valve (1.2 gpm) | Code |  |  | 0 | Conventional | WaterHeat | Com - Office (Large) | Com | ROB and NEW | 0 | 1000 sqft2 of floor space | Each | 5 | DEER:Indoor_Non-CFL_Ltg | 0 | 0 | 138.5 | SWFS013-04 | 67.87 | 2024 | 0 | 2024 | 0 | 0 | SWFS013-04 | Com Pre-Rinse Spray Valve - Hot-Dry ¦ PG&E ¦ Hot-Dry | Com Pre-Rinse Spray Valve - Hot-Dry | 0 | 1 | 0 | CBSA 2019 | -621.9612 | 2012 | 0.6
COM-WATERHEAT-60.18 | Com ¦ Standard Pre-Rinse Spray Valve - Hot-Dry ¦ PG&E ¦ Hot-Dry | Com ¦ Standard Pre-Rinse Spray Valve - Hot-Dry | PG&E ¦ Hot-Dry | PG&E | All | Gas | Standard pre-rinse spray valve (1.2 gpm) | Code |  |  | 0 | Conventional | WaterHeat | Com - Office (Small) | Com | ROB and NEW | 0 | 1000 sqft2 of floor space | Each | 5 | DEER:Indoor_Non-CFL_Ltg | 0 | 0 | 138.5 | SWFS013-04 | 67.87 | 2024 | 0 | 2024 | 0 | 0 | SWFS013-04 | Com Pre-Rinse Spray Valve - Hot-Dry ¦ PG&E ¦ Hot-Dry | Com Pre-Rinse Spray Valve - Hot-Dry | 0 | 1 | 0 | CBSA 2019 | -274.185 | 2012 | 0.6
COM-WATERHEAT-60.19 | Com ¦ Standard Pre-Rinse Spray Valve - Hot-Dry ¦ PG&E ¦ Hot-Dry | Com ¦ Standard Pre-Rinse Spray Valve - Hot-Dry | PG&E ¦ Hot-Dry | PG&E | All | Gas | Standard pre-rinse spray valve (1.2 gpm) | Code |  |  | 0 | Conventional | WaterHeat | Com - Other | Com | ROB and NEW | 0 | 1000 sqft2 of floor space | Each | 5 | DEER:Indoor_Non-CFL_Ltg | 0 | 0 | 138.5 | SWFS013-04 | 67.87 | 2024 | 0 | 2024 | 0 | 0 | SWFS013-04 | Com Pre-Rinse Spray Valve - Hot-Dry ¦ PG&E ¦ Hot-Dry | Com Pre-Rinse Spray Valve - Hot-Dry | 0.016731 | 1 | 0.25 | CBSA 2019 | -627.4059 | 2012 | 0.6
COM-WATERHEAT-60.20 | Com ¦ Standard Pre-Rinse Spray Valve - Hot-Dry ¦ PG&E ¦ Hot-Dry | Com ¦ Standard Pre-Rinse Spray Valve - Hot-Dry | PG&E ¦ Hot-Dry | PG&E | All | Gas | Standard pre-rinse spray valve (1.2 gpm) | Code |  |  | 0 | Conventional | WaterHeat | Com - Refrig. Warehouse | Com | ROB and NEW | 0 | 1000 sqft2 of floor space | Each | 5 | DEER:Indoor_Non-CFL_Ltg | 0 | 0 | 138.5 | SWFS013-04 | 67.87 | 2024 | 0 | 2024 | 0 | 0 | SWFS013-04 | Com Pre-Rinse Spray Valve - Hot-Dry ¦ PG&E ¦ Hot-Dry | Com Pre-Rinse Spray Valve - Hot-Dry | 0 | 1 | 0 | CBSA 2019 | -103.9845 | 2012 | 0.6
COM-WATERHEAT-60.21 | Com ¦ Standard Pre-Rinse Spray Valve - Hot-Dry ¦ PG&E ¦ Hot-Dry | Com ¦ Standard Pre-Rinse Spray Valve - Hot-Dry | PG&E ¦ Hot-Dry | PG&E | All | Gas | Standard pre-rinse spray valve (1.2 gpm) | Code |  |  | 0 | Conventional | WaterHeat | Com - Restaurant | Com | ROB and NEW | 0 | 1000 sqft2 of floor space | Each | 5 | DEER:Indoor_Non-CFL_Ltg | 0 | 0 | 138.5 | SWFS013-04 | 67.87 | 2024 | 0 | 2024 | 0 | 0 | SWFS013-04 | Com Pre-Rinse Spray Valve - Hot-Dry ¦ PG&E ¦ Hot-Dry | Com Pre-Rinse Spray Valve - Hot-Dry | 0.17788 | 1 | 0.25 | CBSA 2019 | -104.0463 | 2012 | 0.6
COM-WATERHEAT-60.22 | Com ¦ Standard Pre-Rinse Spray Valve - Hot-Dry ¦ PG&E ¦ Hot-Dry | Com ¦ Standard Pre-Rinse Spray Valve - Hot-Dry | PG&E ¦ Hot-Dry | PG&E | All | Gas | Standard pre-rinse spray valve (1.2 gpm) | Code |  |  | 0 | Conventional | WaterHeat | Com - Retail | Com | ROB and NEW | 0 | 1000 sqft2 of floor space | Each | 5 | DEER:Indoor_Non-CFL_Ltg | 0 | 0 | 138.5 | SWFS013-04 | 67.87 | 2024 | 0 | 2024 | 0 | 0 | SWFS013-04 | Com Pre-Rinse Spray Valve - Hot-Dry ¦ PG&E ¦ Hot-Dry | Com Pre-Rinse Spray Valve - Hot-Dry | 0 | 1 | 0 | CBSA 2019 | -684.3448 | 2012 | 0.6
COM-WATERHEAT-60.23 | Com ¦ Standard Pre-Rinse Spray Valve - Hot-Dry ¦ PG&E ¦ Hot-Dry | Com ¦ Standard Pre-Rinse Spray Valve - Hot-Dry | PG&E ¦ Hot-Dry | PG&E | All | Gas | Standard pre-rinse spray valve (1.2 gpm) | Code |  |  | 0 | Conventional | WaterHeat | Com - School | Com | ROB and NEW | 0 | 1000 sqft2 of floor space | Each | 5 | DEER:Indoor_Non-CFL_Ltg | 0 | 0 | 138.5 | SWFS013-04 | 67.87 | 2024 | 0 | 2024 | 0 | 0 | SWFS013-04 | Com Pre-Rinse Spray Valve - Hot-Dry ¦ PG&E ¦ Hot-Dry | Com Pre-Rinse Spray Valve - Hot-Dry | 0.0090111 | 1 | 0.25 | CBSA 2019 | -316.4367 | 2012 | 0.6
COM-WATERHEAT-60.24 | Com ¦ Standard Pre-Rinse Spray Valve - Hot-Dry ¦ PG&E ¦ Hot-Dry | Com ¦ Standard Pre-Rinse Spray Valve - Hot-Dry | PG&E ¦ Hot-Dry | PG&E | All | Gas | Standard pre-rinse spray valve (1.2 gpm) | Code |  |  | 0 | Conventional | WaterHeat | Com - Warehouse | Com | ROB and NEW | 0 | 1000 sqft2 of floor space | Each | 5 | DEER:Indoor_Non-CFL_Ltg | 0 | 0 | 138.5 | SWFS013-04 | 67.87 | 2024 | 0 | 2024 | 0 | 0 | SWFS013-04 | Com Pre-Rinse Spray Valve - Hot-Dry ¦ PG&E ¦ Hot-Dry | Com Pre-Rinse Spray Valve - Hot-Dry | 0 | 1 | 0 | CBSA 2019 | -583.8431 | 2012 | 0.6
COM-WATERHEAT-60.25 | Com ¦ Standard Pre-Rinse Spray Valve - Cold ¦ PG&E ¦ Cold | Com ¦ Standard Pre-Rinse Spray Valve - Cold | PG&E ¦ Cold | PG&E | All | Gas | Standard pre-rinse spray valve (1.2 gpm) | Code |  |  | 0 | Conventional | WaterHeat | Com - College | Com | ROB and NEW | 0 | 1000 sqft2 of floor space | Each | 5 | DEER:Indoor_Non-CFL_Ltg | 0 | 0 | 162.5 | SWFS013-04 | 67.87 | 2024 | 0 | 2024 | 0 | 0 | SWFS013-04 | Com Pre-Rinse Spray Valve - Cold ¦ PG&E ¦ Cold | Com Pre-Rinse Spray Valve - Cold | 0.001172 | 1 | 0.25 | CBSA 2019 | -536.031 | 2012 | 0.6
COM-WATERHEAT-60.26 | Com ¦ Standard Pre-Rinse Spray Valve - Cold ¦ PG&E ¦ Cold | Com ¦ Standard Pre-Rinse Spray Valve - Cold | PG&E ¦ Cold | PG&E | All | Gas | Standard pre-rinse spray valve (1.2 gpm) | Code |  |  | 0 | Conventional | WaterHeat | Com - Grocery | Com | ROB and NEW | 0 | 1000 sqft2 of floor space | Each | 5 | DEER:Indoor_Non-CFL_Ltg | 0 | 0 | 162.5 | SWFS013-04 | 67.87 | 2024 | 0 | 2024 | 0 | 0 | SWFS013-04 | Com Pre-Rinse Spray Valve - Cold ¦ PG&E ¦ Cold | Com Pre-Rinse Spray Valve - Cold | 0.026672 | 1 | 0.25 | CBSA 2019 | -381.581 | 2012 | 0.6
COM-WATERHEAT-60.27 | Com ¦ Standard Pre-Rinse Spray Valve - Cold ¦ PG&E ¦ Cold | Com ¦ Standard Pre-Rinse Spray Valve - Cold | PG&E ¦ Cold | PG&E | All | Gas | Standard pre-rinse spray valve (1.2 gpm) | Code |  |  | 0 | Conventional | WaterHeat | Com - Health | Com | ROB and NEW | 0 | 1000 sqft2 of floor space | Each | 5 | DEER:Indoor_Non-CFL_Ltg | 0 | 0 | 162.5 | SWFS013-04 | 67.87 | 2024 | 0 | 2024 | 0 | 0 | SWFS013-04 | Com Pre-Rinse Spray Valve - Cold ¦ PG&E ¦ Cold | Com Pre-Rinse Spray Valve - Cold | 0.003349 | 1 | 0.25 | CBSA 2019 | -458.9944 | 2012 | 0.6
COM-WATERHEAT-60.28 | Com ¦ Standard Pre-Rinse Spray Valve - Cold ¦ PG&E ¦ Cold | Com ¦ Standard Pre-Rinse Spray Valve - Cold | PG&E ¦ Cold | PG&E | All | Gas | Standard pre-rinse spray valve (1.2 gpm) | Code |  |  | 0 | Conventional | WaterHeat | Com - Lodging | Com | ROB and NEW | 0 | 1000 sqft2 of floor space | Each | 5 | DEER:Indoor_Non-CFL_Ltg | 0 | 0 | 162.5 | SWFS013-04 | 67.87 | 2024 | 0 | 2024 | 0 | 0 | SWFS013-04 | Com Pre-Rinse Spray Valve - Cold ¦ PG&E ¦ Cold | Com Pre-Rinse Spray Valve - Cold | 0.0028506 | 1 | 0.25 | CBSA 2019 | -1605.2321 | 2012 | 0.6
COM-WATERHEAT-60.29 | Com ¦ Standard Pre-Rinse Spray Valve - Cold ¦ PG&E ¦ Cold | Com ¦ Standard Pre-Rinse Spray Valve - Cold | PG&E ¦ Cold | PG&E | All | Gas | Standard pre-rinse spray valve (1.2 gpm) | Code |  |  | 0 | Conventional | WaterHeat | Com - Office (Large) | Com | ROB and NEW | 0 | 1000 sqft2 of floor space | Each | 5 | DEER:Indoor_Non-CFL_Ltg | 0 | 0 | 162.5 | SWFS013-04 | 67.87 | 2024 | 0 | 2024 | 0 | 0 | SWFS013-04 | Com Pre-Rinse Spray Valve - Cold ¦ PG&E ¦ Cold | Com Pre-Rinse Spray Valve - Cold | 0 | 1 | 0 | CBSA 2019 | -729.7378 | 2012 | 0.6
COM-WATERHEAT-60.30 | Com ¦ Standard Pre-Rinse Spray Valve - Cold ¦ PG&E ¦ Cold | Com ¦ Standard Pre-Rinse Spray Valve - Cold | PG&E ¦ Cold | PG&E | All | Gas | Standard pre-rinse spray valve (1.2 gpm) | Code |  |  | 0 | Conventional | WaterHeat | Com - Office (Small) | Com | ROB and NEW | 0 | 1000 sqft2 of floor space | Each | 5 | DEER:Indoor_Non-CFL_Ltg | 0 | 0 | 162.5 | SWFS013-04 | 67.87 | 2024 | 0 | 2024 | 0 | 0 | SWFS013-04 | Com Pre-Rinse Spray Valve - Cold ¦ PG&E ¦ Cold | Com Pre-Rinse Spray Valve - Cold | 0 | 1 | 0 | CBSA 2019 | -321.6972 | 2012 | 0.6
COM-WATERHEAT-60.31 | Com ¦ Standard Pre-Rinse Spray Valve - Cold ¦ PG&E ¦ Cold | Com ¦ Standard Pre-Rinse Spray Valve - Cold | PG&E ¦ Cold | PG&E | All | Gas | Standard pre-rinse spray valve (1.2 gpm) | Code |  |  | 0 | Conventional | WaterHeat | Com - Other | Com | ROB and NEW | 0 | 1000 sqft2 of floor space | Each | 5 | DEER:Indoor_Non-CFL_Ltg | 0 | 0 | 162.5 | SWFS013-04 | 67.87 | 2024 | 0 | 2024 | 0 | 0 | SWFS013-04 | Com Pre-Rinse Spray Valve - Cold ¦ PG&E ¦ Cold | Com Pre-Rinse Spray Valve - Cold | 0.016731 | 1 | 0.25 | CBSA 2019 | -736.1261 | 2012 | 0.6
COM-WATERHEAT-60.32 | Com ¦ Standard Pre-Rinse Spray Valve - Cold ¦ PG&E ¦ Cold | Com ¦ Standard Pre-Rinse Spray Valve - Cold | PG&E ¦ Cold | PG&E | All | Gas | Standard pre-rinse spray valve (1.2 gpm) | Code |  |  | 0 | Conventional | WaterHeat | Com - Refrig. Warehouse | Com | ROB and NEW | 0 | 1000 sqft2 of floor space | Each | 5 | DEER:Indoor_Non-CFL_Ltg | 0 | 0 | 162.5 | SWFS013-04 | 67.87 | 2024 | 0 | 2024 | 0 | 0 | SWFS013-04 | Com Pre-Rinse Spray Valve - Cold ¦ PG&E ¦ Cold | Com Pre-Rinse Spray Valve - Cold | 0 | 1 | 0 | CBSA 2019 | -122.0035 | 2012 | 0.6
COM-WATERHEAT-60.33 | Com ¦ Standard Pre-Rinse Spray Valve - Cold ¦ PG&E ¦ Cold | Com ¦ Standard Pre-Rinse Spray Valve - Cold | PG&E ¦ Cold | PG&E | All | Gas | Standard pre-rinse spray valve (1.2 gpm) | Code |  |  | 0 | Conventional | WaterHeat | Com - Restaurant | Com | ROB and NEW | 0 | 1000 sqft2 of floor space | Each | 5 | DEER:Indoor_Non-CFL_Ltg | 0 | 0 | 162.5 | SWFS013-04 | 67.87 | 2024 | 0 | 2024 | 0 | 0 | SWFS013-04 | Com Pre-Rinse Spray Valve - Cold ¦ PG&E ¦ Cold | Com Pre-Rinse Spray Valve - Cold | 0.17788 | 1 | 0.25 | CBSA 2019 | -122.076 | 2012 | 0.6
COM-WATERHEAT-60.34 | Com ¦ Standard Pre-Rinse Spray Valve - Cold ¦ PG&E ¦ Cold | Com ¦ Standard Pre-Rinse Spray Valve - Cold | PG&E ¦ Cold | PG&E | All | Gas | Standard pre-rinse spray valve (1.2 gpm) | Code |  |  | 0 | Conventional | WaterHeat | Com - Retail | Com | ROB and NEW | 0 | 1000 sqft2 of floor space | Each | 5 | DEER:Indoor_Non-CFL_Ltg | 0 | 0 | 162.5 | SWFS013-04 | 67.87 | 2024 | 0 | 2024 | 0 | 0 | SWFS013-04 | Com Pre-Rinse Spray Valve - Cold ¦ PG&E ¦ Cold | Com Pre-Rinse Spray Valve - Cold | 0 | 1 | 0 | CBSA 2019 | -802.9316 | 2012 | 0.6
COM-WATERHEAT-60.35 | Com ¦ Standard Pre-Rinse Spray Valve - Cold ¦ PG&E ¦ Cold | Com ¦ Standard Pre-Rinse Spray Valve - Cold | PG&E ¦ Cold | PG&E | All | Gas | Standard pre-rinse spray valve (1.2 gpm) | Code |  |  | 0 | Conventional | WaterHeat | Com - School | Com | ROB and NEW | 0 | 1000 sqft2 of floor space | Each | 5 | DEER:Indoor_Non-CFL_Ltg | 0 | 0 | 162.5 | SWFS013-04 | 67.87 | 2024 | 0 | 2024 | 0 | 0 | SWFS013-04 | Com Pre-Rinse Spray Valve - Cold ¦ PG&E ¦ Cold | Com Pre-Rinse Spray Valve - Cold | 0.0090111 | 1 | 0.25 | CBSA 2019 | -371.2705 | 2012 | 0.6
COM-WATERHEAT-60.36 | Com ¦ Standard Pre-Rinse Spray Valve - Cold ¦ PG&E ¦ Cold | Com ¦ Standard Pre-Rinse Spray Valve - Cold | PG&E ¦ Cold | PG&E | All | Gas | Standard pre-rinse spray valve (1.2 gpm) | Code |  |  | 0 | Conventional | WaterHeat | Com - Warehouse | Com | ROB and NEW | 0 | 1000 sqft2 of floor space | Each | 5 | DEER:Indoor_Non-CFL_Ltg | 0 | 0 | 162.5 | SWFS013-04 | 67.87 | 2024 | 0 | 2024 | 0 | 0 | SWFS013-04 | Com Pre-Rinse Spray Valve - Cold ¦ PG&E ¦ Cold | Com Pre-Rinse Spray Valve - Cold | 0 | 1 | 0 | CBSA 2019 | -685.0145 | 2012 | 0.6
COM-WATERHEAT-60.37 | Com ¦ Standard Pre-Rinse Spray Valve - Marine ¦ SCG ¦ Marine | Com ¦ Standard Pre-Rinse Spray Valve - Marine | SCG ¦ Marine | SCG | All | Gas | Standard pre-rinse spray valve (1.2 gpm) | Code |  |  | 0 | Conventional | WaterHeat | Com - College | Com | ROB and NEW | 0 | 1000 sqft2 of floor space | Each | 5 | DEER:Indoor_Non-CFL_Ltg | 0 | 0 | 133 | SWFS013-04 | 67.87 | 2024 | 0 | 2024 | 0 | 0 | SWFS013-04 | Com Pre-Rinse Spray Valve - Marine ¦ SCG ¦ Marine | Com Pre-Rinse Spray Valve - Marine | 0.001172 | 1 | 0.25 | CBSA 2019 | -438.7207 | 2012 | 0.6
COM-WATERHEAT-60.38 | Com ¦ Standard Pre-Rinse Spray Valve - Marine ¦ SCG ¦ Marine | Com ¦ Standard Pre-Rinse Spray Valve - Marine | SCG ¦ Marine | SCG | All | Gas | Standard pre-rinse spray valve (1.2 gpm) | Code |  |  | 0 | Conventional | WaterHeat | Com - Grocery | Com | ROB and NEW | 0 | 1000 sqft2 of floor space | Each | 5 | DEER:Indoor_Non-CFL_Ltg | 0 | 0 | 133 | SWFS013-04 | 67.87 | 2024 | 0 | 2024 | 0 | 0 | SWFS013-04 | Com Pre-Rinse Spray Valve - Marine ¦ SCG ¦ Marine | Com Pre-Rinse Spray Valve - Marine | 0.026672 | 1 | 0.25 | CBSA 2019 | -312.3094 | 2012 | 0.6
COM-WATERHEAT-60.39 | Com ¦ Standard Pre-Rinse Spray Valve - Marine ¦ SCG ¦ Marine | Com ¦ Standard Pre-Rinse Spray Valve - Marine | SCG ¦ Marine | SCG | All | Gas | Standard pre-rinse spray valve (1.2 gpm) | Code |  |  | 0 | Conventional | WaterHeat | Com - Health | Com | ROB and NEW | 0 | 1000 sqft2 of floor space | Each | 5 | DEER:Indoor_Non-CFL_Ltg | 0 | 0 | 133 | SWFS013-04 | 67.87 | 2024 | 0 | 2024 | 0 | 0 | SWFS013-04 | Com Pre-Rinse Spray Valve - Marine ¦ SCG ¦ Marine | Com Pre-Rinse Spray Valve - Marine | 0.003349 | 1 | 0.25 | CBSA 2019 | -375.6693 | 2012 | 0.6
COM-WATERHEAT-60.40 | Com ¦ Standard Pre-Rinse Spray Valve - Marine ¦ SCG ¦ Marine | Com ¦ Standard Pre-Rinse Spray Valve - Marine | SCG ¦ Marine | SCG | All | Gas | Standard pre-rinse spray valve (1.2 gpm) | Code |  |  | 0 | Conventional | WaterHeat | Com - Lodging | Com | ROB and NEW | 0 | 1000 sqft2 of floor space | Each | 5 | DEER:Indoor_Non-CFL_Ltg | 0 | 0 | 133 | SWFS013-04 | 67.87 | 2024 | 0 | 2024 | 0 | 0 | SWFS013-04 | Com Pre-Rinse Spray Valve - Marine ¦ SCG ¦ Marine | Com Pre-Rinse Spray Valve - Marine | 0.0028506 | 1 | 0.25 | CBSA 2019 | -1313.8207 | 2012 | 0.6
COM-WATERHEAT-60.41 | Com ¦ Standard Pre-Rinse Spray Valve - Marine ¦ SCG ¦ Marine | Com ¦ Standard Pre-Rinse Spray Valve - Marine | SCG ¦ Marine | SCG | All | Gas | Standard pre-rinse spray valve (1.2 gpm) | Code |  |  | 0 | Conventional | WaterHeat | Com - Office (Large) | Com | ROB and NEW | 0 | 1000 sqft2 of floor space | Each | 5 | DEER:Indoor_Non-CFL_Ltg | 0 | 0 | 133 | SWFS013-04 | 67.87 | 2024 | 0 | 2024 | 0 | 0 | SWFS013-04 | Com Pre-Rinse Spray Valve - Marine ¦ SCG ¦ Marine | Com Pre-Rinse Spray Valve - Marine | 0 | 1 | 0 | CBSA 2019 | -597.2623 | 2012 | 0.6
COM-WATERHEAT-60.42 | Com ¦ Standard Pre-Rinse Spray Valve - Marine ¦ SCG ¦ Marine | Com ¦ Standard Pre-Rinse Spray Valve - Marine | SCG ¦ Marine | SCG | All | Gas | Standard pre-rinse spray valve (1.2 gpm) | Code |  |  | 0 | Conventional | WaterHeat | Com - Office (Small) | Com | ROB and NEW | 0 | 1000 sqft2 of floor space | Each | 5 | DEER:Indoor_Non-CFL_Ltg | 0 | 0 | 133 | SWFS013-04 | 67.87 | 2024 | 0 | 2024 | 0 | 0 | SWFS013-04 | Com Pre-Rinse Spray Valve - Marine ¦ SCG ¦ Marine | Com Pre-Rinse Spray Valve - Marine | 0 | 1 | 0 | CBSA 2019 | -263.2968 | 2012 | 0.6
COM-WATERHEAT-60.43 | Com ¦ Standard Pre-Rinse Spray Valve - Marine ¦ SCG ¦ Marine | Com ¦ Standard Pre-Rinse Spray Valve - Marine | SCG ¦ Marine | SCG | All | Gas | Standard pre-rinse spray valve (1.2 gpm) | Code |  |  | 0 | Conventional | WaterHeat | Com - Other | Com | ROB and NEW | 0 | 1000 sqft2 of floor space | Each | 5 | DEER:Indoor_Non-CFL_Ltg | 0 | 0 | 133 | SWFS013-04 | 67.87 | 2024 | 0 | 2024 | 0 | 0 | SWFS013-04 | Com Pre-Rinse Spray Valve - Marine ¦ SCG ¦ Marine | Com Pre-Rinse Spray Valve - Marine | 0.016731 | 1 | 0.25 | CBSA 2019 | -602.4909 | 2012 | 0.6
COM-WATERHEAT-60.44 | Com ¦ Standard Pre-Rinse Spray Valve - Marine ¦ SCG ¦ Marine | Com ¦ Standard Pre-Rinse Spray Valve - Marine | SCG ¦ Marine | SCG | All | Gas | Standard pre-rinse spray valve (1.2 gpm) | Code |  |  | 0 | Conventional | WaterHeat | Com - Refrig. Warehouse | Com | ROB and NEW | 0 | 1000 sqft2 of floor space | Each | 5 | DEER:Indoor_Non-CFL_Ltg | 0 | 0 | 133 | SWFS013-04 | 67.87 | 2024 | 0 | 2024 | 0 | 0 | SWFS013-04 | Com Pre-Rinse Spray Valve - Marine ¦ SCG ¦ Marine | Com Pre-Rinse Spray Valve - Marine | 0 | 1 | 0 | CBSA 2019 | -99.8552 | 2012 | 0.6
COM-WATERHEAT-60.45 | Com ¦ Standard Pre-Rinse Spray Valve - Marine ¦ SCG ¦ Marine | Com ¦ Standard Pre-Rinse Spray Valve - Marine | SCG ¦ Marine | SCG | All | Gas | Standard pre-rinse spray valve (1.2 gpm) | Code |  |  | 0 | Conventional | WaterHeat | Com - Restaurant | Com | ROB and NEW | 0 | 1000 sqft2 of floor space | Each | 5 | DEER:Indoor_Non-CFL_Ltg | 0 | 0 | 133 | SWFS013-04 | 67.87 | 2024 | 0 | 2024 | 0 | 0 | SWFS013-04 | Com Pre-Rinse Spray Valve - Marine ¦ SCG ¦ Marine | Com Pre-Rinse Spray Valve - Marine | 0.17788 | 1 | 0.25 | CBSA 2019 | -99.9145 | 2012 | 0.6
COM-WATERHEAT-60.46 | Com ¦ Standard Pre-Rinse Spray Valve - Marine ¦ SCG ¦ Marine | Com ¦ Standard Pre-Rinse Spray Valve - Marine | SCG ¦ Marine | SCG | All | Gas | Standard pre-rinse spray valve (1.2 gpm) | Code |  |  | 0 | Conventional | WaterHeat | Com - Retail | Com | ROB and NEW | 0 | 1000 sqft2 of floor space | Each | 5 | DEER:Indoor_Non-CFL_Ltg | 0 | 0 | 133 | SWFS013-04 | 67.87 | 2024 | 0 | 2024 | 0 | 0 | SWFS013-04 | Com Pre-Rinse Spray Valve - Marine ¦ SCG ¦ Marine | Com Pre-Rinse Spray Valve - Marine | 0 | 1 | 0 | CBSA 2019 | -657.1686 | 2012 | 0.6
COM-WATERHEAT-60.47 | Com ¦ Standard Pre-Rinse Spray Valve - Marine ¦ SCG ¦ Marine | Com ¦ Standard Pre-Rinse Spray Valve - Marine | SCG ¦ Marine | SCG | All | Gas | Standard pre-rinse spray valve (1.2 gpm) | Code |  |  | 0 | Conventional | WaterHeat | Com - School | Com | ROB and NEW | 0 | 1000 sqft2 of floor space | Each | 5 | DEER:Indoor_Non-CFL_Ltg | 0 | 0 | 133 | SWFS013-04 | 67.87 | 2024 | 0 | 2024 | 0 | 0 | SWFS013-04 | Com Pre-Rinse Spray Valve - Marine ¦ SCG ¦ Marine | Com Pre-Rinse Spray Valve - Marine | 0.0090111 | 1 | 0.25 | CBSA 2019 | -303.8706 | 2012 | 0.6
COM-WATERHEAT-60.48 | Com ¦ Standard Pre-Rinse Spray Valve - Marine ¦ SCG ¦ Marine | Com ¦ Standard Pre-Rinse Spray Valve - Marine | SCG ¦ Marine | SCG | All | Gas | Standard pre-rinse spray valve (1.2 gpm) | Code |  |  | 0 | Conventional | WaterHeat | Com - Warehouse | Com | ROB and NEW | 0 | 1000 sqft2 of floor space | Each | 5 | DEER:Indoor_Non-CFL_Ltg | 0 | 0 | 133 | SWFS013-04 | 67.87 | 2024 | 0 | 2024 | 0 | 0 | SWFS013-04 | Com Pre-Rinse Spray Valve - Marine ¦ SCG ¦ Marine | Com Pre-Rinse Spray Valve - Marine | 0 | 1 | 0 | CBSA 2019 | -560.658 | 2012 | 0.6
COM-WATERHEAT-60.49 | Com ¦ Standard Pre-Rinse Spray Valve - Hot-Dry ¦ SCG ¦ Hot-Dry | Com ¦ Standard Pre-Rinse Spray Valve - Hot-Dry | SCG ¦ Hot-Dry | SCG | All | Gas | Standard pre-rinse spray valve (1.2 gpm) | Code |  |  | 0 | Conventional | WaterHeat | Com - College | Com | ROB and NEW | 0 | 1000 sqft2 of floor space | Each | 5 | DEER:Indoor_Non-CFL_Ltg | 0 | 0 | 129 | SWFS013-04 | 67.87 | 2024 | 0 | 2024 | 0 | 0 | SWFS013-04 | Com Pre-Rinse Spray Valve - Hot-Dry ¦ SCG ¦ Hot-Dry | Com Pre-Rinse Spray Valve - Hot-Dry | 0.001172 | 1 | 0.25 | CBSA 2019 | -425.5261 | 2012 | 0.6
COM-WATERHEAT-60.50 | Com ¦ Standard Pre-Rinse Spray Valve - Hot-Dry ¦ SCG ¦ Hot-Dry | Com ¦ Standard Pre-Rinse Spray Valve - Hot-Dry | SCG ¦ Hot-Dry | SCG | All | Gas | Standard pre-rinse spray valve (1.2 gpm) | Code |  |  | 0 | Conventional | WaterHeat | Com - Grocery | Com | ROB and NEW | 0 | 1000 sqft2 of floor space | Each | 5 | DEER:Indoor_Non-CFL_Ltg | 0 | 0 | 129 | SWFS013-04 | 67.87 | 2024 | 0 | 2024 | 0 | 0 | SWFS013-04 | Com Pre-Rinse Spray Valve - Hot-Dry ¦ SCG ¦ Hot-Dry | Com Pre-Rinse Spray Valve - Hot-Dry | 0.026672 | 1 | 0.25 | CBSA 2019 | -302.9166 | 2012 | 0.6
COM-WATERHEAT-60.51 | Com ¦ Standard Pre-Rinse Spray Valve - Hot-Dry ¦ SCG ¦ Hot-Dry | Com ¦ Standard Pre-Rinse Spray Valve - Hot-Dry | SCG ¦ Hot-Dry | SCG | All | Gas | Standard pre-rinse spray valve (1.2 gpm) | Code |  |  | 0 | Conventional | WaterHeat | Com - Health | Com | ROB and NEW | 0 | 1000 sqft2 of floor space | Each | 5 | DEER:Indoor_Non-CFL_Ltg | 0 | 0 | 129 | SWFS013-04 | 67.87 | 2024 | 0 | 2024 | 0 | 0 | SWFS013-04 | Com Pre-Rinse Spray Valve - Hot-Dry ¦ SCG ¦ Hot-Dry | Com Pre-Rinse Spray Valve - Hot-Dry | 0.003349 | 1 | 0.25 | CBSA 2019 | -364.371 | 2012 | 0.6
COM-WATERHEAT-60.52 | Com ¦ Standard Pre-Rinse Spray Valve - Hot-Dry ¦ SCG ¦ Hot-Dry | Com ¦ Standard Pre-Rinse Spray Valve - Hot-Dry | SCG ¦ Hot-Dry | SCG | All | Gas | Standard pre-rinse spray valve (1.2 gpm) | Code |  |  | 0 | Conventional | WaterHeat | Com - Lodging | Com | ROB and NEW | 0 | 1000 sqft2 of floor space | Each | 5 | DEER:Indoor_Non-CFL_Ltg | 0 | 0 | 129 | SWFS013-04 | 67.87 | 2024 | 0 | 2024 | 0 | 0 | SWFS013-04 | Com Pre-Rinse Spray Valve - Hot-Dry ¦ SCG ¦ Hot-Dry | Com Pre-Rinse Spray Valve - Hot-Dry | 0.0028506 | 1 | 0.25 | CBSA 2019 | -1274.3073 | 2012 | 0.6
COM-WATERHEAT-60.53 | Com ¦ Standard Pre-Rinse Spray Valve - Hot-Dry ¦ SCG ¦ Hot-Dry | Com ¦ Standard Pre-Rinse Spray Valve - Hot-Dry | SCG ¦ Hot-Dry | SCG | All | Gas | Standard pre-rinse spray valve (1.2 gpm) | Code |  |  | 0 | Conventional | WaterHeat | Com - Office (Large) | Com | ROB and NEW | 0 | 1000 sqft2 of floor space | Each | 5 | DEER:Indoor_Non-CFL_Ltg | 0 | 0 | 129 | SWFS013-04 | 67.87 | 2024 | 0 | 2024 | 0 | 0 | SWFS013-04 | Com Pre-Rinse Spray Valve - Hot-Dry ¦ SCG ¦ Hot-Dry | Com Pre-Rinse Spray Valve - Hot-Dry | 0 | 1 | 0 | CBSA 2019 | -579.2996 | 2012 | 0.6
COM-WATERHEAT-60.54 | Com ¦ Standard Pre-Rinse Spray Valve - Hot-Dry ¦ SCG ¦ Hot-Dry | Com ¦ Standard Pre-Rinse Spray Valve - Hot-Dry | SCG ¦ Hot-Dry | SCG | All | Gas | Standard pre-rinse spray valve (1.2 gpm) | Code |  |  | 0 | Conventional | WaterHeat | Com - Office (Small) | Com | ROB and NEW | 0 | 1000 sqft2 of floor space | Each | 5 | DEER:Indoor_Non-CFL_Ltg | 0 | 0 | 129 | SWFS013-04 | 67.87 | 2024 | 0 | 2024 | 0 | 0 | SWFS013-04 | Com Pre-Rinse Spray Valve - Hot-Dry ¦ SCG ¦ Hot-Dry | Com Pre-Rinse Spray Valve - Hot-Dry | 0 | 1 | 0 | CBSA 2019 | -255.3781 | 2012 | 0.6
COM-WATERHEAT-60.55 | Com ¦ Standard Pre-Rinse Spray Valve - Hot-Dry ¦ SCG ¦ Hot-Dry | Com ¦ Standard Pre-Rinse Spray Valve - Hot-Dry | SCG ¦ Hot-Dry | SCG | All | Gas | Standard pre-rinse spray valve (1.2 gpm) | Code |  |  | 0 | Conventional | WaterHeat | Com - Other | Com | ROB and NEW | 0 | 1000 sqft2 of floor space | Each | 5 | DEER:Indoor_Non-CFL_Ltg | 0 | 0 | 129 | SWFS013-04 | 67.87 | 2024 | 0 | 2024 | 0 | 0 | SWFS013-04 | Com Pre-Rinse Spray Valve - Hot-Dry ¦ SCG ¦ Hot-Dry | Com Pre-Rinse Spray Valve - Hot-Dry | 0.016731 | 1 | 0.25 | CBSA 2019 | -584.3709 | 2012 | 0.6
COM-WATERHEAT-60.56 | Com ¦ Standard Pre-Rinse Spray Valve - Hot-Dry ¦ SCG ¦ Hot-Dry | Com ¦ Standard Pre-Rinse Spray Valve - Hot-Dry | SCG ¦ Hot-Dry | SCG | All | Gas | Standard pre-rinse spray valve (1.2 gpm) | Code |  |  | 0 | Conventional | WaterHeat | Com - Refrig. Warehouse | Com | ROB and NEW | 0 | 1000 sqft2 of floor space | Each | 5 | DEER:Indoor_Non-CFL_Ltg | 0 | 0 | 129 | SWFS013-04 | 67.87 | 2024 | 0 | 2024 | 0 | 0 | SWFS013-04 | Com Pre-Rinse Spray Valve - Hot-Dry ¦ SCG ¦ Hot-Dry | Com Pre-Rinse Spray Valve - Hot-Dry | 0 | 1 | 0 | CBSA 2019 | -96.852 | 2012 | 0.6
COM-WATERHEAT-60.57 | Com ¦ Standard Pre-Rinse Spray Valve - Hot-Dry ¦ SCG ¦ Hot-Dry | Com ¦ Standard Pre-Rinse Spray Valve - Hot-Dry | SCG ¦ Hot-Dry | SCG | All | Gas | Standard pre-rinse spray valve (1.2 gpm) | Code |  |  | 0 | Conventional | WaterHeat | Com - Restaurant | Com | ROB and NEW | 0 | 1000 sqft2 of floor space | Each | 5 | DEER:Indoor_Non-CFL_Ltg | 0 | 0 | 129 | SWFS013-04 | 67.87 | 2024 | 0 | 2024 | 0 | 0 | SWFS013-04 | Com Pre-Rinse Spray Valve - Hot-Dry ¦ SCG ¦ Hot-Dry | Com Pre-Rinse Spray Valve - Hot-Dry | 0.17788 | 1 | 0.25 | CBSA 2019 | -96.9096 | 2012 | 0.6
COM-WATERHEAT-60.58 | Com ¦ Standard Pre-Rinse Spray Valve - Hot-Dry ¦ SCG ¦ Hot-Dry | Com ¦ Standard Pre-Rinse Spray Valve - Hot-Dry | SCG ¦ Hot-Dry | SCG | All | Gas | Standard pre-rinse spray valve (1.2 gpm) | Code |  |  | 0 | Conventional | WaterHeat | Com - Retail | Com | ROB and NEW | 0 | 1000 sqft2 of floor space | Each | 5 | DEER:Indoor_Non-CFL_Ltg | 0 | 0 | 129 | SWFS013-04 | 67.87 | 2024 | 0 | 2024 | 0 | 0 | SWFS013-04 | Com Pre-Rinse Spray Valve - Hot-Dry ¦ SCG ¦ Hot-Dry | Com Pre-Rinse Spray Valve - Hot-Dry | 0 | 1 | 0 | CBSA 2019 | -637.4042 | 2012 | 0.6
COM-WATERHEAT-60.59 | Com ¦ Standard Pre-Rinse Spray Valve - Hot-Dry ¦ SCG ¦ Hot-Dry | Com ¦ Standard Pre-Rinse Spray Valve - Hot-Dry | SCG ¦ Hot-Dry | SCG | All | Gas | Standard pre-rinse spray valve (1.2 gpm) | Code |  |  | 0 | Conventional | WaterHeat | Com - School | Com | ROB and NEW | 0 | 1000 sqft2 of floor space | Each | 5 | DEER:Indoor_Non-CFL_Ltg | 0 | 0 | 129 | SWFS013-04 | 67.87 | 2024 | 0 | 2024 | 0 | 0 | SWFS013-04 | Com Pre-Rinse Spray Valve - Hot-Dry ¦ SCG ¦ Hot-Dry | Com Pre-Rinse Spray Valve - Hot-Dry | 0.0090111 | 1 | 0.25 | CBSA 2019 | -294.7317 | 2012 | 0.6
COM-WATERHEAT-60.60 | Com ¦ Standard Pre-Rinse Spray Valve - Hot-Dry ¦ SCG ¦ Hot-Dry | Com ¦ Standard Pre-Rinse Spray Valve - Hot-Dry | SCG ¦ Hot-Dry | SCG | All | Gas | Standard pre-rinse spray valve (1.2 gpm) | Code |  |  | 0 | Conventional | WaterHeat | Com - Warehouse | Com | ROB and NEW | 0 | 1000 sqft2 of floor space | Each | 5 | DEER:Indoor_Non-CFL_Ltg | 0 | 0 | 129 | SWFS013-04 | 67.87 | 2024 | 0 | 2024 | 0 | 0 | SWFS013-04 | Com Pre-Rinse Spray Valve - Hot-Dry ¦ SCG ¦ Hot-Dry | Com Pre-Rinse Spray Valve - Hot-Dry | 0 | 1 | 0 | CBSA 2019 | -543.7961 | 2012 | 0.6
COM-WATERHEAT-60.61 | Com ¦ Standard Pre-Rinse Spray Valve - Cold ¦ SCG ¦ Cold | Com ¦ Standard Pre-Rinse Spray Valve - Cold | SCG ¦ Cold | SCG | All | Gas | Standard pre-rinse spray valve (1.2 gpm) | Code |  |  | 0 | Conventional | WaterHeat | Com - College | Com | ROB and NEW | 0 | 1000 sqft2 of floor space | Each | 5 | DEER:Indoor_Non-CFL_Ltg | 0 | 0 | 162.5 | SWFS013-04 | 67.87 | 2024 | 0 | 2024 | 0 | 0 | SWFS013-04 | Com Pre-Rinse Spray Valve - Cold ¦ SCG ¦ Cold | Com Pre-Rinse Spray Valve - Cold | 0.001172 | 1 | 0.25 | CBSA 2019 | -536.031 | 2012 | 0.6
COM-WATERHEAT-60.62 | Com ¦ Standard Pre-Rinse Spray Valve - Cold ¦ SCG ¦ Cold | Com ¦ Standard Pre-Rinse Spray Valve - Cold | SCG ¦ Cold | SCG | All | Gas | Standard pre-rinse spray valve (1.2 gpm) | Code |  |  | 0 | Conventional | WaterHeat | Com - Grocery | Com | ROB and NEW | 0 | 1000 sqft2 of floor space | Each | 5 | DEER:Indoor_Non-CFL_Ltg | 0 | 0 | 162.5 | SWFS013-04 | 67.87 | 2024 | 0 | 2024 | 0 | 0 | SWFS013-04 | Com Pre-Rinse Spray Valve - Cold ¦ SCG ¦ Cold | Com Pre-Rinse Spray Valve - Cold | 0.026672 | 1 | 0.25 | CBSA 2019 | -381.581 | 2012 | 0.6
COM-WATERHEAT-60.63 | Com ¦ Standard Pre-Rinse Spray Valve - Cold ¦ SCG ¦ Cold | Com ¦ Standard Pre-Rinse Spray Valve - Cold | SCG ¦ Cold | SCG | All | Gas | Standard pre-rinse spray valve (1.2 gpm) | Code |  |  | 0 | Conventional | WaterHeat | Com - Health | Com | ROB and NEW | 0 | 1000 sqft2 of floor space | Each | 5 | DEER:Indoor_Non-CFL_Ltg | 0 | 0 | 162.5 | SWFS013-04 | 67.87 | 2024 | 0 | 2024 | 0 | 0 | SWFS013-04 | Com Pre-Rinse Spray Valve - Cold ¦ SCG ¦ Cold | Com Pre-Rinse Spray Valve - Cold | 0.003349 | 1 | 0.25 | CBSA 2019 | -458.9944 | 2012 | 0.6
COM-WATERHEAT-60.64 | Com ¦ Standard Pre-Rinse Spray Valve - Cold ¦ SCG ¦ Cold | Com ¦ Standard Pre-Rinse Spray Valve - Cold | SCG ¦ Cold | SCG | All | Gas | Standard pre-rinse spray valve (1.2 gpm) | Code |  |  | 0 | Conventional | WaterHeat | Com - Lodging | Com | ROB and NEW | 0 | 1000 sqft2 of floor space | Each | 5 | DEER:Indoor_Non-CFL_Ltg | 0 | 0 | 162.5 | SWFS013-04 | 67.87 | 2024 | 0 | 2024 | 0 | 0 | SWFS013-04 | Com Pre-Rinse Spray Valve - Cold ¦ SCG ¦ Cold | Com Pre-Rinse Spray Valve - Cold | 0.0028506 | 1 | 0.25 | CBSA 2019 | -1605.2321 | 2012 | 0.6
COM-WATERHEAT-60.65 | Com ¦ Standard Pre-Rinse Spray Valve - Cold ¦ SCG ¦ Cold | Com ¦ Standard Pre-Rinse Spray Valve - Cold | SCG ¦ Cold | SCG | All | Gas | Standard pre-rinse spray valve (1.2 gpm) | Code |  |  | 0 | Conventional | WaterHeat | Com - Office (Large) | Com | ROB and NEW | 0 | 1000 sqft2 of floor space | Each | 5 | DEER:Indoor_Non-CFL_Ltg | 0 | 0 | 162.5 | SWFS013-04 | 67.87 | 2024 | 0 | 2024 | 0 | 0 | SWFS013-04 | Com Pre-Rinse Spray Valve - Cold ¦ SCG ¦ Cold | Com Pre-Rinse Spray Valve - Cold | 0 | 1 | 0 | CBSA 2019 | -729.7378 | 2012 | 0.6
COM-WATERHEAT-60.66 | Com ¦ Standard Pre-Rinse Spray Valve - Cold ¦ SCG ¦ Cold | Com ¦ Standard Pre-Rinse Spray Valve - Cold | SCG ¦ Cold | SCG | All | Gas | Standard pre-rinse spray valve (1.2 gpm) | Code |  |  | 0 | Conventional | WaterHeat | Com - Office (Small) | Com | ROB and NEW | 0 | 1000 sqft2 of floor space | Each | 5 | DEER:Indoor_Non-CFL_Ltg | 0 | 0 | 162.5 | SWFS013-04 | 67.87 | 2024 | 0 | 2024 | 0 | 0 | SWFS013-04 | Com Pre-Rinse Spray Valve - Cold ¦ SCG ¦ Cold | Com Pre-Rinse Spray Valve - Cold | 0 | 1 | 0 | CBSA 2019 | -321.6972 | 2012 | 0.6
COM-WATERHEAT-60.67 | Com ¦ Standard Pre-Rinse Spray Valve - Cold ¦ SCG ¦ Cold | Com ¦ Standard Pre-Rinse Spray Valve - Cold | SCG ¦ Cold | SCG | All | Gas | Standard pre-rinse spray valve (1.2 gpm) | Code |  |  | 0 | Conventional | WaterHeat | Com - Other | Com | ROB and NEW | 0 | 1000 sqft2 of floor space | Each | 5 | DEER:Indoor_Non-CFL_Ltg | 0 | 0 | 162.5 | SWFS013-04 | 67.87 | 2024 | 0 | 2024 | 0 | 0 | SWFS013-04 | Com Pre-Rinse Spray Valve - Cold ¦ SCG ¦ Cold | Com Pre-Rinse Spray Valve - Cold | 0.016731 | 1 | 0.25 | CBSA 2019 | -736.1261 | 2012 | 0.6
COM-WATERHEAT-60.68 | Com ¦ Standard Pre-Rinse Spray Valve - Cold ¦ SCG ¦ Cold | Com ¦ Standard Pre-Rinse Spray Valve - Cold | SCG ¦ Cold | SCG | All | Gas | Standard pre-rinse spray valve (1.2 gpm) | Code |  |  | 0 | Conventional | WaterHeat | Com - Refrig. Warehouse | Com | ROB and NEW | 0 | 1000 sqft2 of floor space | Each | 5 | DEER:Indoor_Non-CFL_Ltg | 0 | 0 | 162.5 | SWFS013-04 | 67.87 | 2024 | 0 | 2024 | 0 | 0 | SWFS013-04 | Com Pre-Rinse Spray Valve - Cold ¦ SCG ¦ Cold | Com Pre-Rinse Spray Valve - Cold | 0 | 1 | 0 | CBSA 2019 | -122.0035 | 2012 | 0.6
COM-WATERHEAT-60.69 | Com ¦ Standard Pre-Rinse Spray Valve - Cold ¦ SCG ¦ Cold | Com ¦ Standard Pre-Rinse Spray Valve - Cold | SCG ¦ Cold | SCG | All | Gas | Standard pre-rinse spray valve (1.2 gpm) | Code |  |  | 0 | Conventional | WaterHeat | Com - Restaurant | Com | ROB and NEW | 0 | 1000 sqft2 of floor space | Each | 5 | DEER:Indoor_Non-CFL_Ltg | 0 | 0 | 162.5 | SWFS013-04 | 67.87 | 2024 | 0 | 2024 | 0 | 0 | SWFS013-04 | Com Pre-Rinse Spray Valve - Cold ¦ SCG ¦ Cold | Com Pre-Rinse Spray Valve - Cold | 0.17788 | 1 | 0.25 | CBSA 2019 | -122.076 | 2012 | 0.6
COM-WATERHEAT-60.70 | Com ¦ Standard Pre-Rinse Spray Valve - Cold ¦ SCG ¦ Cold | Com ¦ Standard Pre-Rinse Spray Valve - Cold | SCG ¦ Cold | SCG | All | Gas | Standard pre-rinse spray valve (1.2 gpm) | Code |  |  | 0 | Conventional | WaterHeat | Com - Retail | Com | ROB and NEW | 0 | 1000 sqft2 of floor space | Each | 5 | DEER:Indoor_Non-CFL_Ltg | 0 | 0 | 162.5 | SWFS013-04 | 67.87 | 2024 | 0 | 2024 | 0 | 0 | SWFS013-04 | Com Pre-Rinse Spray Valve - Cold ¦ SCG ¦ Cold | Com Pre-Rinse Spray Valve - Cold | 0 | 1 | 0 | CBSA 2019 | -802.9316 | 2012 | 0.6
COM-WATERHEAT-60.71 | Com ¦ Standard Pre-Rinse Spray Valve - Cold ¦ SCG ¦ Cold | Com ¦ Standard Pre-Rinse Spray Valve - Cold | SCG ¦ Cold | SCG | All | Gas | Standard pre-rinse spray valve (1.2 gpm) | Code |  |  | 0 | Conventional | WaterHeat | Com - School | Com | ROB and NEW | 0 | 1000 sqft2 of floor space | Each | 5 | DEER:Indoor_Non-CFL_Ltg | 0 | 0 | 162.5 | SWFS013-04 | 67.87 | 2024 | 0 | 2024 | 0 | 0 | SWFS013-04 | Com Pre-Rinse Spray Valve - Cold ¦ SCG ¦ Cold | Com Pre-Rinse Spray Valve - Cold | 0.0090111 | 1 | 0.25 | CBSA 2019 | -371.2705 | 2012 | 0.6
COM-WATERHEAT-60.72 | Com ¦ Standard Pre-Rinse Spray Valve - Cold ¦ SCG ¦ Cold | Com ¦ Standard Pre-Rinse Spray Valve - Cold | SCG ¦ Cold | SCG | All | Gas | Standard pre-rinse spray valve (1.2 gpm) | Code |  |  | 0 | Conventional | WaterHeat | Com - Warehouse | Com | ROB and NEW | 0 | 1000 sqft2 of floor space | Each | 5 | DEER:Indoor_Non-CFL_Ltg | 0 | 0 | 162.5 | SWFS013-04 | 67.87 | 2024 | 0 | 2024 | 0 | 0 | SWFS013-04 | Com Pre-Rinse Spray Valve - Cold ¦ SCG ¦ Cold | Com Pre-Rinse Spray Valve - Cold | 0 | 1 | 0 | CBSA 2019 | -685.0145 | 2012 | 0.6
COM-WATERHEAT-60.73 | Com ¦ Standard Pre-Rinse Spray Valve - Marine ¦ SDG&E ¦ Marine | Com ¦ Standard Pre-Rinse Spray Valve - Marine | SDG&E ¦ Marine | SDG&E | All | Gas | Standard pre-rinse spray valve (1.2 gpm) | Code |  |  | 0 | Conventional | WaterHeat | Com - College | Com | ROB and NEW | 0 | 1000 sqft2 of floor space | Each | 5 | DEER:Indoor_Non-CFL_Ltg | 0 | 0 | 133 | SWFS013-04 | 67.87 | 2024 | 0 | 2024 | 0 | 0 | SWFS013-04 | Com Pre-Rinse Spray Valve - Marine ¦ SDG&E ¦ Marine | Com Pre-Rinse Spray Valve - Marine | 0.001172 | 1 | 0.25 | CBSA 2019 | -438.7207 | 2012 | 0.6
COM-WATERHEAT-60.74 | Com ¦ Standard Pre-Rinse Spray Valve - Marine ¦ SDG&E ¦ Marine | Com ¦ Standard Pre-Rinse Spray Valve - Marine | SDG&E ¦ Marine | SDG&E | All | Gas | Standard pre-rinse spray valve (1.2 gpm) | Code |  |  | 0 | Conventional | WaterHeat | Com - Grocery | Com | ROB and NEW | 0 | 1000 sqft2 of floor space | Each | 5 | DEER:Indoor_Non-CFL_Ltg | 0 | 0 | 133 | SWFS013-04 | 67.87 | 2024 | 0 | 2024 | 0 | 0 | SWFS013-04 | Com Pre-Rinse Spray Valve - Marine ¦ SDG&E ¦ Marine | Com Pre-Rinse Spray Valve - Marine | 0.026672 | 1 | 0.25 | CBSA 2019 | -312.3094 | 2012 | 0.6
COM-WATERHEAT-60.75 | Com ¦ Standard Pre-Rinse Spray Valve - Marine ¦ SDG&E ¦ Marine | Com ¦ Standard Pre-Rinse Spray Valve - Marine | SDG&E ¦ Marine | SDG&E | All | Gas | Standard pre-rinse spray valve (1.2 gpm) | Code |  |  | 0 | Conventional | WaterHeat | Com - Health | Com | ROB and NEW | 0 | 1000 sqft2 of floor space | Each | 5 | DEER:Indoor_Non-CFL_Ltg | 0 | 0 | 133 | SWFS013-04 | 67.87 | 2024 | 0 | 2024 | 0 | 0 | SWFS013-04 | Com Pre-Rinse Spray Valve - Marine ¦ SDG&E ¦ Marine | Com Pre-Rinse Spray Valve - Marine | 0.003349 | 1 | 0.25 | CBSA 2019 | -375.6693 | 2012 | 0.6
COM-WATERHEAT-60.76 | Com ¦ Standard Pre-Rinse Spray Valve - Marine ¦ SDG&E ¦ Marine | Com ¦ Standard Pre-Rinse Spray Valve - Marine | SDG&E ¦ Marine | SDG&E | All | Gas | Standard pre-rinse spray valve (1.2 gpm) | Code |  |  | 0 | Conventional | WaterHeat | Com - Lodging | Com | ROB and NEW | 0 | 1000 sqft2 of floor space | Each | 5 | DEER:Indoor_Non-CFL_Ltg | 0 | 0 | 133 | SWFS013-04 | 67.87 | 2024 | 0 | 2024 | 0 | 0 | SWFS013-04 | Com Pre-Rinse Spray Valve - Marine ¦ SDG&E ¦ Marine | Com Pre-Rinse Spray Valve - Marine | 0.0028506 | 1 | 0.25 | CBSA 2019 | -1313.8207 | 2012 | 0.6
COM-WATERHEAT-60.77 | Com ¦ Standard Pre-Rinse Spray Valve - Marine ¦ SDG&E ¦ Marine | Com ¦ Standard Pre-Rinse Spray Valve - Marine | SDG&E ¦ Marine | SDG&E | All | Gas | Standard pre-rinse spray valve (1.2 gpm) | Code |  |  | 0 | Conventional | WaterHeat | Com - Office (Large) | Com | ROB and NEW | 0 | 1000 sqft2 of floor space | Each | 5 | DEER:Indoor_Non-CFL_Ltg | 0 | 0 | 133 | SWFS013-04 | 67.87 | 2024 | 0 | 2024 | 0 | 0 | SWFS013-04 | Com Pre-Rinse Spray Valve - Marine ¦ SDG&E ¦ Marine | Com Pre-Rinse Spray Valve - Marine | 0 | 1 | 0 | CBSA 2019 | -597.2623 | 2012 | 0.6
COM-WATERHEAT-60.78 | Com ¦ Standard Pre-Rinse Spray Valve - Marine ¦ SDG&E ¦ Marine | Com ¦ Standard Pre-Rinse Spray Valve - Marine | SDG&E ¦ Marine | SDG&E | All | Gas | Standard pre-rinse spray valve (1.2 gpm) | Code |  |  | 0 | Conventional | WaterHeat | Com - Office (Small) | Com | ROB and NEW | 0 | 1000 sqft2 of floor space | Each | 5 | DEER:Indoor_Non-CFL_Ltg | 0 | 0 | 133 | SWFS013-04 | 67.87 | 2024 | 0 | 2024 | 0 | 0 | SWFS013-04 | Com Pre-Rinse Spray Valve - Marine ¦ SDG&E ¦ Marine | Com Pre-Rinse Spray Valve - Marine | 0 | 1 | 0 | CBSA 2019 | -263.2968 | 2012 | 0.6
COM-WATERHEAT-60.79 | Com ¦ Standard Pre-Rinse Spray Valve - Marine ¦ SDG&E ¦ Marine | Com ¦ Standard Pre-Rinse Spray Valve - Marine | SDG&E ¦ Marine | SDG&E | All | Gas | Standard pre-rinse spray valve (1.2 gpm) | Code |  |  | 0 | Conventional | WaterHeat | Com - Other | Com | ROB and NEW | 0 | 1000 sqft2 of floor space | Each | 5 | DEER:Indoor_Non-CFL_Ltg | 0 | 0 | 133 | SWFS013-04 | 67.87 | 2024 | 0 | 2024 | 0 | 0 | SWFS013-04 | Com Pre-Rinse Spray Valve - Marine ¦ SDG&E ¦ Marine | Com Pre-Rinse Spray Valve - Marine | 0.016731 | 1 | 0.25 | CBSA 2019 | -602.4909 | 2012 | 0.6
COM-WATERHEAT-60.80 | Com ¦ Standard Pre-Rinse Spray Valve - Marine ¦ SDG&E ¦ Marine | Com ¦ Standard Pre-Rinse Spray Valve - Marine | SDG&E ¦ Marine | SDG&E | All | Gas | Standard pre-rinse spray valve (1.2 gpm) | Code |  |  | 0 | Conventional | WaterHeat | Com - Refrig. Warehouse | Com | ROB and NEW | 0 | 1000 sqft2 of floor space | Each | 5 | DEER:Indoor_Non-CFL_Ltg | 0 | 0 | 133 | SWFS013-04 | 67.87 | 2024 | 0 | 2024 | 0 | 0 | SWFS013-04 | Com Pre-Rinse Spray Valve - Marine ¦ SDG&E ¦ Marine | Com Pre-Rinse Spray Valve - Marine | 0 | 1 | 0 | CBSA 2019 | -99.8552 | 2012 | 0.6
COM-WATERHEAT-60.81 | Com ¦ Standard Pre-Rinse Spray Valve - Marine ¦ SDG&E ¦ Marine | Com ¦ Standard Pre-Rinse Spray Valve - Marine | SDG&E ¦ Marine | SDG&E | All | Gas | Standard pre-rinse spray valve (1.2 gpm) | Code |  |  | 0 | Conventional | WaterHeat | Com - Restaurant | Com | ROB and NEW | 0 | 1000 sqft2 of floor space | Each | 5 | DEER:Indoor_Non-CFL_Ltg | 0 | 0 | 133 | SWFS013-04 | 67.87 | 2024 | 0 | 2024 | 0 | 0 | SWFS013-04 | Com Pre-Rinse Spray Valve - Marine ¦ SDG&E ¦ Marine | Com Pre-Rinse Spray Valve - Marine | 0.17788 | 1 | 0.25 | CBSA 2019 | -99.9145 | 2012 | 0.6
COM-WATERHEAT-60.82 | Com ¦ Standard Pre-Rinse Spray Valve - Marine ¦ SDG&E ¦ Marine | Com ¦ Standard Pre-Rinse Spray Valve - Marine | SDG&E ¦ Marine | SDG&E | All | Gas | Standard pre-rinse spray valve (1.2 gpm) | Code |  |  | 0 | Conventional | WaterHeat | Com - Retail | Com | ROB and NEW | 0 | 1000 sqft2 of floor space | Each | 5 | DEER:Indoor_Non-CFL_Ltg | 0 | 0 | 133 | SWFS013-04 | 67.87 | 2024 | 0 | 2024 | 0 | 0 | SWFS013-04 | Com Pre-Rinse Spray Valve - Marine ¦ SDG&E ¦ Marine | Com Pre-Rinse Spray Valve - Marine | 0 | 1 | 0 | CBSA 2019 | -657.1686 | 2012 | 0.6
COM-WATERHEAT-60.83 | Com ¦ Standard Pre-Rinse Spray Valve - Marine ¦ SDG&E ¦ Marine | Com ¦ Standard Pre-Rinse Spray Valve - Marine | SDG&E ¦ Marine | SDG&E | All | Gas | Standard pre-rinse spray valve (1.2 gpm) | Code |  |  | 0 | Conventional | WaterHeat | Com - School | Com | ROB and NEW | 0 | 1000 sqft2 of floor space | Each | 5 | DEER:Indoor_Non-CFL_Ltg | 0 | 0 | 133 | SWFS013-04 | 67.87 | 2024 | 0 | 2024 | 0 | 0 | SWFS013-04 | Com Pre-Rinse Spray Valve - Marine ¦ SDG&E ¦ Marine | Com Pre-Rinse Spray Valve - Marine | 0.0090111 | 1 | 0.25 | CBSA 2019 | -303.8706 | 2012 | 0.6
COM-WATERHEAT-60.84 | Com ¦ Standard Pre-Rinse Spray Valve - Marine ¦ SDG&E ¦ Marine | Com ¦ Standard Pre-Rinse Spray Valve - Marine | SDG&E ¦ Marine | SDG&E | All | Gas | Standard pre-rinse spray valve (1.2 gpm) | Code |  |  | 0 | Conventional | WaterHeat | Com - Warehouse | Com | ROB and NEW | 0 | 1000 sqft2 of floor space | Each | 5 | DEER:Indoor_Non-CFL_Ltg | 0 | 0 | 133 | SWFS013-04 | 67.87 | 2024 | 0 | 2024 | 0 | 0 | SWFS013-04 | Com Pre-Rinse Spray Valve - Marine ¦ SDG&E ¦ Marine | Com Pre-Rinse Spray Valve - Marine | 0 | 1 | 0 | CBSA 2019 | -560.658 | 2012 | 0.6
COM-WATERHEAT-60.85 | Com ¦ Standard Pre-Rinse Spray Valve - Hot-Dry ¦ SDG&E ¦ Hot-Dry | Com ¦ Standard Pre-Rinse Spray Valve - Hot-Dry | SDG&E ¦ Hot-Dry | SDG&E | All | Gas | Standard pre-rinse spray valve (1.2 gpm) | Code |  |  | 0 | Conventional | WaterHeat | Com - College | Com | ROB and NEW | 0 | 1000 sqft2 of floor space | Each | 5 | DEER:Indoor_Non-CFL_Ltg | 0 | 0 | 132 | SWFS013-04 | 67.87 | 2024 | 0 | 2024 | 0 | 0 | SWFS013-04 | Com Pre-Rinse Spray Valve - Hot-Dry ¦ SDG&E ¦ Hot-Dry | Com Pre-Rinse Spray Valve - Hot-Dry | 0.001172 | 1 | 0.25 | CBSA 2019 | -435.4221 | 2012 | 0.6
COM-WATERHEAT-60.86 | Com ¦ Standard Pre-Rinse Spray Valve - Hot-Dry ¦ SDG&E ¦ Hot-Dry | Com ¦ Standard Pre-Rinse Spray Valve - Hot-Dry | SDG&E ¦ Hot-Dry | SDG&E | All | Gas | Standard pre-rinse spray valve (1.2 gpm) | Code |  |  | 0 | Conventional | WaterHeat | Com - Grocery | Com | ROB and NEW | 0 | 1000 sqft2 of floor space | Each | 5 | DEER:Indoor_Non-CFL_Ltg | 0 | 0 | 132 | SWFS013-04 | 67.87 | 2024 | 0 | 2024 | 0 | 0 | SWFS013-04 | Com Pre-Rinse Spray Valve - Hot-Dry ¦ SDG&E ¦ Hot-Dry | Com Pre-Rinse Spray Valve - Hot-Dry | 0.026672 | 1 | 0.25 | CBSA 2019 | -309.9612 | 2012 | 0.6
COM-WATERHEAT-60.87 | Com ¦ Standard Pre-Rinse Spray Valve - Hot-Dry ¦ SDG&E ¦ Hot-Dry | Com ¦ Standard Pre-Rinse Spray Valve - Hot-Dry | SDG&E ¦ Hot-Dry | SDG&E | All | Gas | Standard pre-rinse spray valve (1.2 gpm) | Code |  |  | 0 | Conventional | WaterHeat | Com - Health | Com | ROB and NEW | 0 | 1000 sqft2 of floor space | Each | 5 | DEER:Indoor_Non-CFL_Ltg | 0 | 0 | 132 | SWFS013-04 | 67.87 | 2024 | 0 | 2024 | 0 | 0 | SWFS013-04 | Com Pre-Rinse Spray Valve - Hot-Dry ¦ SDG&E ¦ Hot-Dry | Com Pre-Rinse Spray Valve - Hot-Dry | 0.003349 | 1 | 0.25 | CBSA 2019 | -372.8447 | 2012 | 0.6
COM-WATERHEAT-60.88 | Com ¦ Standard Pre-Rinse Spray Valve - Hot-Dry ¦ SDG&E ¦ Hot-Dry | Com ¦ Standard Pre-Rinse Spray Valve - Hot-Dry | SDG&E ¦ Hot-Dry | SDG&E | All | Gas | Standard pre-rinse spray valve (1.2 gpm) | Code |  |  | 0 | Conventional | WaterHeat | Com - Lodging | Com | ROB and NEW | 0 | 1000 sqft2 of floor space | Each | 5 | DEER:Indoor_Non-CFL_Ltg | 0 | 0 | 132 | SWFS013-04 | 67.87 | 2024 | 0 | 2024 | 0 | 0 | SWFS013-04 | Com Pre-Rinse Spray Valve - Hot-Dry ¦ SDG&E ¦ Hot-Dry | Com Pre-Rinse Spray Valve - Hot-Dry | 0.0028506 | 1 | 0.25 | CBSA 2019 | -1303.9424 | 2012 | 0.6
COM-WATERHEAT-60.89 | Com ¦ Standard Pre-Rinse Spray Valve - Hot-Dry ¦ SDG&E ¦ Hot-Dry | Com ¦ Standard Pre-Rinse Spray Valve - Hot-Dry | SDG&E ¦ Hot-Dry | SDG&E | All | Gas | Standard pre-rinse spray valve (1.2 gpm) | Code |  |  | 0 | Conventional | WaterHeat | Com - Office (Large) | Com | ROB and NEW | 0 | 1000 sqft2 of floor space | Each | 5 | DEER:Indoor_Non-CFL_Ltg | 0 | 0 | 132 | SWFS013-04 | 67.87 | 2024 | 0 | 2024 | 0 | 0 | SWFS013-04 | Com Pre-Rinse Spray Valve - Hot-Dry ¦ SDG&E ¦ Hot-Dry | Com Pre-Rinse Spray Valve - Hot-Dry | 0 | 1 | 0 | CBSA 2019 | -592.7716 | 2012 | 0.6
COM-WATERHEAT-60.90 | Com ¦ Standard Pre-Rinse Spray Valve - Hot-Dry ¦ SDG&E ¦ Hot-Dry | Com ¦ Standard Pre-Rinse Spray Valve - Hot-Dry | SDG&E ¦ Hot-Dry | SDG&E | All | Gas | Standard pre-rinse spray valve (1.2 gpm) | Code |  |  | 0 | Conventional | WaterHeat | Com - Office (Small) | Com | ROB and NEW | 0 | 1000 sqft2 of floor space | Each | 5 | DEER:Indoor_Non-CFL_Ltg | 0 | 0 | 132 | SWFS013-04 | 67.87 | 2024 | 0 | 2024 | 0 | 0 | SWFS013-04 | Com Pre-Rinse Spray Valve - Hot-Dry ¦ SDG&E ¦ Hot-Dry | Com Pre-Rinse Spray Valve - Hot-Dry | 0 | 1 | 0 | CBSA 2019 | -261.3171 | 2012 | 0.6
COM-WATERHEAT-60.91 | Com ¦ Standard Pre-Rinse Spray Valve - Hot-Dry ¦ SDG&E ¦ Hot-Dry | Com ¦ Standard Pre-Rinse Spray Valve - Hot-Dry | SDG&E ¦ Hot-Dry | SDG&E | All | Gas | Standard pre-rinse spray valve (1.2 gpm) | Code |  |  | 0 | Conventional | WaterHeat | Com - Other | Com | ROB and NEW | 0 | 1000 sqft2 of floor space | Each | 5 | DEER:Indoor_Non-CFL_Ltg | 0 | 0 | 132 | SWFS013-04 | 67.87 | 2024 | 0 | 2024 | 0 | 0 | SWFS013-04 | Com Pre-Rinse Spray Valve - Hot-Dry ¦ SDG&E ¦ Hot-Dry | Com Pre-Rinse Spray Valve - Hot-Dry | 0.016731 | 1 | 0.25 | CBSA 2019 | -597.9609 | 2012 | 0.6
COM-WATERHEAT-60.92 | Com ¦ Standard Pre-Rinse Spray Valve - Hot-Dry ¦ SDG&E ¦ Hot-Dry | Com ¦ Standard Pre-Rinse Spray Valve - Hot-Dry | SDG&E ¦ Hot-Dry | SDG&E | All | Gas | Standard pre-rinse spray valve (1.2 gpm) | Code |  |  | 0 | Conventional | WaterHeat | Com - Refrig. Warehouse | Com | ROB and NEW | 0 | 1000 sqft2 of floor space | Each | 5 | DEER:Indoor_Non-CFL_Ltg | 0 | 0 | 132 | SWFS013-04 | 67.87 | 2024 | 0 | 2024 | 0 | 0 | SWFS013-04 | Com Pre-Rinse Spray Valve - Hot-Dry ¦ SDG&E ¦ Hot-Dry | Com Pre-Rinse Spray Valve - Hot-Dry | 0 | 1 | 0 | CBSA 2019 | -99.1044 | 2012 | 0.6
COM-WATERHEAT-60.93 | Com ¦ Standard Pre-Rinse Spray Valve - Hot-Dry ¦ SDG&E ¦ Hot-Dry | Com ¦ Standard Pre-Rinse Spray Valve - Hot-Dry | SDG&E ¦ Hot-Dry | SDG&E | All | Gas | Standard pre-rinse spray valve (1.2 gpm) | Code |  |  | 0 | Conventional | WaterHeat | Com - Restaurant | Com | ROB and NEW | 0 | 1000 sqft2 of floor space | Each | 5 | DEER:Indoor_Non-CFL_Ltg | 0 | 0 | 132 | SWFS013-04 | 67.87 | 2024 | 0 | 2024 | 0 | 0 | SWFS013-04 | Com Pre-Rinse Spray Valve - Hot-Dry ¦ SDG&E ¦ Hot-Dry | Com Pre-Rinse Spray Valve - Hot-Dry | 0.17788 | 1 | 0.25 | CBSA 2019 | -99.1633 | 2012 | 0.6
COM-WATERHEAT-60.94 | Com ¦ Standard Pre-Rinse Spray Valve - Hot-Dry ¦ SDG&E ¦ Hot-Dry | Com ¦ Standard Pre-Rinse Spray Valve - Hot-Dry | SDG&E ¦ Hot-Dry | SDG&E | All | Gas | Standard pre-rinse spray valve (1.2 gpm) | Code |  |  | 0 | Conventional | WaterHeat | Com - Retail | Com | ROB and NEW | 0 | 1000 sqft2 of floor space | Each | 5 | DEER:Indoor_Non-CFL_Ltg | 0 | 0 | 132 | SWFS013-04 | 67.87 | 2024 | 0 | 2024 | 0 | 0 | SWFS013-04 | Com Pre-Rinse Spray Valve - Hot-Dry ¦ SDG&E ¦ Hot-Dry | Com Pre-Rinse Spray Valve - Hot-Dry | 0 | 1 | 0 | CBSA 2019 | -652.2275 | 2012 | 0.6
COM-WATERHEAT-60.95 | Com ¦ Standard Pre-Rinse Spray Valve - Hot-Dry ¦ SDG&E ¦ Hot-Dry | Com ¦ Standard Pre-Rinse Spray Valve - Hot-Dry | SDG&E ¦ Hot-Dry | SDG&E | All | Gas | Standard pre-rinse spray valve (1.2 gpm) | Code |  |  | 0 | Conventional | WaterHeat | Com - School | Com | ROB and NEW | 0 | 1000 sqft2 of floor space | Each | 5 | DEER:Indoor_Non-CFL_Ltg | 0 | 0 | 132 | SWFS013-04 | 67.87 | 2024 | 0 | 2024 | 0 | 0 | SWFS013-04 | Com Pre-Rinse Spray Valve - Hot-Dry ¦ SDG&E ¦ Hot-Dry | Com Pre-Rinse Spray Valve - Hot-Dry | 0.0090111 | 1 | 0.25 | CBSA 2019 | -301.5859 | 2012 | 0.6
COM-WATERHEAT-60.96 | Com ¦ Standard Pre-Rinse Spray Valve - Hot-Dry ¦ SDG&E ¦ Hot-Dry | Com ¦ Standard Pre-Rinse Spray Valve - Hot-Dry | SDG&E ¦ Hot-Dry | SDG&E | All | Gas | Standard pre-rinse spray valve (1.2 gpm) | Code |  |  | 0 | Conventional | WaterHeat | Com - Warehouse | Com | ROB and NEW | 0 | 1000 sqft2 of floor space | Each | 5 | DEER:Indoor_Non-CFL_Ltg | 0 | 0 | 132 | SWFS013-04 | 67.87 | 2024 | 0 | 2024 | 0 | 0 | SWFS013-04 | Com Pre-Rinse Spray Valve - Hot-Dry ¦ SDG&E ¦ Hot-Dry | Com Pre-Rinse Spray Valve - Hot-Dry | 0 | 1 | 0 | CBSA 2019 | -556.4426 | 2012 | 0.6
COM-WATERHEAT-61.1 | Com ¦ Low-flow Pre-Rinse Spray Valve - Marine ¦ PG&E ¦ Marine | Com ¦ Low-flow Pre-Rinse Spray Valve - Marine | PG&E ¦ Marine | PG&E | All | Gas | Efficient pre-rinse spray valve (avg. 0.75-1.07 gpm and <0.75 gpm) | Efficient |  |  | 0 | Conventional | WaterHeat | Com - College | Com | ROB and NEW | 0 | 1000 sqft2 of floor space | Each | 5 | DEER:Indoor_Non-CFL_Ltg | 0 | 0 | 123 | SWFS013-04 | 91.13 | 2024 | 0 | 2024 | 0 | 0 | SWFS013-04 | Com Pre-Rinse Spray Valve - Marine ¦ PG&E ¦ Marine | Com Pre-Rinse Spray Valve - Marine | 0.001172 | 1 | 0.75 | CBSA 2019 | -405.7342 | 2032 | 0.6 | SWFS013-04
COM-WATERHEAT-61.2 | Com ¦ Low-flow Pre-Rinse Spray Valve - Marine ¦ PG&E ¦ Marine | Com ¦ Low-flow Pre-Rinse Spray Valve - Marine | PG&E ¦ Marine | PG&E | All | Gas | Efficient pre-rinse spray valve (avg. 0.75-1.07 gpm and <0.75 gpm) | Efficient |  |  | 0 | Conventional | WaterHeat | Com - Grocery | Com | ROB and NEW | 0 | 1000 sqft2 of floor space | Each | 5 | DEER:Indoor_Non-CFL_Ltg | 0 | 0 | 123 | SWFS013-04 | 91.13 | 2024 | 0 | 2024 | 0 | 0 | SWFS013-04 | Com Pre-Rinse Spray Valve - Marine ¦ PG&E ¦ Marine | Com Pre-Rinse Spray Valve - Marine | 0.026672 | 1 | 0.75 | CBSA 2019 | -288.8275 | 2032 | 0.6 | SWFS013-04
COM-WATERHEAT-61.3 | Com ¦ Low-flow Pre-Rinse Spray Valve - Marine ¦ PG&E ¦ Marine | Com ¦ Low-flow Pre-Rinse Spray Valve - Marine | PG&E ¦ Marine | PG&E | All | Gas | Efficient pre-rinse spray valve (avg. 0.75-1.07 gpm and <0.75 gpm) | Efficient |  |  | 0 | Conventional | WaterHeat | Com - Health | Com | ROB and NEW | 0 | 1000 sqft2 of floor space | Each | 5 | DEER:Indoor_Non-CFL_Ltg | 0 | 0 | 123 | SWFS013-04 | 91.13 | 2024 | 0 | 2024 | 0 | 0 | SWFS013-04 | Com Pre-Rinse Spray Valve - Marine ¦ PG&E ¦ Marine | Com Pre-Rinse Spray Valve - Marine | 0.003349 | 1 | 0.75 | CBSA 2019 | -347.4235 | 2032 | 0.6 | SWFS013-04
COM-WATERHEAT-61.4 | Com ¦ Low-flow Pre-Rinse Spray Valve - Marine ¦ PG&E ¦ Marine | Com ¦ Low-flow Pre-Rinse Spray Valve - Marine | PG&E ¦ Marine | PG&E | All | Gas | Efficient pre-rinse spray valve (avg. 0.75-1.07 gpm and <0.75 gpm) | Efficient |  |  | 0 | Conventional | WaterHeat | Com - Lodging | Com | ROB and NEW | 0 | 1000 sqft2 of floor space | Each | 5 | DEER:Indoor_Non-CFL_Ltg | 0 | 0 | 123 | SWFS013-04 | 91.13 | 2024 | 0 | 2024 | 0 | 0 | SWFS013-04 | Com Pre-Rinse Spray Valve - Marine ¦ PG&E ¦ Marine | Com Pre-Rinse Spray Valve - Marine | 0.0028506 | 1 | 0.75 | CBSA 2019 | -1215.0372 | 2032 | 0.6 | SWFS013-04
COM-WATERHEAT-61.5 | Com ¦ Low-flow Pre-Rinse Spray Valve - Marine ¦ PG&E ¦ Marine | Com ¦ Low-flow Pre-Rinse Spray Valve - Marine | PG&E ¦ Marine | PG&E | All | Gas | Efficient pre-rinse spray valve (avg. 0.75-1.07 gpm and <0.75 gpm) | Efficient |  |  | 0 | Conventional | WaterHeat | Com - Office (Large) | Com | ROB and NEW | 0 | 1000 sqft2 of floor space | Each | 5 | DEER:Indoor_Non-CFL_Ltg | 0 | 0 | 123 | SWFS013-04 | 91.13 | 2024 | 0 | 2024 | 0 | 0 | SWFS013-04 | Com Pre-Rinse Spray Valve - Marine ¦ PG&E ¦ Marine | Com Pre-Rinse Spray Valve - Marine | 0 | 1 | 0 | CBSA 2019 | -552.3554 | 2032 | 0.6 | SWFS013-04
COM-WATERHEAT-61.6 | Com ¦ Low-flow Pre-Rinse Spray Valve - Marine ¦ PG&E ¦ Marine | Com ¦ Low-flow Pre-Rinse Spray Valve - Marine | PG&E ¦ Marine | PG&E | All | Gas | Efficient pre-rinse spray valve (avg. 0.75-1.07 gpm and <0.75 gpm) | Efficient |  |  | 0 | Conventional | WaterHeat | Com - Office (Small) | Com | ROB and NEW | 0 | 1000 sqft2 of floor space | Each | 5 | DEER:Indoor_Non-CFL_Ltg | 0 | 0 | 123 | SWFS013-04 | 91.13 | 2024 | 0 | 2024 | 0 | 0 | SWFS013-04 | Com Pre-Rinse Spray Valve - Marine ¦ PG&E ¦ Marine | Com Pre-Rinse Spray Valve - Marine | 0 | 1 | 0 | CBSA 2019 | -243.5001 | 2032 | 0.6 | SWFS013-04
COM-WATERHEAT-61.7 | Com ¦ Low-flow Pre-Rinse Spray Valve - Marine ¦ PG&E ¦ Marine | Com ¦ Low-flow Pre-Rinse Spray Valve - Marine | PG&E ¦ Marine | PG&E | All | Gas | Efficient pre-rinse spray valve (avg. 0.75-1.07 gpm and <0.75 gpm) | Efficient |  |  | 0 | Conventional | WaterHeat | Com - Other | Com | ROB and NEW | 0 | 1000 sqft2 of floor space | Each | 5 | DEER:Indoor_Non-CFL_Ltg | 0 | 0 | 123 | SWFS013-04 | 91.13 | 2024 | 0 | 2024 | 0 | 0 | SWFS013-04 | Com Pre-Rinse Spray Valve - Marine ¦ PG&E ¦ Marine | Com Pre-Rinse Spray Valve - Marine | 0.016731 | 1 | 0.75 | CBSA 2019 | -557.1908 | 2032 | 0.6 | SWFS013-04
COM-WATERHEAT-61.8 | Com ¦ Low-flow Pre-Rinse Spray Valve - Marine ¦ PG&E ¦ Marine | Com ¦ Low-flow Pre-Rinse Spray Valve - Marine | PG&E ¦ Marine | PG&E | All | Gas | Efficient pre-rinse spray valve (avg. 0.75-1.07 gpm and <0.75 gpm) | Efficient |  |  | 0 | Conventional | WaterHeat | Com - Refrig. Warehouse | Com | ROB and NEW | 0 | 1000 sqft2 of floor space | Each | 5 | DEER:Indoor_Non-CFL_Ltg | 0 | 0 | 123 | SWFS013-04 | 91.13 | 2024 | 0 | 2024 | 0 | 0 | SWFS013-04 | Com Pre-Rinse Spray Valve - Marine ¦ PG&E ¦ Marine | Com Pre-Rinse Spray Valve - Marine | 0 | 1 | 0 | CBSA 2019 | -92.3473 | 2032 | 0.6 | SWFS013-04
COM-WATERHEAT-61.9 | Com ¦ Low-flow Pre-Rinse Spray Valve - Marine ¦ PG&E ¦ Marine | Com ¦ Low-flow Pre-Rinse Spray Valve - Marine | PG&E ¦ Marine | PG&E | All | Gas | Efficient pre-rinse spray valve (avg. 0.75-1.07 gpm and <0.75 gpm) | Efficient |  |  | 0 | Conventional | WaterHeat | Com - Restaurant | Com | ROB and NEW | 0 | 1000 sqft2 of floor space | Each | 5 | DEER:Indoor_Non-CFL_Ltg | 0 | 0 | 123 | SWFS013-04 | 91.13 | 2024 | 0 | 2024 | 0 | 0 | SWFS013-04 | Com Pre-Rinse Spray Valve - Marine ¦ PG&E ¦ Marine | Com Pre-Rinse Spray Valve - Marine | 0.17788 | 1 | 0.75 | CBSA 2019 | -92.4022 | 2032 | 0.6 | SWFS013-04
COM-WATERHEAT-61.10 | Com ¦ Low-flow Pre-Rinse Spray Valve - Marine ¦ PG&E ¦ Marine | Com ¦ Low-flow Pre-Rinse Spray Valve - Marine | PG&E ¦ Marine | PG&E | All | Gas | Efficient pre-rinse spray valve (avg. 0.75-1.07 gpm and <0.75 gpm) | Efficient |  |  | 0 | Conventional | WaterHeat | Com - Retail | Com | ROB and NEW | 0 | 1000 sqft2 of floor space | Each | 5 | DEER:Indoor_Non-CFL_Ltg | 0 | 0 | 123 | SWFS013-04 | 91.13 | 2024 | 0 | 2024 | 0 | 0 | SWFS013-04 | Com Pre-Rinse Spray Valve - Marine ¦ PG&E ¦ Marine | Com Pre-Rinse Spray Valve - Marine | 0 | 1 | 0 | CBSA 2019 | -607.7575 | 2032 | 0.6 | SWFS013-04
COM-WATERHEAT-61.11 | Com ¦ Low-flow Pre-Rinse Spray Valve - Marine ¦ PG&E ¦ Marine | Com ¦ Low-flow Pre-Rinse Spray Valve - Marine | PG&E ¦ Marine | PG&E | All | Gas | Efficient pre-rinse spray valve (avg. 0.75-1.07 gpm and <0.75 gpm) | Efficient |  |  | 0 | Conventional | WaterHeat | Com - School | Com | ROB and NEW | 0 | 1000 sqft2 of floor space | Each | 5 | DEER:Indoor_Non-CFL_Ltg | 0 | 0 | 123 | SWFS013-04 | 91.13 | 2024 | 0 | 2024 | 0 | 0 | SWFS013-04 | Com Pre-Rinse Spray Valve - Marine ¦ PG&E ¦ Marine | Com Pre-Rinse Spray Valve - Marine | 0.0090111 | 1 | 0.75 | CBSA 2019 | -281.0232 | 2032 | 0.6 | SWFS013-04
COM-WATERHEAT-61.12 | Com ¦ Low-flow Pre-Rinse Spray Valve - Marine ¦ PG&E ¦ Marine | Com ¦ Low-flow Pre-Rinse Spray Valve - Marine | PG&E ¦ Marine | PG&E | All | Gas | Efficient pre-rinse spray valve (avg. 0.75-1.07 gpm and <0.75 gpm) | Efficient |  |  | 0 | Conventional | WaterHeat | Com - Warehouse | Com | ROB and NEW | 0 | 1000 sqft2 of floor space | Each | 5 | DEER:Indoor_Non-CFL_Ltg | 0 | 0 | 123 | SWFS013-04 | 91.13 | 2024 | 0 | 2024 | 0 | 0 | SWFS013-04 | Com Pre-Rinse Spray Valve - Marine ¦ PG&E ¦ Marine | Com Pre-Rinse Spray Valve - Marine | 0 | 1 | 0 | CBSA 2019 | -518.5033 | 2032 | 0.6 | SWFS013-04
COM-WATERHEAT-61.13 | Com ¦ Low-flow Pre-Rinse Spray Valve - Hot-Dry ¦ PG&E ¦ Hot-Dry | Com ¦ Low-flow Pre-Rinse Spray Valve - Hot-Dry | PG&E ¦ Hot-Dry | PG&E | All | Gas | Efficient pre-rinse spray valve (avg. 0.75-1.07 gpm and <0.75 gpm) | Efficient |  |  | 0 | Conventional | WaterHeat | Com - College | Com | ROB and NEW | 0 | 1000 sqft2 of floor space | Each | 5 | DEER:Indoor_Non-CFL_Ltg | 0 | 0 | 114.8 | SWFS013-04 | 91.13 | 2024 | 0 | 2024 | 0 | 0 | SWFS013-04 | Com Pre-Rinse Spray Valve - Hot-Dry ¦ PG&E ¦ Hot-Dry | Com Pre-Rinse Spray Valve - Hot-Dry | 0.001172 | 1 | 0.75 | CBSA 2019 | -378.6853 | 2032 | 0.6 | SWFS013-04
COM-WATERHEAT-61.14 | Com ¦ Low-flow Pre-Rinse Spray Valve - Hot-Dry ¦ PG&E ¦ Hot-Dry | Com ¦ Low-flow Pre-Rinse Spray Valve - Hot-Dry | PG&E ¦ Hot-Dry | PG&E | All | Gas | Efficient pre-rinse spray valve (avg. 0.75-1.07 gpm and <0.75 gpm) | Efficient |  |  | 0 | Conventional | WaterHeat | Com - Grocery | Com | ROB and NEW | 0 | 1000 sqft2 of floor space | Each | 5 | DEER:Indoor_Non-CFL_Ltg | 0 | 0 | 114.8 | SWFS013-04 | 91.13 | 2024 | 0 | 2024 | 0 | 0 | SWFS013-04 | Com Pre-Rinse Spray Valve - Hot-Dry ¦ PG&E ¦ Hot-Dry | Com Pre-Rinse Spray Valve - Hot-Dry | 0.026672 | 1 | 0.75 | CBSA 2019 | -269.5723 | 2032 | 0.6 | SWFS013-04
COM-WATERHEAT-61.15 | Com ¦ Low-flow Pre-Rinse Spray Valve - Hot-Dry ¦ PG&E ¦ Hot-Dry | Com ¦ Low-flow Pre-Rinse Spray Valve - Hot-Dry | PG&E ¦ Hot-Dry | PG&E | All | Gas | Efficient pre-rinse spray valve (avg. 0.75-1.07 gpm and <0.75 gpm) | Efficient |  |  | 0 | Conventional | WaterHeat | Com - Health | Com | ROB and NEW | 0 | 1000 sqft2 of floor space | Each | 5 | DEER:Indoor_Non-CFL_Ltg | 0 | 0 | 114.8 | SWFS013-04 | 91.13 | 2024 | 0 | 2024 | 0 | 0 | SWFS013-04 | Com Pre-Rinse Spray Valve - Hot-Dry ¦ PG&E ¦ Hot-Dry | Com Pre-Rinse Spray Valve - Hot-Dry | 0.003349 | 1 | 0.75 | CBSA 2019 | -324.2619 | 2032 | 0.6 | SWFS013-04
COM-WATERHEAT-61.16 | Com ¦ Low-flow Pre-Rinse Spray Valve - Hot-Dry ¦ PG&E ¦ Hot-Dry | Com ¦ Low-flow Pre-Rinse Spray Valve - Hot-Dry | PG&E ¦ Hot-Dry | PG&E | All | Gas | Efficient pre-rinse spray valve (avg. 0.75-1.07 gpm and <0.75 gpm) | Efficient |  |  | 0 | Conventional | WaterHeat | Com - Lodging | Com | ROB and NEW | 0 | 1000 sqft2 of floor space | Each | 5 | DEER:Indoor_Non-CFL_Ltg | 0 | 0 | 114.8 | SWFS013-04 | 91.13 | 2024 | 0 | 2024 | 0 | 0 | SWFS013-04 | Com Pre-Rinse Spray Valve - Hot-Dry ¦ PG&E ¦ Hot-Dry | Com Pre-Rinse Spray Valve - Hot-Dry | 0.0028506 | 1 | 0.75 | CBSA 2019 | -1134.0347 | 2032 | 0.6 | SWFS013-04
COM-WATERHEAT-61.17 | Com ¦ Low-flow Pre-Rinse Spray Valve - Hot-Dry ¦ PG&E ¦ Hot-Dry | Com ¦ Low-flow Pre-Rinse Spray Valve - Hot-Dry | PG&E ¦ Hot-Dry | PG&E | All | Gas | Efficient pre-rinse spray valve (avg. 0.75-1.07 gpm and <0.75 gpm) | Efficient |  |  | 0 | Conventional | WaterHeat | Com - Office (Large) | Com | ROB and NEW | 0 | 1000 sqft2 of floor space | Each | 5 | DEER:Indoor_Non-CFL_Ltg | 0 | 0 | 114.8 | SWFS013-04 | 91.13 | 2024 | 0 | 2024 | 0 | 0 | SWFS013-04 | Com Pre-Rinse Spray Valve - Hot-Dry ¦ PG&E ¦ Hot-Dry | Com Pre-Rinse Spray Valve - Hot-Dry | 0 | 1 | 0 | CBSA 2019 | -515.5317 | 2032 | 0.6 | SWFS013-04
COM-WATERHEAT-61.18 | Com ¦ Low-flow Pre-Rinse Spray Valve - Hot-Dry ¦ PG&E ¦ Hot-Dry | Com ¦ Low-flow Pre-Rinse Spray Valve - Hot-Dry | PG&E ¦ Hot-Dry | PG&E | All | Gas | Efficient pre-rinse spray valve (avg. 0.75-1.07 gpm and <0.75 gpm) | Efficient |  |  | 0 | Conventional | WaterHeat | Com - Office (Small) | Com | ROB and NEW | 0 | 1000 sqft2 of floor space | Each | 5 | DEER:Indoor_Non-CFL_Ltg | 0 | 0 | 114.8 | SWFS013-04 | 91.13 | 2024 | 0 | 2024 | 0 | 0 | SWFS013-04 | Com Pre-Rinse Spray Valve - Hot-Dry ¦ PG&E ¦ Hot-Dry | Com Pre-Rinse Spray Valve - Hot-Dry | 0 | 1 | 0 | CBSA 2019 | -227.2667 | 2032 | 0.6 | SWFS013-04
COM-WATERHEAT-61.19 | Com ¦ Low-flow Pre-Rinse Spray Valve - Hot-Dry ¦ PG&E ¦ Hot-Dry | Com ¦ Low-flow Pre-Rinse Spray Valve - Hot-Dry | PG&E ¦ Hot-Dry | PG&E | All | Gas | Efficient pre-rinse spray valve (avg. 0.75-1.07 gpm and <0.75 gpm) | Efficient |  |  | 0 | Conventional | WaterHeat | Com - Other | Com | ROB and NEW | 0 | 1000 sqft2 of floor space | Each | 5 | DEER:Indoor_Non-CFL_Ltg | 0 | 0 | 114.8 | SWFS013-04 | 91.13 | 2024 | 0 | 2024 | 0 | 0 | SWFS013-04 | Com Pre-Rinse Spray Valve - Hot-Dry ¦ PG&E ¦ Hot-Dry | Com Pre-Rinse Spray Valve - Hot-Dry | 0.016731 | 1 | 0.75 | CBSA 2019 | -520.0448 | 2032 | 0.6 | SWFS013-04
COM-WATERHEAT-61.20 | Com ¦ Low-flow Pre-Rinse Spray Valve - Hot-Dry ¦ PG&E ¦ Hot-Dry | Com ¦ Low-flow Pre-Rinse Spray Valve - Hot-Dry | PG&E ¦ Hot-Dry | PG&E | All | Gas | Efficient pre-rinse spray valve (avg. 0.75-1.07 gpm and <0.75 gpm) | Efficient |  |  | 0 | Conventional | WaterHeat | Com - Refrig. Warehouse | Com | ROB and NEW | 0 | 1000 sqft2 of floor space | Each | 5 | DEER:Indoor_Non-CFL_Ltg | 0 | 0 | 114.8 | SWFS013-04 | 91.13 | 2024 | 0 | 2024 | 0 | 0 | SWFS013-04 | Com Pre-Rinse Spray Valve - Hot-Dry ¦ PG&E ¦ Hot-Dry | Com Pre-Rinse Spray Valve - Hot-Dry | 0 | 1 | 0 | CBSA 2019 | -86.1908 | 2032 | 0.6 | SWFS013-04
COM-WATERHEAT-61.21 | Com ¦ Low-flow Pre-Rinse Spray Valve - Hot-Dry ¦ PG&E ¦ Hot-Dry | Com ¦ Low-flow Pre-Rinse Spray Valve - Hot-Dry | PG&E ¦ Hot-Dry | PG&E | All | Gas | Efficient pre-rinse spray valve (avg. 0.75-1.07 gpm and <0.75 gpm) | Efficient |  |  | 0 | Conventional | WaterHeat | Com - Restaurant | Com | ROB and NEW | 0 | 1000 sqft2 of floor space | Each | 5 | DEER:Indoor_Non-CFL_Ltg | 0 | 0 | 114.8 | SWFS013-04 | 91.13 | 2024 | 0 | 2024 | 0 | 0 | SWFS013-04 | Com Pre-Rinse Spray Valve - Hot-Dry ¦ PG&E ¦ Hot-Dry | Com Pre-Rinse Spray Valve - Hot-Dry | 0.17788 | 1 | 0.75 | CBSA 2019 | -86.242 | 2032 | 0.6 | SWFS013-04
COM-WATERHEAT-61.22 | Com ¦ Low-flow Pre-Rinse Spray Valve - Hot-Dry ¦ PG&E ¦ Hot-Dry | Com ¦ Low-flow Pre-Rinse Spray Valve - Hot-Dry | PG&E ¦ Hot-Dry | PG&E | All | Gas | Efficient pre-rinse spray valve (avg. 0.75-1.07 gpm and <0.75 gpm) | Efficient |  |  | 0 | Conventional | WaterHeat | Com - Retail | Com | ROB and NEW | 0 | 1000 sqft2 of floor space | Each | 5 | DEER:Indoor_Non-CFL_Ltg | 0 | 0 | 114.8 | SWFS013-04 | 91.13 | 2024 | 0 | 2024 | 0 | 0 | SWFS013-04 | Com Pre-Rinse Spray Valve - Hot-Dry ¦ PG&E ¦ Hot-Dry | Com Pre-Rinse Spray Valve - Hot-Dry | 0 | 1 | 0 | CBSA 2019 | -567.2403 | 2032 | 0.6 | SWFS013-04
COM-WATERHEAT-61.23 | Com ¦ Low-flow Pre-Rinse Spray Valve - Hot-Dry ¦ PG&E ¦ Hot-Dry | Com ¦ Low-flow Pre-Rinse Spray Valve - Hot-Dry | PG&E ¦ Hot-Dry | PG&E | All | Gas | Efficient pre-rinse spray valve (avg. 0.75-1.07 gpm and <0.75 gpm) | Efficient |  |  | 0 | Conventional | WaterHeat | Com - School | Com | ROB and NEW | 0 | 1000 sqft2 of floor space | Each | 5 | DEER:Indoor_Non-CFL_Ltg | 0 | 0 | 114.8 | SWFS013-04 | 91.13 | 2024 | 0 | 2024 | 0 | 0 | SWFS013-04 | Com Pre-Rinse Spray Valve - Hot-Dry ¦ PG&E ¦ Hot-Dry | Com Pre-Rinse Spray Valve - Hot-Dry | 0.0090111 | 1 | 0.75 | CBSA 2019 | -262.2883 | 2032 | 0.6 | SWFS013-04
COM-WATERHEAT-61.24 | Com ¦ Low-flow Pre-Rinse Spray Valve - Hot-Dry ¦ PG&E ¦ Hot-Dry | Com ¦ Low-flow Pre-Rinse Spray Valve - Hot-Dry | PG&E ¦ Hot-Dry | PG&E | All | Gas | Efficient pre-rinse spray valve (avg. 0.75-1.07 gpm and <0.75 gpm) | Efficient |  |  | 0 | Conventional | WaterHeat | Com - Warehouse | Com | ROB and NEW | 0 | 1000 sqft2 of floor space | Each | 5 | DEER:Indoor_Non-CFL_Ltg | 0 | 0 | 114.8 | SWFS013-04 | 91.13 | 2024 | 0 | 2024 | 0 | 0 | SWFS013-04 | Com Pre-Rinse Spray Valve - Hot-Dry ¦ PG&E ¦ Hot-Dry | Com Pre-Rinse Spray Valve - Hot-Dry | 0 | 1 | 0 | CBSA 2019 | -483.9364 | 2032 | 0.6 | SWFS013-04
COM-WATERHEAT-61.25 | Com ¦ Low-flow Pre-Rinse Spray Valve - Cold ¦ PG&E ¦ Cold | Com ¦ Low-flow Pre-Rinse Spray Valve - Cold | PG&E ¦ Cold | PG&E | All | Gas | Efficient pre-rinse spray valve (avg. 0.75-1.07 gpm and <0.75 gpm) | Efficient |  |  | 0 | Conventional | WaterHeat | Com - College | Com | ROB and NEW | 0 | 1000 sqft2 of floor space | Each | 5 | DEER:Indoor_Non-CFL_Ltg | 0 | 0 | 134.5 | SWFS013-04 | 91.13 | 2024 | 0 | 2024 | 0 | 0 | SWFS013-04 | Com Pre-Rinse Spray Valve - Cold ¦ PG&E ¦ Cold | Com Pre-Rinse Spray Valve - Cold | 0.001172 | 1 | 0.75 | CBSA 2019 | -443.6687 | 2032 | 0.6 | SWFS013-04
COM-WATERHEAT-61.26 | Com ¦ Low-flow Pre-Rinse Spray Valve - Cold ¦ PG&E ¦ Cold | Com ¦ Low-flow Pre-Rinse Spray Valve - Cold | PG&E ¦ Cold | PG&E | All | Gas | Efficient pre-rinse spray valve (avg. 0.75-1.07 gpm and <0.75 gpm) | Efficient |  |  | 0 | Conventional | WaterHeat | Com - Grocery | Com | ROB and NEW | 0 | 1000 sqft2 of floor space | Each | 5 | DEER:Indoor_Non-CFL_Ltg | 0 | 0 | 134.5 | SWFS013-04 | 91.13 | 2024 | 0 | 2024 | 0 | 0 | SWFS013-04 | Com Pre-Rinse Spray Valve - Cold ¦ PG&E ¦ Cold | Com Pre-Rinse Spray Valve - Cold | 0.026672 | 1 | 0.75 | CBSA 2019 | -315.8317 | 2032 | 0.6 | SWFS013-04
COM-WATERHEAT-61.27 | Com ¦ Low-flow Pre-Rinse Spray Valve - Cold ¦ PG&E ¦ Cold | Com ¦ Low-flow Pre-Rinse Spray Valve - Cold | PG&E ¦ Cold | PG&E | All | Gas | Efficient pre-rinse spray valve (avg. 0.75-1.07 gpm and <0.75 gpm) | Efficient |  |  | 0 | Conventional | WaterHeat | Com - Health | Com | ROB and NEW | 0 | 1000 sqft2 of floor space | Each | 5 | DEER:Indoor_Non-CFL_Ltg | 0 | 0 | 134.5 | SWFS013-04 | 91.13 | 2024 | 0 | 2024 | 0 | 0 | SWFS013-04 | Com Pre-Rinse Spray Valve - Cold ¦ PG&E ¦ Cold | Com Pre-Rinse Spray Valve - Cold | 0.003349 | 1 | 0.75 | CBSA 2019 | -379.9062 | 2032 | 0.6 | SWFS013-04
COM-WATERHEAT-61.28 | Com ¦ Low-flow Pre-Rinse Spray Valve - Cold ¦ PG&E ¦ Cold | Com ¦ Low-flow Pre-Rinse Spray Valve - Cold | PG&E ¦ Cold | PG&E | All | Gas | Efficient pre-rinse spray valve (avg. 0.75-1.07 gpm and <0.75 gpm) | Efficient |  |  | 0 | Conventional | WaterHeat | Com - Lodging | Com | ROB and NEW | 0 | 1000 sqft2 of floor space | Each | 5 | DEER:Indoor_Non-CFL_Ltg | 0 | 0 | 134.5 | SWFS013-04 | 91.13 | 2024 | 0 | 2024 | 0 | 0 | SWFS013-04 | Com Pre-Rinse Spray Valve - Cold ¦ PG&E ¦ Cold | Com Pre-Rinse Spray Valve - Cold | 0.0028506 | 1 | 0.75 | CBSA 2019 | -1328.6383 | 2032 | 0.6 | SWFS013-04
COM-WATERHEAT-61.29 | Com ¦ Low-flow Pre-Rinse Spray Valve - Cold ¦ PG&E ¦ Cold | Com ¦ Low-flow Pre-Rinse Spray Valve - Cold | PG&E ¦ Cold | PG&E | All | Gas | Efficient pre-rinse spray valve (avg. 0.75-1.07 gpm and <0.75 gpm) | Efficient |  |  | 0 | Conventional | WaterHeat | Com - Office (Large) | Com | ROB and NEW | 0 | 1000 sqft2 of floor space | Each | 5 | DEER:Indoor_Non-CFL_Ltg | 0 | 0 | 134.5 | SWFS013-04 | 91.13 | 2024 | 0 | 2024 | 0 | 0 | SWFS013-04 | Com Pre-Rinse Spray Valve - Cold ¦ PG&E ¦ Cold | Com Pre-Rinse Spray Valve - Cold | 0 | 1 | 0 | CBSA 2019 | -603.9984 | 2032 | 0.6 | SWFS013-04
COM-WATERHEAT-61.30 | Com ¦ Low-flow Pre-Rinse Spray Valve - Cold ¦ PG&E ¦ Cold | Com ¦ Low-flow Pre-Rinse Spray Valve - Cold | PG&E ¦ Cold | PG&E | All | Gas | Efficient pre-rinse spray valve (avg. 0.75-1.07 gpm and <0.75 gpm) | Efficient |  |  | 0 | Conventional | WaterHeat | Com - Office (Small) | Com | ROB and NEW | 0 | 1000 sqft2 of floor space | Each | 5 | DEER:Indoor_Non-CFL_Ltg | 0 | 0 | 134.5 | SWFS013-04 | 91.13 | 2024 | 0 | 2024 | 0 | 0 | SWFS013-04 | Com Pre-Rinse Spray Valve - Cold ¦ PG&E ¦ Cold | Com Pre-Rinse Spray Valve - Cold | 0 | 1 | 0 | CBSA 2019 | -266.2663 | 2032 | 0.6 | SWFS013-04
COM-WATERHEAT-61.31 | Com ¦ Low-flow Pre-Rinse Spray Valve - Cold ¦ PG&E ¦ Cold | Com ¦ Low-flow Pre-Rinse Spray Valve - Cold | PG&E ¦ Cold | PG&E | All | Gas | Efficient pre-rinse spray valve (avg. 0.75-1.07 gpm and <0.75 gpm) | Efficient |  |  | 0 | Conventional | WaterHeat | Com - Other | Com | ROB and NEW | 0 | 1000 sqft2 of floor space | Each | 5 | DEER:Indoor_Non-CFL_Ltg | 0 | 0 | 134.5 | SWFS013-04 | 91.13 | 2024 | 0 | 2024 | 0 | 0 | SWFS013-04 | Com Pre-Rinse Spray Valve - Cold ¦ PG&E ¦ Cold | Com Pre-Rinse Spray Valve - Cold | 0.016731 | 1 | 0.75 | CBSA 2019 | -609.2859 | 2032 | 0.6 | SWFS013-04
COM-WATERHEAT-61.32 | Com ¦ Low-flow Pre-Rinse Spray Valve - Cold ¦ PG&E ¦ Cold | Com ¦ Low-flow Pre-Rinse Spray Valve - Cold | PG&E ¦ Cold | PG&E | All | Gas | Efficient pre-rinse spray valve (avg. 0.75-1.07 gpm and <0.75 gpm) | Efficient |  |  | 0 | Conventional | WaterHeat | Com - Refrig. Warehouse | Com | ROB and NEW | 0 | 1000 sqft2 of floor space | Each | 5 | DEER:Indoor_Non-CFL_Ltg | 0 | 0 | 134.5 | SWFS013-04 | 91.13 | 2024 | 0 | 2024 | 0 | 0 | SWFS013-04 | Com Pre-Rinse Spray Valve - Cold ¦ PG&E ¦ Cold | Com Pre-Rinse Spray Valve - Cold | 0 | 1 | 0 | CBSA 2019 | -100.9814 | 2032 | 0.6 | SWFS013-04
COM-WATERHEAT-61.33 | Com ¦ Low-flow Pre-Rinse Spray Valve - Cold ¦ PG&E ¦ Cold | Com ¦ Low-flow Pre-Rinse Spray Valve - Cold | PG&E ¦ Cold | PG&E | All | Gas | Efficient pre-rinse spray valve (avg. 0.75-1.07 gpm and <0.75 gpm) | Efficient |  |  | 0 | Conventional | WaterHeat | Com - Restaurant | Com | ROB and NEW | 0 | 1000 sqft2 of floor space | Each | 5 | DEER:Indoor_Non-CFL_Ltg | 0 | 0 | 134.5 | SWFS013-04 | 91.13 | 2024 | 0 | 2024 | 0 | 0 | SWFS013-04 | Com Pre-Rinse Spray Valve - Cold ¦ PG&E ¦ Cold | Com Pre-Rinse Spray Valve - Cold | 0.17788 | 1 | 0.75 | CBSA 2019 | -101.0414 | 2032 | 0.6 | SWFS013-04
COM-WATERHEAT-61.34 | Com ¦ Low-flow Pre-Rinse Spray Valve - Cold ¦ PG&E ¦ Cold | Com ¦ Low-flow Pre-Rinse Spray Valve - Cold | PG&E ¦ Cold | PG&E | All | Gas | Efficient pre-rinse spray valve (avg. 0.75-1.07 gpm and <0.75 gpm) | Efficient |  |  | 0 | Conventional | WaterHeat | Com - Retail | Com | ROB and NEW | 0 | 1000 sqft2 of floor space | Each | 5 | DEER:Indoor_Non-CFL_Ltg | 0 | 0 | 134.5 | SWFS013-04 | 91.13 | 2024 | 0 | 2024 | 0 | 0 | SWFS013-04 | Com Pre-Rinse Spray Valve - Cold ¦ PG&E ¦ Cold | Com Pre-Rinse Spray Valve - Cold | 0 | 1 | 0 | CBSA 2019 | -664.5803 | 2032 | 0.6 | SWFS013-04
COM-WATERHEAT-61.35 | Com ¦ Low-flow Pre-Rinse Spray Valve - Cold ¦ PG&E ¦ Cold | Com ¦ Low-flow Pre-Rinse Spray Valve - Cold | PG&E ¦ Cold | PG&E | All | Gas | Efficient pre-rinse spray valve (avg. 0.75-1.07 gpm and <0.75 gpm) | Efficient |  |  | 0 | Conventional | WaterHeat | Com - School | Com | ROB and NEW | 0 | 1000 sqft2 of floor space | Each | 5 | DEER:Indoor_Non-CFL_Ltg | 0 | 0 | 134.5 | SWFS013-04 | 91.13 | 2024 | 0 | 2024 | 0 | 0 | SWFS013-04 | Com Pre-Rinse Spray Valve - Cold ¦ PG&E ¦ Cold | Com Pre-Rinse Spray Valve - Cold | 0.0090111 | 1 | 0.75 | CBSA 2019 | -307.2977 | 2032 | 0.6 | SWFS013-04
COM-WATERHEAT-61.36 | Com ¦ Low-flow Pre-Rinse Spray Valve - Cold ¦ PG&E ¦ Cold | Com ¦ Low-flow Pre-Rinse Spray Valve - Cold | PG&E ¦ Cold | PG&E | All | Gas | Efficient pre-rinse spray valve (avg. 0.75-1.07 gpm and <0.75 gpm) | Efficient |  |  | 0 | Conventional | WaterHeat | Com - Warehouse | Com | ROB and NEW | 0 | 1000 sqft2 of floor space | Each | 5 | DEER:Indoor_Non-CFL_Ltg | 0 | 0 | 134.5 | SWFS013-04 | 91.13 | 2024 | 0 | 2024 | 0 | 0 | SWFS013-04 | Com Pre-Rinse Spray Valve - Cold ¦ PG&E ¦ Cold | Com Pre-Rinse Spray Valve - Cold | 0 | 1 | 0 | CBSA 2019 | -566.9812 | 2032 | 0.6 | SWFS013-04
COM-WATERHEAT-61.37 | Com ¦ Low-flow Pre-Rinse Spray Valve - Marine ¦ SCG ¦ Marine | Com ¦ Low-flow Pre-Rinse Spray Valve - Marine | SCG ¦ Marine | SCG | All | Gas | Efficient pre-rinse spray valve (avg. 0.75-1.07 gpm and <0.75 gpm) | Efficient |  |  | 0 | Conventional | WaterHeat | Com - College | Com | ROB and NEW | 0 | 1000 sqft2 of floor space | Each | 5 | DEER:Indoor_Non-CFL_Ltg | 0 | 0 | 109.75 | SWFS013-04 | 91.13 | 2024 | 0 | 2024 | 0 | 0 | SWFS013-04 | Com Pre-Rinse Spray Valve - Marine ¦ SCG ¦ Marine | Com Pre-Rinse Spray Valve - Marine | 0.001172 | 1 | 0.75 | CBSA 2019 | -362.0271 | 2032 | 0.6 | SWFS013-04
COM-WATERHEAT-61.38 | Com ¦ Low-flow Pre-Rinse Spray Valve - Marine ¦ SCG ¦ Marine | Com ¦ Low-flow Pre-Rinse Spray Valve - Marine | SCG ¦ Marine | SCG | All | Gas | Efficient pre-rinse spray valve (avg. 0.75-1.07 gpm and <0.75 gpm) | Efficient |  |  | 0 | Conventional | WaterHeat | Com - Grocery | Com | ROB and NEW | 0 | 1000 sqft2 of floor space | Each | 5 | DEER:Indoor_Non-CFL_Ltg | 0 | 0 | 109.75 | SWFS013-04 | 91.13 | 2024 | 0 | 2024 | 0 | 0 | SWFS013-04 | Com Pre-Rinse Spray Valve - Marine ¦ SCG ¦ Marine | Com Pre-Rinse Spray Valve - Marine | 0.026672 | 1 | 0.75 | CBSA 2019 | -257.714 | 2032 | 0.6 | SWFS013-04
COM-WATERHEAT-61.39 | Com ¦ Low-flow Pre-Rinse Spray Valve - Marine ¦ SCG ¦ Marine | Com ¦ Low-flow Pre-Rinse Spray Valve - Marine | SCG ¦ Marine | SCG | All | Gas | Efficient pre-rinse spray valve (avg. 0.75-1.07 gpm and <0.75 gpm) | Efficient |  |  | 0 | Conventional | WaterHeat | Com - Health | Com | ROB and NEW | 0 | 1000 sqft2 of floor space | Each | 5 | DEER:Indoor_Non-CFL_Ltg | 0 | 0 | 109.75 | SWFS013-04 | 91.13 | 2024 | 0 | 2024 | 0 | 0 | SWFS013-04 | Com Pre-Rinse Spray Valve - Marine ¦ SCG ¦ Marine | Com Pre-Rinse Spray Valve - Marine | 0.003349 | 1 | 0.75 | CBSA 2019 | -309.9978 | 2032 | 0.6 | SWFS013-04
COM-WATERHEAT-61.40 | Com ¦ Low-flow Pre-Rinse Spray Valve - Marine ¦ SCG ¦ Marine | Com ¦ Low-flow Pre-Rinse Spray Valve - Marine | SCG ¦ Marine | SCG | All | Gas | Efficient pre-rinse spray valve (avg. 0.75-1.07 gpm and <0.75 gpm) | Efficient |  |  | 0 | Conventional | WaterHeat | Com - Lodging | Com | ROB and NEW | 0 | 1000 sqft2 of floor space | Each | 5 | DEER:Indoor_Non-CFL_Ltg | 0 | 0 | 109.75 | SWFS013-04 | 91.13 | 2024 | 0 | 2024 | 0 | 0 | SWFS013-04 | Com Pre-Rinse Spray Valve - Marine ¦ SCG ¦ Marine | Com Pre-Rinse Spray Valve - Marine | 0.0028506 | 1 | 0.75 | CBSA 2019 | -1084.1491 | 2032 | 0.6 | SWFS013-04
COM-WATERHEAT-61.41 | Com ¦ Low-flow Pre-Rinse Spray Valve - Marine ¦ SCG ¦ Marine | Com ¦ Low-flow Pre-Rinse Spray Valve - Marine | SCG ¦ Marine | SCG | All | Gas | Efficient pre-rinse spray valve (avg. 0.75-1.07 gpm and <0.75 gpm) | Efficient |  |  | 0 | Conventional | WaterHeat | Com - Office (Large) | Com | ROB and NEW | 0 | 1000 sqft2 of floor space | Each | 5 | DEER:Indoor_Non-CFL_Ltg | 0 | 0 | 109.75 | SWFS013-04 | 91.13 | 2024 | 0 | 2024 | 0 | 0 | SWFS013-04 | Com Pre-Rinse Spray Valve - Marine ¦ SCG ¦ Marine | Com Pre-Rinse Spray Valve - Marine | 0 | 1 | 0 | CBSA 2019 | -492.8537 | 2032 | 0.6 | SWFS013-04
COM-WATERHEAT-61.42 | Com ¦ Low-flow Pre-Rinse Spray Valve - Marine ¦ SCG ¦ Marine | Com ¦ Low-flow Pre-Rinse Spray Valve - Marine | SCG ¦ Marine | SCG | All | Gas | Efficient pre-rinse spray valve (avg. 0.75-1.07 gpm and <0.75 gpm) | Efficient |  |  | 0 | Conventional | WaterHeat | Com - Office (Small) | Com | ROB and NEW | 0 | 1000 sqft2 of floor space | Each | 5 | DEER:Indoor_Non-CFL_Ltg | 0 | 0 | 109.75 | SWFS013-04 | 91.13 | 2024 | 0 | 2024 | 0 | 0 | SWFS013-04 | Com Pre-Rinse Spray Valve - Marine ¦ SCG ¦ Marine | Com Pre-Rinse Spray Valve - Marine | 0 | 1 | 0 | CBSA 2019 | -217.2694 | 2032 | 0.6 | SWFS013-04
COM-WATERHEAT-61.43 | Com ¦ Low-flow Pre-Rinse Spray Valve - Marine ¦ SCG ¦ Marine | Com ¦ Low-flow Pre-Rinse Spray Valve - Marine | SCG ¦ Marine | SCG | All | Gas | Efficient pre-rinse spray valve (avg. 0.75-1.07 gpm and <0.75 gpm) | Efficient |  |  | 0 | Conventional | WaterHeat | Com - Other | Com | ROB and NEW | 0 | 1000 sqft2 of floor space | Each | 5 | DEER:Indoor_Non-CFL_Ltg | 0 | 0 | 109.75 | SWFS013-04 | 91.13 | 2024 | 0 | 2024 | 0 | 0 | SWFS013-04 | Com Pre-Rinse Spray Valve - Marine ¦ SCG ¦ Marine | Com Pre-Rinse Spray Valve - Marine | 0.016731 | 1 | 0.75 | CBSA 2019 | -497.1682 | 2032 | 0.6 | SWFS013-04
COM-WATERHEAT-61.44 | Com ¦ Low-flow Pre-Rinse Spray Valve - Marine ¦ SCG ¦ Marine | Com ¦ Low-flow Pre-Rinse Spray Valve - Marine | SCG ¦ Marine | SCG | All | Gas | Efficient pre-rinse spray valve (avg. 0.75-1.07 gpm and <0.75 gpm) | Efficient |  |  | 0 | Conventional | WaterHeat | Com - Refrig. Warehouse | Com | ROB and NEW | 0 | 1000 sqft2 of floor space | Each | 5 | DEER:Indoor_Non-CFL_Ltg | 0 | 0 | 109.75 | SWFS013-04 | 91.13 | 2024 | 0 | 2024 | 0 | 0 | SWFS013-04 | Com Pre-Rinse Spray Valve - Marine ¦ SCG ¦ Marine | Com Pre-Rinse Spray Valve - Marine | 0 | 1 | 0 | CBSA 2019 | -82.3993 | 2032 | 0.6 | SWFS013-04
COM-WATERHEAT-61.45 | Com ¦ Low-flow Pre-Rinse Spray Valve - Marine ¦ SCG ¦ Marine | Com ¦ Low-flow Pre-Rinse Spray Valve - Marine | SCG ¦ Marine | SCG | All | Gas | Efficient pre-rinse spray valve (avg. 0.75-1.07 gpm and <0.75 gpm) | Efficient |  |  | 0 | Conventional | WaterHeat | Com - Restaurant | Com | ROB and NEW | 0 | 1000 sqft2 of floor space | Each | 5 | DEER:Indoor_Non-CFL_Ltg | 0 | 0 | 109.75 | SWFS013-04 | 91.13 | 2024 | 0 | 2024 | 0 | 0 | SWFS013-04 | Com Pre-Rinse Spray Valve - Marine ¦ SCG ¦ Marine | Com Pre-Rinse Spray Valve - Marine | 0.17788 | 1 | 0.75 | CBSA 2019 | -82.4483 | 2032 | 0.6 | SWFS013-04
COM-WATERHEAT-61.46 | Com ¦ Low-flow Pre-Rinse Spray Valve - Marine ¦ SCG ¦ Marine | Com ¦ Low-flow Pre-Rinse Spray Valve - Marine | SCG ¦ Marine | SCG | All | Gas | Efficient pre-rinse spray valve (avg. 0.75-1.07 gpm and <0.75 gpm) | Efficient |  |  | 0 | Conventional | WaterHeat | Com - Retail | Com | ROB and NEW | 0 | 1000 sqft2 of floor space | Each | 5 | DEER:Indoor_Non-CFL_Ltg | 0 | 0 | 109.75 | SWFS013-04 | 91.13 | 2024 | 0 | 2024 | 0 | 0 | SWFS013-04 | Com Pre-Rinse Spray Valve - Marine ¦ SCG ¦ Marine | Com Pre-Rinse Spray Valve - Marine | 0 | 1 | 0 | CBSA 2019 | -542.2876 | 2032 | 0.6 | SWFS013-04
COM-WATERHEAT-61.47 | Com ¦ Low-flow Pre-Rinse Spray Valve - Marine ¦ SCG ¦ Marine | Com ¦ Low-flow Pre-Rinse Spray Valve - Marine | SCG ¦ Marine | SCG | All | Gas | Efficient pre-rinse spray valve (avg. 0.75-1.07 gpm and <0.75 gpm) | Efficient |  |  | 0 | Conventional | WaterHeat | Com - School | Com | ROB and NEW | 0 | 1000 sqft2 of floor space | Each | 5 | DEER:Indoor_Non-CFL_Ltg | 0 | 0 | 109.75 | SWFS013-04 | 91.13 | 2024 | 0 | 2024 | 0 | 0 | SWFS013-04 | Com Pre-Rinse Spray Valve - Marine ¦ SCG ¦ Marine | Com Pre-Rinse Spray Valve - Marine | 0.0090111 | 1 | 0.75 | CBSA 2019 | -250.7504 | 2032 | 0.6 | SWFS013-04
COM-WATERHEAT-61.48 | Com ¦ Low-flow Pre-Rinse Spray Valve - Marine ¦ SCG ¦ Marine | Com ¦ Low-flow Pre-Rinse Spray Valve - Marine | SCG ¦ Marine | SCG | All | Gas | Efficient pre-rinse spray valve (avg. 0.75-1.07 gpm and <0.75 gpm) | Efficient |  |  | 0 | Conventional | WaterHeat | Com - Warehouse | Com | ROB and NEW | 0 | 1000 sqft2 of floor space | Each | 5 | DEER:Indoor_Non-CFL_Ltg | 0 | 0 | 109.75 | SWFS013-04 | 91.13 | 2024 | 0 | 2024 | 0 | 0 | SWFS013-04 | Com Pre-Rinse Spray Valve - Marine ¦ SCG ¦ Marine | Com Pre-Rinse Spray Valve - Marine | 0 | 1 | 0 | CBSA 2019 | -462.6483 | 2032 | 0.6 | SWFS013-04
COM-WATERHEAT-61.49 | Com ¦ Low-flow Pre-Rinse Spray Valve - Hot-Dry ¦ SCG ¦ Hot-Dry | Com ¦ Low-flow Pre-Rinse Spray Valve - Hot-Dry | SCG ¦ Hot-Dry | SCG | All | Gas | Efficient pre-rinse spray valve (avg. 0.75-1.07 gpm and <0.75 gpm) | Efficient |  |  | 0 | Conventional | WaterHeat | Com - College | Com | ROB and NEW | 0 | 1000 sqft2 of floor space | Each | 5 | DEER:Indoor_Non-CFL_Ltg | 0 | 0 | 106.45 | SWFS013-04 | 91.13 | 2024 | 0 | 2024 | 0 | 0 | SWFS013-04 | Com Pre-Rinse Spray Valve - Hot-Dry ¦ SCG ¦ Hot-Dry | Com Pre-Rinse Spray Valve - Hot-Dry | 0.001172 | 1 | 0.75 | CBSA 2019 | -351.1415 | 2032 | 0.6 | SWFS013-04
COM-WATERHEAT-61.50 | Com ¦ Low-flow Pre-Rinse Spray Valve - Hot-Dry ¦ SCG ¦ Hot-Dry | Com ¦ Low-flow Pre-Rinse Spray Valve - Hot-Dry | SCG ¦ Hot-Dry | SCG | All | Gas | Efficient pre-rinse spray valve (avg. 0.75-1.07 gpm and <0.75 gpm) | Efficient |  |  | 0 | Conventional | WaterHeat | Com - Grocery | Com | ROB and NEW | 0 | 1000 sqft2 of floor space | Each | 5 | DEER:Indoor_Non-CFL_Ltg | 0 | 0 | 106.45 | SWFS013-04 | 91.13 | 2024 | 0 | 2024 | 0 | 0 | SWFS013-04 | Com Pre-Rinse Spray Valve - Hot-Dry ¦ SCG ¦ Hot-Dry | Com Pre-Rinse Spray Valve - Hot-Dry | 0.026672 | 1 | 0.75 | CBSA 2019 | -249.9649 | 2032 | 0.6 | SWFS013-04
COM-WATERHEAT-61.51 | Com ¦ Low-flow Pre-Rinse Spray Valve - Hot-Dry ¦ SCG ¦ Hot-Dry | Com ¦ Low-flow Pre-Rinse Spray Valve - Hot-Dry | SCG ¦ Hot-Dry | SCG | All | Gas | Efficient pre-rinse spray valve (avg. 0.75-1.07 gpm and <0.75 gpm) | Efficient |  |  | 0 | Conventional | WaterHeat | Com - Health | Com | ROB and NEW | 0 | 1000 sqft2 of floor space | Each | 5 | DEER:Indoor_Non-CFL_Ltg | 0 | 0 | 106.45 | SWFS013-04 | 91.13 | 2024 | 0 | 2024 | 0 | 0 | SWFS013-04 | Com Pre-Rinse Spray Valve - Hot-Dry ¦ SCG ¦ Hot-Dry | Com Pre-Rinse Spray Valve - Hot-Dry | 0.003349 | 1 | 0.75 | CBSA 2019 | -300.6767 | 2032 | 0.6 | SWFS013-04
COM-WATERHEAT-61.52 | Com ¦ Low-flow Pre-Rinse Spray Valve - Hot-Dry ¦ SCG ¦ Hot-Dry | Com ¦ Low-flow Pre-Rinse Spray Valve - Hot-Dry | SCG ¦ Hot-Dry | SCG | All | Gas | Efficient pre-rinse spray valve (avg. 0.75-1.07 gpm and <0.75 gpm) | Efficient |  |  | 0 | Conventional | WaterHeat | Com - Lodging | Com | ROB and NEW | 0 | 1000 sqft2 of floor space | Each | 5 | DEER:Indoor_Non-CFL_Ltg | 0 | 0 | 106.45 | SWFS013-04 | 91.13 | 2024 | 0 | 2024 | 0 | 0 | SWFS013-04 | Com Pre-Rinse Spray Valve - Hot-Dry ¦ SCG ¦ Hot-Dry | Com Pre-Rinse Spray Valve - Hot-Dry | 0.0028506 | 1 | 0.75 | CBSA 2019 | -1051.5505 | 2032 | 0.6 | SWFS013-04
COM-WATERHEAT-61.53 | Com ¦ Low-flow Pre-Rinse Spray Valve - Hot-Dry ¦ SCG ¦ Hot-Dry | Com ¦ Low-flow Pre-Rinse Spray Valve - Hot-Dry | SCG ¦ Hot-Dry | SCG | All | Gas | Efficient pre-rinse spray valve (avg. 0.75-1.07 gpm and <0.75 gpm) | Efficient |  |  | 0 | Conventional | WaterHeat | Com - Office (Large) | Com | ROB and NEW | 0 | 1000 sqft2 of floor space | Each | 5 | DEER:Indoor_Non-CFL_Ltg | 0 | 0 | 106.45 | SWFS013-04 | 91.13 | 2024 | 0 | 2024 | 0 | 0 | SWFS013-04 | Com Pre-Rinse Spray Valve - Hot-Dry ¦ SCG ¦ Hot-Dry | Com Pre-Rinse Spray Valve - Hot-Dry | 0 | 1 | 0 | CBSA 2019 | -478.0344 | 2032 | 0.6 | SWFS013-04
COM-WATERHEAT-61.54 | Com ¦ Low-flow Pre-Rinse Spray Valve - Hot-Dry ¦ SCG ¦ Hot-Dry | Com ¦ Low-flow Pre-Rinse Spray Valve - Hot-Dry | SCG ¦ Hot-Dry | SCG | All | Gas | Efficient pre-rinse spray valve (avg. 0.75-1.07 gpm and <0.75 gpm) | Efficient |  |  | 0 | Conventional | WaterHeat | Com - Office (Small) | Com | ROB and NEW | 0 | 1000 sqft2 of floor space | Each | 5 | DEER:Indoor_Non-CFL_Ltg | 0 | 0 | 106.45 | SWFS013-04 | 91.13 | 2024 | 0 | 2024 | 0 | 0 | SWFS013-04 | Com Pre-Rinse Spray Valve - Hot-Dry ¦ SCG ¦ Hot-Dry | Com Pre-Rinse Spray Valve - Hot-Dry | 0 | 1 | 0 | CBSA 2019 | -210.7364 | 2032 | 0.6 | SWFS013-04
COM-WATERHEAT-61.55 | Com ¦ Low-flow Pre-Rinse Spray Valve - Hot-Dry ¦ SCG ¦ Hot-Dry | Com ¦ Low-flow Pre-Rinse Spray Valve - Hot-Dry | SCG ¦ Hot-Dry | SCG | All | Gas | Efficient pre-rinse spray valve (avg. 0.75-1.07 gpm and <0.75 gpm) | Efficient |  |  | 0 | Conventional | WaterHeat | Com - Other | Com | ROB and NEW | 0 | 1000 sqft2 of floor space | Each | 5 | DEER:Indoor_Non-CFL_Ltg | 0 | 0 | 106.45 | SWFS013-04 | 91.13 | 2024 | 0 | 2024 | 0 | 0 | SWFS013-04 | Com Pre-Rinse Spray Valve - Hot-Dry ¦ SCG ¦ Hot-Dry | Com Pre-Rinse Spray Valve - Hot-Dry | 0.016731 | 1 | 0.75 | CBSA 2019 | -482.2192 | 2032 | 0.6 | SWFS013-04
COM-WATERHEAT-61.56 | Com ¦ Low-flow Pre-Rinse Spray Valve - Hot-Dry ¦ SCG ¦ Hot-Dry | Com ¦ Low-flow Pre-Rinse Spray Valve - Hot-Dry | SCG ¦ Hot-Dry | SCG | All | Gas | Efficient pre-rinse spray valve (avg. 0.75-1.07 gpm and <0.75 gpm) | Efficient |  |  | 0 | Conventional | WaterHeat | Com - Refrig. Warehouse | Com | ROB and NEW | 0 | 1000 sqft2 of floor space | Each | 5 | DEER:Indoor_Non-CFL_Ltg | 0 | 0 | 106.45 | SWFS013-04 | 91.13 | 2024 | 0 | 2024 | 0 | 0 | SWFS013-04 | Com Pre-Rinse Spray Valve - Hot-Dry ¦ SCG ¦ Hot-Dry | Com Pre-Rinse Spray Valve - Hot-Dry | 0 | 1 | 0 | CBSA 2019 | -79.9217 | 2032 | 0.6 | SWFS013-04
COM-WATERHEAT-61.57 | Com ¦ Low-flow Pre-Rinse Spray Valve - Hot-Dry ¦ SCG ¦ Hot-Dry | Com ¦ Low-flow Pre-Rinse Spray Valve - Hot-Dry | SCG ¦ Hot-Dry | SCG | All | Gas | Efficient pre-rinse spray valve (avg. 0.75-1.07 gpm and <0.75 gpm) | Efficient |  |  | 0 | Conventional | WaterHeat | Com - Restaurant | Com | ROB and NEW | 0 | 1000 sqft2 of floor space | Each | 5 | DEER:Indoor_Non-CFL_Ltg | 0 | 0 | 106.45 | SWFS013-04 | 91.13 | 2024 | 0 | 2024 | 0 | 0 | SWFS013-04 | Com Pre-Rinse Spray Valve - Hot-Dry ¦ SCG ¦ Hot-Dry | Com Pre-Rinse Spray Valve - Hot-Dry | 0.17788 | 1 | 0.75 | CBSA 2019 | -79.9692 | 2032 | 0.6 | SWFS013-04
COM-WATERHEAT-61.58 | Com ¦ Low-flow Pre-Rinse Spray Valve - Hot-Dry ¦ SCG ¦ Hot-Dry | Com ¦ Low-flow Pre-Rinse Spray Valve - Hot-Dry | SCG ¦ Hot-Dry | SCG | All | Gas | Efficient pre-rinse spray valve (avg. 0.75-1.07 gpm and <0.75 gpm) | Efficient |  |  | 0 | Conventional | WaterHeat | Com - Retail | Com | ROB and NEW | 0 | 1000 sqft2 of floor space | Each | 5 | DEER:Indoor_Non-CFL_Ltg | 0 | 0 | 106.45 | SWFS013-04 | 91.13 | 2024 | 0 | 2024 | 0 | 0 | SWFS013-04 | Com Pre-Rinse Spray Valve - Hot-Dry ¦ SCG ¦ Hot-Dry | Com Pre-Rinse Spray Valve - Hot-Dry | 0 | 1 | 0 | CBSA 2019 | -525.982 | 2032 | 0.6 | SWFS013-04
COM-WATERHEAT-61.59 | Com ¦ Low-flow Pre-Rinse Spray Valve - Hot-Dry ¦ SCG ¦ Hot-Dry | Com ¦ Low-flow Pre-Rinse Spray Valve - Hot-Dry | SCG ¦ Hot-Dry | SCG | All | Gas | Efficient pre-rinse spray valve (avg. 0.75-1.07 gpm and <0.75 gpm) | Efficient |  |  | 0 | Conventional | WaterHeat | Com - School | Com | ROB and NEW | 0 | 1000 sqft2 of floor space | Each | 5 | DEER:Indoor_Non-CFL_Ltg | 0 | 0 | 106.45 | SWFS013-04 | 91.13 | 2024 | 0 | 2024 | 0 | 0 | SWFS013-04 | Com Pre-Rinse Spray Valve - Hot-Dry ¦ SCG ¦ Hot-Dry | Com Pre-Rinse Spray Valve - Hot-Dry | 0.0090111 | 1 | 0.75 | CBSA 2019 | -243.2107 | 2032 | 0.6 | SWFS013-04
COM-WATERHEAT-61.60 | Com ¦ Low-flow Pre-Rinse Spray Valve - Hot-Dry ¦ SCG ¦ Hot-Dry | Com ¦ Low-flow Pre-Rinse Spray Valve - Hot-Dry | SCG ¦ Hot-Dry | SCG | All | Gas | Efficient pre-rinse spray valve (avg. 0.75-1.07 gpm and <0.75 gpm) | Efficient |  |  | 0 | Conventional | WaterHeat | Com - Warehouse | Com | ROB and NEW | 0 | 1000 sqft2 of floor space | Each | 5 | DEER:Indoor_Non-CFL_Ltg | 0 | 0 | 106.45 | SWFS013-04 | 91.13 | 2024 | 0 | 2024 | 0 | 0 | SWFS013-04 | Com Pre-Rinse Spray Valve - Hot-Dry ¦ SCG ¦ Hot-Dry | Com Pre-Rinse Spray Valve - Hot-Dry | 0 | 1 | 0 | CBSA 2019 | -448.7372 | 2032 | 0.6 | SWFS013-04
COM-WATERHEAT-61.61 | Com ¦ Low-flow Pre-Rinse Spray Valve - Cold ¦ SCG ¦ Cold | Com ¦ Low-flow Pre-Rinse Spray Valve - Cold | SCG ¦ Cold | SCG | All | Gas | Efficient pre-rinse spray valve (avg. 0.75-1.07 gpm and <0.75 gpm) | Efficient |  |  | 0 | Conventional | WaterHeat | Com - College | Com | ROB and NEW | 0 | 1000 sqft2 of floor space | Each | 5 | DEER:Indoor_Non-CFL_Ltg | 0 | 0 | 134.5 | SWFS013-04 | 91.13 | 2024 | 0 | 2024 | 0 | 0 | SWFS013-04 | Com Pre-Rinse Spray Valve - Cold ¦ SCG ¦ Cold | Com Pre-Rinse Spray Valve - Cold | 0.001172 | 1 | 0.75 | CBSA 2019 | -443.6687 | 2032 | 0.6 | SWFS013-04
COM-WATERHEAT-61.62 | Com ¦ Low-flow Pre-Rinse Spray Valve - Cold ¦ SCG ¦ Cold | Com ¦ Low-flow Pre-Rinse Spray Valve - Cold | SCG ¦ Cold | SCG | All | Gas | Efficient pre-rinse spray valve (avg. 0.75-1.07 gpm and <0.75 gpm) | Efficient |  |  | 0 | Conventional | WaterHeat | Com - Grocery | Com | ROB and NEW | 0 | 1000 sqft2 of floor space | Each | 5 | DEER:Indoor_Non-CFL_Ltg | 0 | 0 | 134.5 | SWFS013-04 | 91.13 | 2024 | 0 | 2024 | 0 | 0 | SWFS013-04 | Com Pre-Rinse Spray Valve - Cold ¦ SCG ¦ Cold | Com Pre-Rinse Spray Valve - Cold | 0.026672 | 1 | 0.75 | CBSA 2019 | -315.8317 | 2032 | 0.6 | SWFS013-04
COM-WATERHEAT-61.63 | Com ¦ Low-flow Pre-Rinse Spray Valve - Cold ¦ SCG ¦ Cold | Com ¦ Low-flow Pre-Rinse Spray Valve - Cold | SCG ¦ Cold | SCG | All | Gas | Efficient pre-rinse spray valve (avg. 0.75-1.07 gpm and <0.75 gpm) | Efficient |  |  | 0 | Conventional | WaterHeat | Com - Health | Com | ROB and NEW | 0 | 1000 sqft2 of floor space | Each | 5 | DEER:Indoor_Non-CFL_Ltg | 0 | 0 | 134.5 | SWFS013-04 | 91.13 | 2024 | 0 | 2024 | 0 | 0 | SWFS013-04 | Com Pre-Rinse Spray Valve - Cold ¦ SCG ¦ Cold | Com Pre-Rinse Spray Valve - Cold | 0.003349 | 1 | 0.75 | CBSA 2019 | -379.9062 | 2032 | 0.6 | SWFS013-04
COM-WATERHEAT-61.64 | Com ¦ Low-flow Pre-Rinse Spray Valve - Cold ¦ SCG ¦ Cold | Com ¦ Low-flow Pre-Rinse Spray Valve - Cold | SCG ¦ Cold | SCG | All | Gas | Efficient pre-rinse spray valve (avg. 0.75-1.07 gpm and <0.75 gpm) | Efficient |  |  | 0 | Conventional | WaterHeat | Com - Lodging | Com | ROB and NEW | 0 | 1000 sqft2 of floor space | Each | 5 | DEER:Indoor_Non-CFL_Ltg | 0 | 0 | 134.5 | SWFS013-04 | 91.13 | 2024 | 0 | 2024 | 0 | 0 | SWFS013-04 | Com Pre-Rinse Spray Valve - Cold ¦ SCG ¦ Cold | Com Pre-Rinse Spray Valve - Cold | 0.0028506 | 1 | 0.75 | CBSA 2019 | -1328.6383 | 2032 | 0.6 | SWFS013-04
COM-WATERHEAT-61.65 | Com ¦ Low-flow Pre-Rinse Spray Valve - Cold ¦ SCG ¦ Cold | Com ¦ Low-flow Pre-Rinse Spray Valve - Cold | SCG ¦ Cold | SCG | All | Gas | Efficient pre-rinse spray valve (avg. 0.75-1.07 gpm and <0.75 gpm) | Efficient |  |  | 0 | Conventional | WaterHeat | Com - Office (Large) | Com | ROB and NEW | 0 | 1000 sqft2 of floor space | Each | 5 | DEER:Indoor_Non-CFL_Ltg | 0 | 0 | 134.5 | SWFS013-04 | 91.13 | 2024 | 0 | 2024 | 0 | 0 | SWFS013-04 | Com Pre-Rinse Spray Valve - Cold ¦ SCG ¦ Cold | Com Pre-Rinse Spray Valve - Cold | 0 | 1 | 0 | CBSA 2019 | -603.9984 | 2032 | 0.6 | SWFS013-04
COM-WATERHEAT-61.66 | Com ¦ Low-flow Pre-Rinse Spray Valve - Cold ¦ SCG ¦ Cold | Com ¦ Low-flow Pre-Rinse Spray Valve - Cold | SCG ¦ Cold | SCG | All | Gas | Efficient pre-rinse spray valve (avg. 0.75-1.07 gpm and <0.75 gpm) | Efficient |  |  | 0 | Conventional | WaterHeat | Com - Office (Small) | Com | ROB and NEW | 0 | 1000 sqft2 of floor space | Each | 5 | DEER:Indoor_Non-CFL_Ltg | 0 | 0 | 134.5 | SWFS013-04 | 91.13 | 2024 | 0 | 2024 | 0 | 0 | SWFS013-04 | Com Pre-Rinse Spray Valve - Cold ¦ SCG ¦ Cold | Com Pre-Rinse Spray Valve - Cold | 0 | 1 | 0 | CBSA 2019 | -266.2663 | 2032 | 0.6 | SWFS013-04
COM-WATERHEAT-61.67 | Com ¦ Low-flow Pre-Rinse Spray Valve - Cold ¦ SCG ¦ Cold | Com ¦ Low-flow Pre-Rinse Spray Valve - Cold | SCG ¦ Cold | SCG | All | Gas | Efficient pre-rinse spray valve (avg. 0.75-1.07 gpm and <0.75 gpm) | Efficient |  |  | 0 | Conventional | WaterHeat | Com - Other | Com | ROB and NEW | 0 | 1000 sqft2 of floor space | Each | 5 | DEER:Indoor_Non-CFL_Ltg | 0 | 0 | 134.5 | SWFS013-04 | 91.13 | 2024 | 0 | 2024 | 0 | 0 | SWFS013-04 | Com Pre-Rinse Spray Valve - Cold ¦ SCG ¦ Cold | Com Pre-Rinse Spray Valve - Cold | 0.016731 | 1 | 0.75 | CBSA 2019 | -609.2859 | 2032 | 0.6 | SWFS013-04
COM-WATERHEAT-61.68 | Com ¦ Low-flow Pre-Rinse Spray Valve - Cold ¦ SCG ¦ Cold | Com ¦ Low-flow Pre-Rinse Spray Valve - Cold | SCG ¦ Cold | SCG | All | Gas | Efficient pre-rinse spray valve (avg. 0.75-1.07 gpm and <0.75 gpm) | Efficient |  |  | 0 | Conventional | WaterHeat | Com - Refrig. Warehouse | Com | ROB and NEW | 0 | 1000 sqft2 of floor space | Each | 5 | DEER:Indoor_Non-CFL_Ltg | 0 | 0 | 134.5 | SWFS013-04 | 91.13 | 2024 | 0 | 2024 | 0 | 0 | SWFS013-04 | Com Pre-Rinse Spray Valve - Cold ¦ SCG ¦ Cold | Com Pre-Rinse Spray Valve - Cold | 0 | 1 | 0 | CBSA 2019 | -100.9814 | 2032 | 0.6 | SWFS013-04
COM-WATERHEAT-61.69 | Com ¦ Low-flow Pre-Rinse Spray Valve - Cold ¦ SCG ¦ Cold | Com ¦ Low-flow Pre-Rinse Spray Valve - Cold | SCG ¦ Cold | SCG | All | Gas | Efficient pre-rinse spray valve (avg. 0.75-1.07 gpm and <0.75 gpm) | Efficient |  |  | 0 | Conventional | WaterHeat | Com - Restaurant | Com | ROB and NEW | 0 | 1000 sqft2 of floor space | Each | 5 | DEER:Indoor_Non-CFL_Ltg | 0 | 0 | 134.5 | SWFS013-04 | 91.13 | 2024 | 0 | 2024 | 0 | 0 | SWFS013-04 | Com Pre-Rinse Spray Valve - Cold ¦ SCG ¦ Cold | Com Pre-Rinse Spray Valve - Cold | 0.17788 | 1 | 0.75 | CBSA 2019 | -101.0414 | 2032 | 0.6 | SWFS013-04
COM-WATERHEAT-61.70 | Com ¦ Low-flow Pre-Rinse Spray Valve - Cold ¦ SCG ¦ Cold | Com ¦ Low-flow Pre-Rinse Spray Valve - Cold | SCG ¦ Cold | SCG | All | Gas | Efficient pre-rinse spray valve (avg. 0.75-1.07 gpm and <0.75 gpm) | Efficient |  |  | 0 | Conventional | WaterHeat | Com - Retail | Com | ROB and NEW | 0 | 1000 sqft2 of floor space | Each | 5 | DEER:Indoor_Non-CFL_Ltg | 0 | 0 | 134.5 | SWFS013-04 | 91.13 | 2024 | 0 | 2024 | 0 | 0 | SWFS013-04 | Com Pre-Rinse Spray Valve - Cold ¦ SCG ¦ Cold | Com Pre-Rinse Spray Valve - Cold | 0 | 1 | 0 | CBSA 2019 | -664.5803 | 2032 | 0.6 | SWFS013-04
COM-WATERHEAT-61.71 | Com ¦ Low-flow Pre-Rinse Spray Valve - Cold ¦ SCG ¦ Cold | Com ¦ Low-flow Pre-Rinse Spray Valve - Cold | SCG ¦ Cold | SCG | All | Gas | Efficient pre-rinse spray valve (avg. 0.75-1.07 gpm and <0.75 gpm) | Efficient |  |  | 0 | Conventional | WaterHeat | Com - School | Com | ROB and NEW | 0 | 1000 sqft2 of floor space | Each | 5 | DEER:Indoor_Non-CFL_Ltg | 0 | 0 | 134.5 | SWFS013-04 | 91.13 | 2024 | 0 | 2024 | 0 | 0 | SWFS013-04 | Com Pre-Rinse Spray Valve - Cold ¦ SCG ¦ Cold | Com Pre-Rinse Spray Valve - Cold | 0.0090111 | 1 | 0.75 | CBSA 2019 | -307.2977 | 2032 | 0.6 | SWFS013-04
COM-WATERHEAT-61.72 | Com ¦ Low-flow Pre-Rinse Spray Valve - Cold ¦ SCG ¦ Cold | Com ¦ Low-flow Pre-Rinse Spray Valve - Cold | SCG ¦ Cold | SCG | All | Gas | Efficient pre-rinse spray valve (avg. 0.75-1.07 gpm and <0.75 gpm) | Efficient |  |  | 0 | Conventional | WaterHeat | Com - Warehouse | Com | ROB and NEW | 0 | 1000 sqft2 of floor space | Each | 5 | DEER:Indoor_Non-CFL_Ltg | 0 | 0 | 134.5 | SWFS013-04 | 91.13 | 2024 | 0 | 2024 | 0 | 0 | SWFS013-04 | Com Pre-Rinse Spray Valve - Cold ¦ SCG ¦ Cold | Com Pre-Rinse Spray Valve - Cold | 0 | 1 | 0 | CBSA 2019 | -566.9812 | 2032 | 0.6 | SWFS013-04
COM-WATERHEAT-61.73 | Com ¦ Low-flow Pre-Rinse Spray Valve - Marine ¦ SDG&E ¦ Marine | Com ¦ Low-flow Pre-Rinse Spray Valve - Marine | SDG&E ¦ Marine | SDG&E | All | Gas | Efficient pre-rinse spray valve (avg. 0.75-1.07 gpm and <0.75 gpm) | Efficient |  |  | 0 | Conventional | WaterHeat | Com - College | Com | ROB and NEW | 0 | 1000 sqft2 of floor space | Each | 5 | DEER:Indoor_Non-CFL_Ltg | 0 | 0 | 109.75 | SWFS013-04 | 91.13 | 2024 | 0 | 2024 | 0 | 0 | SWFS013-04 | Com Pre-Rinse Spray Valve - Marine ¦ SDG&E ¦ Marine | Com Pre-Rinse Spray Valve - Marine | 0.001172 | 1 | 0.75 | CBSA 2019 | -362.0271 | 2032 | 0.6 | SWFS013-04
COM-WATERHEAT-61.74 | Com ¦ Low-flow Pre-Rinse Spray Valve - Marine ¦ SDG&E ¦ Marine | Com ¦ Low-flow Pre-Rinse Spray Valve - Marine | SDG&E ¦ Marine | SDG&E | All | Gas | Efficient pre-rinse spray valve (avg. 0.75-1.07 gpm and <0.75 gpm) | Efficient |  |  | 0 | Conventional | WaterHeat | Com - Grocery | Com | ROB and NEW | 0 | 1000 sqft2 of floor space | Each | 5 | DEER:Indoor_Non-CFL_Ltg | 0 | 0 | 109.75 | SWFS013-04 | 91.13 | 2024 | 0 | 2024 | 0 | 0 | SWFS013-04 | Com Pre-Rinse Spray Valve - Marine ¦ SDG&E ¦ Marine | Com Pre-Rinse Spray Valve - Marine | 0.026672 | 1 | 0.75 | CBSA 2019 | -257.714 | 2032 | 0.6 | SWFS013-04
COM-WATERHEAT-61.75 | Com ¦ Low-flow Pre-Rinse Spray Valve - Marine ¦ SDG&E ¦ Marine | Com ¦ Low-flow Pre-Rinse Spray Valve - Marine | SDG&E ¦ Marine | SDG&E | All | Gas | Efficient pre-rinse spray valve (avg. 0.75-1.07 gpm and <0.75 gpm) | Efficient |  |  | 0 | Conventional | WaterHeat | Com - Health | Com | ROB and NEW | 0 | 1000 sqft2 of floor space | Each | 5 | DEER:Indoor_Non-CFL_Ltg | 0 | 0 | 109.75 | SWFS013-04 | 91.13 | 2024 | 0 | 2024 | 0 | 0 | SWFS013-04 | Com Pre-Rinse Spray Valve - Marine ¦ SDG&E ¦ Marine | Com Pre-Rinse Spray Valve - Marine | 0.003349 | 1 | 0.75 | CBSA 2019 | -309.9978 | 2032 | 0.6 | SWFS013-04
COM-WATERHEAT-61.76 | Com ¦ Low-flow Pre-Rinse Spray Valve - Marine ¦ SDG&E ¦ Marine | Com ¦ Low-flow Pre-Rinse Spray Valve - Marine | SDG&E ¦ Marine | SDG&E | All | Gas | Efficient pre-rinse spray valve (avg. 0.75-1.07 gpm and <0.75 gpm) | Efficient |  |  | 0 | Conventional | WaterHeat | Com - Lodging | Com | ROB and NEW | 0 | 1000 sqft2 of floor space | Each | 5 | DEER:Indoor_Non-CFL_Ltg | 0 | 0 | 109.75 | SWFS013-04 | 91.13 | 2024 | 0 | 2024 | 0 | 0 | SWFS013-04 | Com Pre-Rinse Spray Valve - Marine ¦ SDG&E ¦ Marine | Com Pre-Rinse Spray Valve - Marine | 0.0028506 | 1 | 0.75 | CBSA 2019 | -1084.1491 | 2032 | 0.6 | SWFS013-04
COM-WATERHEAT-61.77 | Com ¦ Low-flow Pre-Rinse Spray Valve - Marine ¦ SDG&E ¦ Marine | Com ¦ Low-flow Pre-Rinse Spray Valve - Marine | SDG&E ¦ Marine | SDG&E | All | Gas | Efficient pre-rinse spray valve (avg. 0.75-1.07 gpm and <0.75 gpm) | Efficient |  |  | 0 | Conventional | WaterHeat | Com - Office (Large) | Com | ROB and NEW | 0 | 1000 sqft2 of floor space | Each | 5 | DEER:Indoor_Non-CFL_Ltg | 0 | 0 | 109.75 | SWFS013-04 | 91.13 | 2024 | 0 | 2024 | 0 | 0 | SWFS013-04 | Com Pre-Rinse Spray Valve - Marine ¦ SDG&E ¦ Marine | Com Pre-Rinse Spray Valve - Marine | 0 | 1 | 0 | CBSA 2019 | -492.8537 | 2032 | 0.6 | SWFS013-04
COM-WATERHEAT-61.78 | Com ¦ Low-flow Pre-Rinse Spray Valve - Marine ¦ SDG&E ¦ Marine | Com ¦ Low-flow Pre-Rinse Spray Valve - Marine | SDG&E ¦ Marine | SDG&E | All | Gas | Efficient pre-rinse spray valve (avg. 0.75-1.07 gpm and <0.75 gpm) | Efficient |  |  | 0 | Conventional | WaterHeat | Com - Office (Small) | Com | ROB and NEW | 0 | 1000 sqft2 of floor space | Each | 5 | DEER:Indoor_Non-CFL_Ltg | 0 | 0 | 109.75 | SWFS013-04 | 91.13 | 2024 | 0 | 2024 | 0 | 0 | SWFS013-04 | Com Pre-Rinse Spray Valve - Marine ¦ SDG&E ¦ Marine | Com Pre-Rinse Spray Valve - Marine | 0 | 1 | 0 | CBSA 2019 | -217.2694 | 2032 | 0.6 | SWFS013-04
COM-WATERHEAT-61.79 | Com ¦ Low-flow Pre-Rinse Spray Valve - Marine ¦ SDG&E ¦ Marine | Com ¦ Low-flow Pre-Rinse Spray Valve - Marine | SDG&E ¦ Marine | SDG&E | All | Gas | Efficient pre-rinse spray valve (avg. 0.75-1.07 gpm and <0.75 gpm) | Efficient |  |  | 0 | Conventional | WaterHeat | Com - Other | Com | ROB and NEW | 0 | 1000 sqft2 of floor space | Each | 5 | DEER:Indoor_Non-CFL_Ltg | 0 | 0 | 109.75 | SWFS013-04 | 91.13 | 2024 | 0 | 2024 | 0 | 0 | SWFS013-04 | Com Pre-Rinse Spray Valve - Marine ¦ SDG&E ¦ Marine | Com Pre-Rinse Spray Valve - Marine | 0.016731 | 1 | 0.75 | CBSA 2019 | -497.1682 | 2032 | 0.6 | SWFS013-04
COM-WATERHEAT-61.80 | Com ¦ Low-flow Pre-Rinse Spray Valve - Marine ¦ SDG&E ¦ Marine | Com ¦ Low-flow Pre-Rinse Spray Valve - Marine | SDG&E ¦ Marine | SDG&E | All | Gas | Efficient pre-rinse spray valve (avg. 0.75-1.07 gpm and <0.75 gpm) | Efficient |  |  | 0 | Conventional | WaterHeat | Com - Refrig. Warehouse | Com | ROB and NEW | 0 | 1000 sqft2 of floor space | Each | 5 | DEER:Indoor_Non-CFL_Ltg | 0 | 0 | 109.75 | SWFS013-04 | 91.13 | 2024 | 0 | 2024 | 0 | 0 | SWFS013-04 | Com Pre-Rinse Spray Valve - Marine ¦ SDG&E ¦ Marine | Com Pre-Rinse Spray Valve - Marine | 0 | 1 | 0 | CBSA 2019 | -82.3993 | 2032 | 0.6 | SWFS013-04
COM-WATERHEAT-61.81 | Com ¦ Low-flow Pre-Rinse Spray Valve - Marine ¦ SDG&E ¦ Marine | Com ¦ Low-flow Pre-Rinse Spray Valve - Marine | SDG&E ¦ Marine | SDG&E | All | Gas | Efficient pre-rinse spray valve (avg. 0.75-1.07 gpm and <0.75 gpm) | Efficient |  |  | 0 | Conventional | WaterHeat | Com - Restaurant | Com | ROB and NEW | 0 | 1000 sqft2 of floor space | Each | 5 | DEER:Indoor_Non-CFL_Ltg | 0 | 0 | 109.75 | SWFS013-04 | 91.13 | 2024 | 0 | 2024 | 0 | 0 | SWFS013-04 | Com Pre-Rinse Spray Valve - Marine ¦ SDG&E ¦ Marine | Com Pre-Rinse Spray Valve - Marine | 0.17788 | 1 | 0.75 | CBSA 2019 | -82.4483 | 2032 | 0.6 | SWFS013-04
COM-WATERHEAT-61.82 | Com ¦ Low-flow Pre-Rinse Spray Valve - Marine ¦ SDG&E ¦ Marine | Com ¦ Low-flow Pre-Rinse Spray Valve - Marine | SDG&E ¦ Marine | SDG&E | All | Gas | Efficient pre-rinse spray valve (avg. 0.75-1.07 gpm and <0.75 gpm) | Efficient |  |  | 0 | Conventional | WaterHeat | Com - Retail | Com | ROB and NEW | 0 | 1000 sqft2 of floor space | Each | 5 | DEER:Indoor_Non-CFL_Ltg | 0 | 0 | 109.75 | SWFS013-04 | 91.13 | 2024 | 0 | 2024 | 0 | 0 | SWFS013-04 | Com Pre-Rinse Spray Valve - Marine ¦ SDG&E ¦ Marine | Com Pre-Rinse Spray Valve - Marine | 0 | 1 | 0 | CBSA 2019 | -542.2876 | 2032 | 0.6 | SWFS013-04
COM-WATERHEAT-61.83 | Com ¦ Low-flow Pre-Rinse Spray Valve - Marine ¦ SDG&E ¦ Marine | Com ¦ Low-flow Pre-Rinse Spray Valve - Marine | SDG&E ¦ Marine | SDG&E | All | Gas | Efficient pre-rinse spray valve (avg. 0.75-1.07 gpm and <0.75 gpm) | Efficient |  |  | 0 | Conventional | WaterHeat | Com - School | Com | ROB and NEW | 0 | 1000 sqft2 of floor space | Each | 5 | DEER:Indoor_Non-CFL_Ltg | 0 | 0 | 109.75 | SWFS013-04 | 91.13 | 2024 | 0 | 2024 | 0 | 0 | SWFS013-04 | Com Pre-Rinse Spray Valve - Marine ¦ SDG&E ¦ Marine | Com Pre-Rinse Spray Valve - Marine | 0.0090111 | 1 | 0.75 | CBSA 2019 | -250.7504 | 2032 | 0.6 | SWFS013-04
COM-WATERHEAT-61.84 | Com ¦ Low-flow Pre-Rinse Spray Valve - Marine ¦ SDG&E ¦ Marine | Com ¦ Low-flow Pre-Rinse Spray Valve - Marine | SDG&E ¦ Marine | SDG&E | All | Gas | Efficient pre-rinse spray valve (avg. 0.75-1.07 gpm and <0.75 gpm) | Efficient |  |  | 0 | Conventional | WaterHeat | Com - Warehouse | Com | ROB and NEW | 0 | 1000 sqft2 of floor space | Each | 5 | DEER:Indoor_Non-CFL_Ltg | 0 | 0 | 109.75 | SWFS013-04 | 91.13 | 2024 | 0 | 2024 | 0 | 0 | SWFS013-04 | Com Pre-Rinse Spray Valve - Marine ¦ SDG&E ¦ Marine | Com Pre-Rinse Spray Valve - Marine | 0 | 1 | 0 | CBSA 2019 | -462.6483 | 2032 | 0.6 | SWFS013-04
COM-WATERHEAT-61.85 | Com ¦ Low-flow Pre-Rinse Spray Valve - Hot-Dry ¦ SDG&E ¦ Hot-Dry | Com ¦ Low-flow Pre-Rinse Spray Valve - Hot-Dry | SDG&E ¦ Hot-Dry | SDG&E | All | Gas | Efficient pre-rinse spray valve (avg. 0.75-1.07 gpm and <0.75 gpm) | Efficient |  |  | 0 | Conventional | WaterHeat | Com - College | Com | ROB and NEW | 0 | 1000 sqft2 of floor space | Each | 5 | DEER:Indoor_Non-CFL_Ltg | 0 | 0 | 109.55 | SWFS013-04 | 91.13 | 2024 | 0 | 2024 | 0 | 0 | SWFS013-04 | Com Pre-Rinse Spray Valve - Hot-Dry ¦ SDG&E ¦ Hot-Dry | Com Pre-Rinse Spray Valve - Hot-Dry | 0.001172 | 1 | 0.75 | CBSA 2019 | -361.3673 | 2032 | 0.6 | SWFS013-04
COM-WATERHEAT-61.86 | Com ¦ Low-flow Pre-Rinse Spray Valve - Hot-Dry ¦ SDG&E ¦ Hot-Dry | Com ¦ Low-flow Pre-Rinse Spray Valve - Hot-Dry | SDG&E ¦ Hot-Dry | SDG&E | All | Gas | Efficient pre-rinse spray valve (avg. 0.75-1.07 gpm and <0.75 gpm) | Efficient |  |  | 0 | Conventional | WaterHeat | Com - Grocery | Com | ROB and NEW | 0 | 1000 sqft2 of floor space | Each | 5 | DEER:Indoor_Non-CFL_Ltg | 0 | 0 | 109.55 | SWFS013-04 | 91.13 | 2024 | 0 | 2024 | 0 | 0 | SWFS013-04 | Com Pre-Rinse Spray Valve - Hot-Dry ¦ SDG&E ¦ Hot-Dry | Com Pre-Rinse Spray Valve - Hot-Dry | 0.026672 | 1 | 0.75 | CBSA 2019 | -257.2443 | 2032 | 0.6 | SWFS013-04
COM-WATERHEAT-61.87 | Com ¦ Low-flow Pre-Rinse Spray Valve - Hot-Dry ¦ SDG&E ¦ Hot-Dry | Com ¦ Low-flow Pre-Rinse Spray Valve - Hot-Dry | SDG&E ¦ Hot-Dry | SDG&E | All | Gas | Efficient pre-rinse spray valve (avg. 0.75-1.07 gpm and <0.75 gpm) | Efficient |  |  | 0 | Conventional | WaterHeat | Com - Health | Com | ROB and NEW | 0 | 1000 sqft2 of floor space | Each | 5 | DEER:Indoor_Non-CFL_Ltg | 0 | 0 | 109.55 | SWFS013-04 | 91.13 | 2024 | 0 | 2024 | 0 | 0 | SWFS013-04 | Com Pre-Rinse Spray Valve - Hot-Dry ¦ SDG&E ¦ Hot-Dry | Com Pre-Rinse Spray Valve - Hot-Dry | 0.003349 | 1 | 0.75 | CBSA 2019 | -309.4329 | 2032 | 0.6 | SWFS013-04
COM-WATERHEAT-61.88 | Com ¦ Low-flow Pre-Rinse Spray Valve - Hot-Dry ¦ SDG&E ¦ Hot-Dry | Com ¦ Low-flow Pre-Rinse Spray Valve - Hot-Dry | SDG&E ¦ Hot-Dry | SDG&E | All | Gas | Efficient pre-rinse spray valve (avg. 0.75-1.07 gpm and <0.75 gpm) | Efficient |  |  | 0 | Conventional | WaterHeat | Com - Lodging | Com | ROB and NEW | 0 | 1000 sqft2 of floor space | Each | 5 | DEER:Indoor_Non-CFL_Ltg | 0 | 0 | 109.55 | SWFS013-04 | 91.13 | 2024 | 0 | 2024 | 0 | 0 | SWFS013-04 | Com Pre-Rinse Spray Valve - Hot-Dry ¦ SDG&E ¦ Hot-Dry | Com Pre-Rinse Spray Valve - Hot-Dry | 0.0028506 | 1 | 0.75 | CBSA 2019 | -1082.1734 | 2032 | 0.6 | SWFS013-04
COM-WATERHEAT-61.89 | Com ¦ Low-flow Pre-Rinse Spray Valve - Hot-Dry ¦ SDG&E ¦ Hot-Dry | Com ¦ Low-flow Pre-Rinse Spray Valve - Hot-Dry | SDG&E ¦ Hot-Dry | SDG&E | All | Gas | Efficient pre-rinse spray valve (avg. 0.75-1.07 gpm and <0.75 gpm) | Efficient |  |  | 0 | Conventional | WaterHeat | Com - Office (Large) | Com | ROB and NEW | 0 | 1000 sqft2 of floor space | Each | 5 | DEER:Indoor_Non-CFL_Ltg | 0 | 0 | 109.55 | SWFS013-04 | 91.13 | 2024 | 0 | 2024 | 0 | 0 | SWFS013-04 | Com Pre-Rinse Spray Valve - Hot-Dry ¦ SDG&E ¦ Hot-Dry | Com Pre-Rinse Spray Valve - Hot-Dry | 0 | 1 | 0 | CBSA 2019 | -491.9556 | 2032 | 0.6 | SWFS013-04
COM-WATERHEAT-61.90 | Com ¦ Low-flow Pre-Rinse Spray Valve - Hot-Dry ¦ SDG&E ¦ Hot-Dry | Com ¦ Low-flow Pre-Rinse Spray Valve - Hot-Dry | SDG&E ¦ Hot-Dry | SDG&E | All | Gas | Efficient pre-rinse spray valve (avg. 0.75-1.07 gpm and <0.75 gpm) | Efficient |  |  | 0 | Conventional | WaterHeat | Com - Office (Small) | Com | ROB and NEW | 0 | 1000 sqft2 of floor space | Each | 5 | DEER:Indoor_Non-CFL_Ltg | 0 | 0 | 109.55 | SWFS013-04 | 91.13 | 2024 | 0 | 2024 | 0 | 0 | SWFS013-04 | Com Pre-Rinse Spray Valve - Hot-Dry ¦ SDG&E ¦ Hot-Dry | Com Pre-Rinse Spray Valve - Hot-Dry | 0 | 1 | 0 | CBSA 2019 | -216.8734 | 2032 | 0.6 | SWFS013-04
COM-WATERHEAT-61.91 | Com ¦ Low-flow Pre-Rinse Spray Valve - Hot-Dry ¦ SDG&E ¦ Hot-Dry | Com ¦ Low-flow Pre-Rinse Spray Valve - Hot-Dry | SDG&E ¦ Hot-Dry | SDG&E | All | Gas | Efficient pre-rinse spray valve (avg. 0.75-1.07 gpm and <0.75 gpm) | Efficient |  |  | 0 | Conventional | WaterHeat | Com - Other | Com | ROB and NEW | 0 | 1000 sqft2 of floor space | Each | 5 | DEER:Indoor_Non-CFL_Ltg | 0 | 0 | 109.55 | SWFS013-04 | 91.13 | 2024 | 0 | 2024 | 0 | 0 | SWFS013-04 | Com Pre-Rinse Spray Valve - Hot-Dry ¦ SDG&E ¦ Hot-Dry | Com Pre-Rinse Spray Valve - Hot-Dry | 0.016731 | 1 | 0.75 | CBSA 2019 | -496.2622 | 2032 | 0.6 | SWFS013-04
COM-WATERHEAT-61.92 | Com ¦ Low-flow Pre-Rinse Spray Valve - Hot-Dry ¦ SDG&E ¦ Hot-Dry | Com ¦ Low-flow Pre-Rinse Spray Valve - Hot-Dry | SDG&E ¦ Hot-Dry | SDG&E | All | Gas | Efficient pre-rinse spray valve (avg. 0.75-1.07 gpm and <0.75 gpm) | Efficient |  |  | 0 | Conventional | WaterHeat | Com - Refrig. Warehouse | Com | ROB and NEW | 0 | 1000 sqft2 of floor space | Each | 5 | DEER:Indoor_Non-CFL_Ltg | 0 | 0 | 109.55 | SWFS013-04 | 91.13 | 2024 | 0 | 2024 | 0 | 0 | SWFS013-04 | Com Pre-Rinse Spray Valve - Hot-Dry ¦ SDG&E ¦ Hot-Dry | Com Pre-Rinse Spray Valve - Hot-Dry | 0 | 1 | 0 | CBSA 2019 | -82.2491 | 2032 | 0.6 | SWFS013-04
COM-WATERHEAT-61.93 | Com ¦ Low-flow Pre-Rinse Spray Valve - Hot-Dry ¦ SDG&E ¦ Hot-Dry | Com ¦ Low-flow Pre-Rinse Spray Valve - Hot-Dry | SDG&E ¦ Hot-Dry | SDG&E | All | Gas | Efficient pre-rinse spray valve (avg. 0.75-1.07 gpm and <0.75 gpm) | Efficient |  |  | 0 | Conventional | WaterHeat | Com - Restaurant | Com | ROB and NEW | 0 | 1000 sqft2 of floor space | Each | 5 | DEER:Indoor_Non-CFL_Ltg | 0 | 0 | 109.55 | SWFS013-04 | 91.13 | 2024 | 0 | 2024 | 0 | 0 | SWFS013-04 | Com Pre-Rinse Spray Valve - Hot-Dry ¦ SDG&E ¦ Hot-Dry | Com Pre-Rinse Spray Valve - Hot-Dry | 0.17788 | 1 | 0.75 | CBSA 2019 | -82.298 | 2032 | 0.6 | SWFS013-04
COM-WATERHEAT-61.94 | Com ¦ Low-flow Pre-Rinse Spray Valve - Hot-Dry ¦ SDG&E ¦ Hot-Dry | Com ¦ Low-flow Pre-Rinse Spray Valve - Hot-Dry | SDG&E ¦ Hot-Dry | SDG&E | All | Gas | Efficient pre-rinse spray valve (avg. 0.75-1.07 gpm and <0.75 gpm) | Efficient |  |  | 0 | Conventional | WaterHeat | Com - Retail | Com | ROB and NEW | 0 | 1000 sqft2 of floor space | Each | 5 | DEER:Indoor_Non-CFL_Ltg | 0 | 0 | 109.55 | SWFS013-04 | 91.13 | 2024 | 0 | 2024 | 0 | 0 | SWFS013-04 | Com Pre-Rinse Spray Valve - Hot-Dry ¦ SDG&E ¦ Hot-Dry | Com Pre-Rinse Spray Valve - Hot-Dry | 0 | 1 | 0 | CBSA 2019 | -541.2994 | 2032 | 0.6 | SWFS013-04
COM-WATERHEAT-61.95 | Com ¦ Low-flow Pre-Rinse Spray Valve - Hot-Dry ¦ SDG&E ¦ Hot-Dry | Com ¦ Low-flow Pre-Rinse Spray Valve - Hot-Dry | SDG&E ¦ Hot-Dry | SDG&E | All | Gas | Efficient pre-rinse spray valve (avg. 0.75-1.07 gpm and <0.75 gpm) | Efficient |  |  | 0 | Conventional | WaterHeat | Com - School | Com | ROB and NEW | 0 | 1000 sqft2 of floor space | Each | 5 | DEER:Indoor_Non-CFL_Ltg | 0 | 0 | 109.55 | SWFS013-04 | 91.13 | 2024 | 0 | 2024 | 0 | 0 | SWFS013-04 | Com Pre-Rinse Spray Valve - Hot-Dry ¦ SDG&E ¦ Hot-Dry | Com Pre-Rinse Spray Valve - Hot-Dry | 0.0090111 | 1 | 0.75 | CBSA 2019 | -250.2934 | 2032 | 0.6 | SWFS013-04
COM-WATERHEAT-61.96 | Com ¦ Low-flow Pre-Rinse Spray Valve - Hot-Dry ¦ SDG&E ¦ Hot-Dry | Com ¦ Low-flow Pre-Rinse Spray Valve - Hot-Dry | SDG&E ¦ Hot-Dry | SDG&E | All | Gas | Efficient pre-rinse spray valve (avg. 0.75-1.07 gpm and <0.75 gpm) | Efficient |  |  | 0 | Conventional | WaterHeat | Com - Warehouse | Com | ROB and NEW | 0 | 1000 sqft2 of floor space | Each | 5 | DEER:Indoor_Non-CFL_Ltg | 0 | 0 | 109.55 | SWFS013-04 | 91.13 | 2024 | 0 | 2024 | 0 | 0 | SWFS013-04 | Com Pre-Rinse Spray Valve - Hot-Dry ¦ SDG&E ¦ Hot-Dry | Com Pre-Rinse Spray Valve - Hot-Dry | 0 | 1 | 0 | CBSA 2019 | -461.8052 | 2032 | 0.6 | SWFS013-04
COM-WATERHEAT-70.1 | Com ¦ No Com Hot Water Pipe Insulation - Marine ¦ PG&E ¦ Marine | Com ¦ No Com Hot Water Pipe Insulation - Marine | PG&E ¦ Marine | PG&E | All | Gas | No pipe insulation | Average Existing |  |  | 0 | Conventional | WaterHeat | Com - College | Com | RET Only | 0 | 1000 sqft2 of floor space | Len-ft | 11 | DEER:Indoor_CFL_Ltg | 0 | 0 | 25.16 | SWFS017-06 | 0 | 2024 | 0 | 2024 | 0 | 0 | SWFS017-06 | Com Pipe Insulation - Marine ¦ PG&E ¦ Marine | Com Pipe Insulation - Marine | 2.1953 | 1 | 0.89421 | 2020 Guidehouse Assumptions | -82.9941 | 2012 | 0.45 | SWFS017-06
COM-WATERHEAT-70.2 | Com ¦ No Com Hot Water Pipe Insulation - Marine ¦ PG&E ¦ Marine | Com ¦ No Com Hot Water Pipe Insulation - Marine | PG&E ¦ Marine | PG&E | All | Gas | No pipe insulation | Average Existing |  |  | 0 | Conventional | WaterHeat | Com - Grocery | Com | RET Only | 0 | 1000 sqft2 of floor space | Len-ft | 11 | DEER:Indoor_CFL_Ltg | 0 | 0 | 25.16 | SWFS017-06 | 0 | 2024 | 0 | 2024 | 0 | 0 | SWFS017-06 | Com Pipe Insulation - Marine ¦ PG&E ¦ Marine | Com Pipe Insulation - Marine | 2.1953 | 1 | 0.89421 | 2020 Guidehouse Assumptions | -59.0805 | 2012 | 0.45
COM-WATERHEAT-70.3 | Com ¦ No Com Hot Water Pipe Insulation - Marine ¦ PG&E ¦ Marine | Com ¦ No Com Hot Water Pipe Insulation - Marine | PG&E ¦ Marine | PG&E | All | Gas | No pipe insulation | Average Existing |  |  | 0 | Conventional | WaterHeat | Com - Health | Com | RET Only | 0 | 1000 sqft2 of floor space | Len-ft | 11 | DEER:Indoor_CFL_Ltg | 0 | 0 | 25.16 | SWFS017-06 | 0 | 2024 | 0 | 2024 | 0 | 0 | SWFS017-06 | Com Pipe Insulation - Marine ¦ PG&E ¦ Marine | Com Pipe Insulation - Marine | 2.1953 | 1 | 0.89421 | 2020 Guidehouse Assumptions | -71.0665 | 2012 | 0.45
COM-WATERHEAT-70.4 | Com ¦ No Com Hot Water Pipe Insulation - Marine ¦ PG&E ¦ Marine | Com ¦ No Com Hot Water Pipe Insulation - Marine | PG&E ¦ Marine | PG&E | All | Gas | No pipe insulation | Average Existing |  |  | 0 | Conventional | WaterHeat | Com - Lodging | Com | RET Only | 0 | 1000 sqft2 of floor space | Len-ft | 11 | DEER:Indoor_CFL_Ltg | 0 | 0 | 25.16 | SWFS017-06 | 0 | 2024 | 0 | 2024 | 0 | 0 | SWFS017-06 | Com Pipe Insulation - Marine ¦ PG&E ¦ Marine | Com Pipe Insulation - Marine | 2.1953 | 1 | 0.89421 | 2020 Guidehouse Assumptions | -248.5393 | 2012 | 0.45
COM-WATERHEAT-70.5 | Com ¦ No Com Hot Water Pipe Insulation - Marine ¦ PG&E ¦ Marine | Com ¦ No Com Hot Water Pipe Insulation - Marine | PG&E ¦ Marine | PG&E | All | Gas | No pipe insulation | Average Existing |  |  | 0 | Conventional | WaterHeat | Com - Office (Large) | Com | RET Only | 0 | 1000 sqft2 of floor space | Len-ft | 11 | DEER:Indoor_CFL_Ltg | 0 | 0 | 25.16 | SWFS017-06 | 0 | 2024 | 0 | 2024 | 0 | 0 | SWFS017-06 | Com Pipe Insulation - Marine ¦ PG&E ¦ Marine | Com Pipe Insulation - Marine | 2.1953 | 1 | 0.89421 | 2020 Guidehouse Assumptions | -112.9859 | 2012 | 0.45
COM-WATERHEAT-70.6 | Com ¦ No Com Hot Water Pipe Insulation - Marine ¦ PG&E ¦ Marine | Com ¦ No Com Hot Water Pipe Insulation - Marine | PG&E ¦ Marine | PG&E | All | Gas | No pipe insulation | Average Existing |  |  | 0 | Conventional | WaterHeat | Com - Office (Small) | Com | RET Only | 0 | 1000 sqft2 of floor space | Len-ft | 11 | DEER:Indoor_CFL_Ltg | 0 | 0 | 25.16 | SWFS017-06 | 0 | 2024 | 0 | 2024 | 0 | 0 | SWFS017-06 | Com Pipe Insulation - Marine ¦ PG&E ¦ Marine | Com Pipe Insulation - Marine | 2.1953 | 1 | 0.89421 | 2020 Guidehouse Assumptions | -49.8086 | 2012 | 0.45
COM-WATERHEAT-70.7 | Com ¦ No Com Hot Water Pipe Insulation - Marine ¦ PG&E ¦ Marine | Com ¦ No Com Hot Water Pipe Insulation - Marine | PG&E ¦ Marine | PG&E | All | Gas | No pipe insulation | Average Existing |  |  | 0 | Conventional | WaterHeat | Com - Other | Com | RET Only | 0 | 1000 sqft2 of floor space | Len-ft | 11 | DEER:Indoor_CFL_Ltg | 0 | 0 | 25.16 | SWFS017-06 | 0 | 2024 | 0 | 2024 | 0 | 0 | SWFS017-06 | Com Pipe Insulation - Marine ¦ PG&E ¦ Marine | Com Pipe Insulation - Marine | 2.1953 | 1 | 0.89421 | 2020 Guidehouse Assumptions | -113.975 | 2012 | 0.45
COM-WATERHEAT-70.8 | Com ¦ No Com Hot Water Pipe Insulation - Marine ¦ PG&E ¦ Marine | Com ¦ No Com Hot Water Pipe Insulation - Marine | PG&E ¦ Marine | PG&E | All | Gas | No pipe insulation | Average Existing |  |  | 0 | Conventional | WaterHeat | Com - Refrig. Warehouse | Com | RET Only | 0 | 1000 sqft2 of floor space | Len-ft | 11 | DEER:Indoor_CFL_Ltg | 0 | 0 | 25.16 | SWFS017-06 | 0 | 2024 | 0 | 2024 | 0 | 0 | SWFS017-06 | Com Pipe Insulation - Marine ¦ PG&E ¦ Marine | Com Pipe Insulation - Marine | 2.1953 | 1 | 0.89421 | 2020 Guidehouse Assumptions | -18.8899 | 2012 | 0.45
COM-WATERHEAT-70.9 | Com ¦ No Com Hot Water Pipe Insulation - Marine ¦ PG&E ¦ Marine | Com ¦ No Com Hot Water Pipe Insulation - Marine | PG&E ¦ Marine | PG&E | All | Gas | No pipe insulation | Average Existing |  |  | 0 | Conventional | WaterHeat | Com - Restaurant | Com | RET Only | 0 | 1000 sqft2 of floor space | Len-ft | 11 | DEER:Indoor_CFL_Ltg | 0 | 0 | 25.16 | SWFS017-06 | 0 | 2024 | 0 | 2024 | 0 | 0 | SWFS017-06 | Com Pipe Insulation - Marine ¦ PG&E ¦ Marine | Com Pipe Insulation - Marine | 2.1953 | 1 | 0.89421 | 2020 Guidehouse Assumptions | -18.9011 | 2012 | 0.45
COM-WATERHEAT-70.10 | Com ¦ No Com Hot Water Pipe Insulation - Marine ¦ PG&E ¦ Marine | Com ¦ No Com Hot Water Pipe Insulation - Marine | PG&E ¦ Marine | PG&E | All | Gas | No pipe insulation | Average Existing |  |  | 0 | Conventional | WaterHeat | Com - Retail | Com | RET Only | 0 | 1000 sqft2 of floor space | Len-ft | 11 | DEER:Indoor_CFL_Ltg | 0 | 0 | 25.16 | SWFS017-06 | 0 | 2024 | 0 | 2024 | 0 | 0 | SWFS017-06 | Com Pipe Insulation - Marine ¦ PG&E ¦ Marine | Com Pipe Insulation - Marine | 2.1953 | 1 | 0.89421 | 2020 Guidehouse Assumptions | -124.3185 | 2012 | 0.45
COM-WATERHEAT-70.11 | Com ¦ No Com Hot Water Pipe Insulation - Marine ¦ PG&E ¦ Marine | Com ¦ No Com Hot Water Pipe Insulation - Marine | PG&E ¦ Marine | PG&E | All | Gas | No pipe insulation | Average Existing |  |  | 0 | Conventional | WaterHeat | Com - School | Com | RET Only | 0 | 1000 sqft2 of floor space | Len-ft | 11 | DEER:Indoor_CFL_Ltg | 0 | 0 | 25.16 | SWFS017-06 | 0 | 2024 | 0 | 2024 | 0 | 0 | SWFS017-06 | Com Pipe Insulation - Marine ¦ PG&E ¦ Marine | Com Pipe Insulation - Marine | 2.1953 | 1 | 0.89421 | 2020 Guidehouse Assumptions | -57.4841 | 2012 | 0.45
COM-WATERHEAT-70.12 | Com ¦ No Com Hot Water Pipe Insulation - Marine ¦ PG&E ¦ Marine | Com ¦ No Com Hot Water Pipe Insulation - Marine | PG&E ¦ Marine | PG&E | All | Gas | No pipe insulation | Average Existing |  |  | 0 | Conventional | WaterHeat | Com - Warehouse | Com | RET Only | 0 | 1000 sqft2 of floor space | Len-ft | 11 | DEER:Indoor_CFL_Ltg | 0 | 0 | 25.16 | SWFS017-06 | 0 | 2024 | 0 | 2024 | 0 | 0 | SWFS017-06 | Com Pipe Insulation - Marine ¦ PG&E ¦ Marine | Com Pipe Insulation - Marine | 2.1953 | 1 | 0.89421 | 2020 Guidehouse Assumptions | -106.0613 | 2012 | 0.45
COM-WATERHEAT-70.13 | Com ¦ No Com Hot Water Pipe Insulation - Hot-Dry ¦ PG&E ¦ Hot-Dry | Com ¦ No Com Hot Water Pipe Insulation - Hot-Dry | PG&E ¦ Hot-Dry | PG&E | All | Gas | No pipe insulation | Average Existing |  |  | 0 | Conventional | WaterHeat | Com - College | Com | RET Only | 0 | 1000 sqft2 of floor space | Len-ft | 11 | DEER:Indoor_CFL_Ltg | 0 | 0 | 20.336 | SWFS017-06 | 0 | 2024 | 0 | 2024 | 0 | 0 | SWFS017-06 | Com Pipe Insulation - Hot-Dry ¦ PG&E ¦ Hot-Dry | Com Pipe Insulation - Hot-Dry | 2.1953 | 1 | 0.89421 | 2020 Guidehouse Assumptions | -67.0814 | 2012 | 0.45
COM-WATERHEAT-70.14 | Com ¦ No Com Hot Water Pipe Insulation - Hot-Dry ¦ PG&E ¦ Hot-Dry | Com ¦ No Com Hot Water Pipe Insulation - Hot-Dry | PG&E ¦ Hot-Dry | PG&E | All | Gas | No pipe insulation | Average Existing |  |  | 0 | Conventional | WaterHeat | Com - Grocery | Com | RET Only | 0 | 1000 sqft2 of floor space | Len-ft | 11 | DEER:Indoor_CFL_Ltg | 0 | 0 | 20.336 | SWFS017-06 | 0 | 2024 | 0 | 2024 | 0 | 0 | SWFS017-06 | Com Pipe Insulation - Hot-Dry ¦ PG&E ¦ Hot-Dry | Com Pipe Insulation - Hot-Dry | 2.1953 | 1 | 0.89421 | 2020 Guidehouse Assumptions | -47.7528 | 2012 | 0.45
COM-WATERHEAT-70.15 | Com ¦ No Com Hot Water Pipe Insulation - Hot-Dry ¦ PG&E ¦ Hot-Dry | Com ¦ No Com Hot Water Pipe Insulation - Hot-Dry | PG&E ¦ Hot-Dry | PG&E | All | Gas | No pipe insulation | Average Existing |  |  | 0 | Conventional | WaterHeat | Com - Health | Com | RET Only | 0 | 1000 sqft2 of floor space | Len-ft | 11 | DEER:Indoor_CFL_Ltg | 0 | 0 | 20.336 | SWFS017-06 | 0 | 2024 | 0 | 2024 | 0 | 0 | SWFS017-06 | Com Pipe Insulation - Hot-Dry ¦ PG&E ¦ Hot-Dry | Com Pipe Insulation - Hot-Dry | 2.1953 | 1 | 0.89421 | 2020 Guidehouse Assumptions | -57.4407 | 2012 | 0.45
COM-WATERHEAT-70.16 | Com ¦ No Com Hot Water Pipe Insulation - Hot-Dry ¦ PG&E ¦ Hot-Dry | Com ¦ No Com Hot Water Pipe Insulation - Hot-Dry | PG&E ¦ Hot-Dry | PG&E | All | Gas | No pipe insulation | Average Existing |  |  | 0 | Conventional | WaterHeat | Com - Lodging | Com | RET Only | 0 | 1000 sqft2 of floor space | Len-ft | 11 | DEER:Indoor_CFL_Ltg | 0 | 0 | 20.336 | SWFS017-06 | 0 | 2024 | 0 | 2024 | 0 | 0 | SWFS017-06 | Com Pipe Insulation - Hot-Dry ¦ PG&E ¦ Hot-Dry | Com Pipe Insulation - Hot-Dry | 2.1953 | 1 | 0.89421 | 2020 Guidehouse Assumptions | -200.8862 | 2012 | 0.45
COM-WATERHEAT-70.17 | Com ¦ No Com Hot Water Pipe Insulation - Hot-Dry ¦ PG&E ¦ Hot-Dry | Com ¦ No Com Hot Water Pipe Insulation - Hot-Dry | PG&E ¦ Hot-Dry | PG&E | All | Gas | No pipe insulation | Average Existing |  |  | 0 | Conventional | WaterHeat | Com - Office (Large) | Com | RET Only | 0 | 1000 sqft2 of floor space | Len-ft | 11 | DEER:Indoor_CFL_Ltg | 0 | 0 | 20.336 | SWFS017-06 | 0 | 2024 | 0 | 2024 | 0 | 0 | SWFS017-06 | Com Pipe Insulation - Hot-Dry ¦ PG&E ¦ Hot-Dry | Com Pipe Insulation - Hot-Dry | 2.1953 | 1 | 0.89421 | 2020 Guidehouse Assumptions | -91.3228 | 2012 | 0.45
COM-WATERHEAT-70.18 | Com ¦ No Com Hot Water Pipe Insulation - Hot-Dry ¦ PG&E ¦ Hot-Dry | Com ¦ No Com Hot Water Pipe Insulation - Hot-Dry | PG&E ¦ Hot-Dry | PG&E | All | Gas | No pipe insulation | Average Existing |  |  | 0 | Conventional | WaterHeat | Com - Office (Small) | Com | RET Only | 0 | 1000 sqft2 of floor space | Len-ft | 11 | DEER:Indoor_CFL_Ltg | 0 | 0 | 20.336 | SWFS017-06 | 0 | 2024 | 0 | 2024 | 0 | 0 | SWFS017-06 | Com Pipe Insulation - Hot-Dry ¦ PG&E ¦ Hot-Dry | Com Pipe Insulation - Hot-Dry | 2.1953 | 1 | 0.89421 | 2020 Guidehouse Assumptions | -40.2587 | 2012 | 0.45
COM-WATERHEAT-70.19 | Com ¦ No Com Hot Water Pipe Insulation - Hot-Dry ¦ PG&E ¦ Hot-Dry | Com ¦ No Com Hot Water Pipe Insulation - Hot-Dry | PG&E ¦ Hot-Dry | PG&E | All | Gas | No pipe insulation | Average Existing |  |  | 0 | Conventional | WaterHeat | Com - Other | Com | RET Only | 0 | 1000 sqft2 of floor space | Len-ft | 11 | DEER:Indoor_CFL_Ltg | 0 | 0 | 20.336 | SWFS017-06 | 0 | 2024 | 0 | 2024 | 0 | 0 | SWFS017-06 | Com Pipe Insulation - Hot-Dry ¦ PG&E ¦ Hot-Dry | Com Pipe Insulation - Hot-Dry | 2.1953 | 1 | 0.89421 | 2020 Guidehouse Assumptions | -92.1222 | 2012 | 0.45
COM-WATERHEAT-70.20 | Com ¦ No Com Hot Water Pipe Insulation - Hot-Dry ¦ PG&E ¦ Hot-Dry | Com ¦ No Com Hot Water Pipe Insulation - Hot-Dry | PG&E ¦ Hot-Dry | PG&E | All | Gas | No pipe insulation | Average Existing |  |  | 0 | Conventional | WaterHeat | Com - Refrig. Warehouse | Com | RET Only | 0 | 1000 sqft2 of floor space | Len-ft | 11 | DEER:Indoor_CFL_Ltg | 0 | 0 | 20.336 | SWFS017-06 | 0 | 2024 | 0 | 2024 | 0 | 0 | SWFS017-06 | Com Pipe Insulation - Hot-Dry ¦ PG&E ¦ Hot-Dry | Com Pipe Insulation - Hot-Dry | 2.1953 | 1 | 0.89421 | 2020 Guidehouse Assumptions | -15.2681 | 2012 | 0.45
COM-WATERHEAT-70.21 | Com ¦ No Com Hot Water Pipe Insulation - Hot-Dry ¦ PG&E ¦ Hot-Dry | Com ¦ No Com Hot Water Pipe Insulation - Hot-Dry | PG&E ¦ Hot-Dry | PG&E | All | Gas | No pipe insulation | Average Existing |  |  | 0 | Conventional | WaterHeat | Com - Restaurant | Com | RET Only | 0 | 1000 sqft2 of floor space | Len-ft | 11 | DEER:Indoor_CFL_Ltg | 0 | 0 | 20.336 | SWFS017-06 | 0 | 2024 | 0 | 2024 | 0 | 0 | SWFS017-06 | Com Pipe Insulation - Hot-Dry ¦ PG&E ¦ Hot-Dry | Com Pipe Insulation - Hot-Dry | 2.1953 | 1 | 0.89421 | 2020 Guidehouse Assumptions | -15.2772 | 2012 | 0.45
COM-WATERHEAT-70.22 | Com ¦ No Com Hot Water Pipe Insulation - Hot-Dry ¦ PG&E ¦ Hot-Dry | Com ¦ No Com Hot Water Pipe Insulation - Hot-Dry | PG&E ¦ Hot-Dry | PG&E | All | Gas | No pipe insulation | Average Existing |  |  | 0 | Conventional | WaterHeat | Com - Retail | Com | RET Only | 0 | 1000 sqft2 of floor space | Len-ft | 11 | DEER:Indoor_CFL_Ltg | 0 | 0 | 20.336 | SWFS017-06 | 0 | 2024 | 0 | 2024 | 0 | 0 | SWFS017-06 | Com Pipe Insulation - Hot-Dry ¦ PG&E ¦ Hot-Dry | Com Pipe Insulation - Hot-Dry | 2.1953 | 1 | 0.89421 | 2020 Guidehouse Assumptions | -100.4826 | 2012 | 0.45
COM-WATERHEAT-70.23 | Com ¦ No Com Hot Water Pipe Insulation - Hot-Dry ¦ PG&E ¦ Hot-Dry | Com ¦ No Com Hot Water Pipe Insulation - Hot-Dry | PG&E ¦ Hot-Dry | PG&E | All | Gas | No pipe insulation | Average Existing |  |  | 0 | Conventional | WaterHeat | Com - School | Com | RET Only | 0 | 1000 sqft2 of floor space | Len-ft | 11 | DEER:Indoor_CFL_Ltg | 0 | 0 | 20.336 | SWFS017-06 | 0 | 2024 | 0 | 2024 | 0 | 0 | SWFS017-06 | Com Pipe Insulation - Hot-Dry ¦ PG&E ¦ Hot-Dry | Com Pipe Insulation - Hot-Dry | 2.1953 | 1 | 0.89421 | 2020 Guidehouse Assumptions | -46.4625 | 2012 | 0.45
COM-WATERHEAT-70.24 | Com ¦ No Com Hot Water Pipe Insulation - Hot-Dry ¦ PG&E ¦ Hot-Dry | Com ¦ No Com Hot Water Pipe Insulation - Hot-Dry | PG&E ¦ Hot-Dry | PG&E | All | Gas | No pipe insulation | Average Existing |  |  | 0 | Conventional | WaterHeat | Com - Warehouse | Com | RET Only | 0 | 1000 sqft2 of floor space | Len-ft | 11 | DEER:Indoor_CFL_Ltg | 0 | 0 | 20.336 | SWFS017-06 | 0 | 2024 | 0 | 2024 | 0 | 0 | SWFS017-06 | Com Pipe Insulation - Hot-Dry ¦ PG&E ¦ Hot-Dry | Com Pipe Insulation - Hot-Dry | 2.1953 | 1 | 0.89421 | 2020 Guidehouse Assumptions | -85.7259 | 2012 | 0.45
COM-WATERHEAT-70.25 | Com ¦ No Com Hot Water Pipe Insulation - Cold ¦ PG&E ¦ Cold | Com ¦ No Com Hot Water Pipe Insulation - Cold | PG&E ¦ Cold | PG&E | All | Gas | No pipe insulation | Average Existing |  |  | 0 | Conventional | WaterHeat | Com - College | Com | RET Only | 0 | 1000 sqft2 of floor space | Len-ft | 11 | DEER:Indoor_CFL_Ltg | 0 | 0 | 23.28 | SWFS017-06 | 0 | 2024 | 0 | 2024 | 0 | 0 | SWFS017-06 | Com Pipe Insulation - Cold ¦ PG&E ¦ Cold | Com Pipe Insulation - Cold | 2.1953 | 1 | 0.89421 | 2020 Guidehouse Assumptions | -76.7926 | 2012 | 0.45
COM-WATERHEAT-70.26 | Com ¦ No Com Hot Water Pipe Insulation - Cold ¦ PG&E ¦ Cold | Com ¦ No Com Hot Water Pipe Insulation - Cold | PG&E ¦ Cold | PG&E | All | Gas | No pipe insulation | Average Existing |  |  | 0 | Conventional | WaterHeat | Com - Grocery | Com | RET Only | 0 | 1000 sqft2 of floor space | Len-ft | 11 | DEER:Indoor_CFL_Ltg | 0 | 0 | 23.28 | SWFS017-06 | 0 | 2024 | 0 | 2024 | 0 | 0 | SWFS017-06 | Com Pipe Insulation - Cold ¦ PG&E ¦ Cold | Com Pipe Insulation - Cold | 2.1953 | 1 | 0.89421 | 2020 Guidehouse Assumptions | -54.6659 | 2012 | 0.45
COM-WATERHEAT-70.27 | Com ¦ No Com Hot Water Pipe Insulation - Cold ¦ PG&E ¦ Cold | Com ¦ No Com Hot Water Pipe Insulation - Cold | PG&E ¦ Cold | PG&E | All | Gas | No pipe insulation | Average Existing |  |  | 0 | Conventional | WaterHeat | Com - Health | Com | RET Only | 0 | 1000 sqft2 of floor space | Len-ft | 11 | DEER:Indoor_CFL_Ltg | 0 | 0 | 23.28 | SWFS017-06 | 0 | 2024 | 0 | 2024 | 0 | 0 | SWFS017-06 | Com Pipe Insulation - Cold ¦ PG&E ¦ Cold | Com Pipe Insulation - Cold | 2.1953 | 1 | 0.89421 | 2020 Guidehouse Assumptions | -65.7562 | 2012 | 0.45
COM-WATERHEAT-70.28 | Com ¦ No Com Hot Water Pipe Insulation - Cold ¦ PG&E ¦ Cold | Com ¦ No Com Hot Water Pipe Insulation - Cold | PG&E ¦ Cold | PG&E | All | Gas | No pipe insulation | Average Existing |  |  | 0 | Conventional | WaterHeat | Com - Lodging | Com | RET Only | 0 | 1000 sqft2 of floor space | Len-ft | 11 | DEER:Indoor_CFL_Ltg | 0 | 0 | 23.28 | SWFS017-06 | 0 | 2024 | 0 | 2024 | 0 | 0 | SWFS017-06 | Com Pipe Insulation - Cold ¦ PG&E ¦ Cold | Com Pipe Insulation - Cold | 2.1953 | 1 | 0.89421 | 2020 Guidehouse Assumptions | -229.968 | 2012 | 0.45
COM-WATERHEAT-70.29 | Com ¦ No Com Hot Water Pipe Insulation - Cold ¦ PG&E ¦ Cold | Com ¦ No Com Hot Water Pipe Insulation - Cold | PG&E ¦ Cold | PG&E | All | Gas | No pipe insulation | Average Existing |  |  | 0 | Conventional | WaterHeat | Com - Office (Large) | Com | RET Only | 0 | 1000 sqft2 of floor space | Len-ft | 11 | DEER:Indoor_CFL_Ltg | 0 | 0 | 23.28 | SWFS017-06 | 0 | 2024 | 0 | 2024 | 0 | 0 | SWFS017-06 | Com Pipe Insulation - Cold ¦ PG&E ¦ Cold | Com Pipe Insulation - Cold | 2.1953 | 1 | 0.89421 | 2020 Guidehouse Assumptions | -104.5434 | 2012 | 0.45
COM-WATERHEAT-70.30 | Com ¦ No Com Hot Water Pipe Insulation - Cold ¦ PG&E ¦ Cold | Com ¦ No Com Hot Water Pipe Insulation - Cold | PG&E ¦ Cold | PG&E | All | Gas | No pipe insulation | Average Existing |  |  | 0 | Conventional | WaterHeat | Com - Office (Small) | Com | RET Only | 0 | 1000 sqft2 of floor space | Len-ft | 11 | DEER:Indoor_CFL_Ltg | 0 | 0 | 23.28 | SWFS017-06 | 0 | 2024 | 0 | 2024 | 0 | 0 | SWFS017-06 | Com Pipe Insulation - Cold ¦ PG&E ¦ Cold | Com Pipe Insulation - Cold | 2.1953 | 1 | 0.89421 | 2020 Guidehouse Assumptions | -46.0868 | 2012 | 0.45
COM-WATERHEAT-70.31 | Com ¦ No Com Hot Water Pipe Insulation - Cold ¦ PG&E ¦ Cold | Com ¦ No Com Hot Water Pipe Insulation - Cold | PG&E ¦ Cold | PG&E | All | Gas | No pipe insulation | Average Existing |  |  | 0 | Conventional | WaterHeat | Com - Other | Com | RET Only | 0 | 1000 sqft2 of floor space | Len-ft | 11 | DEER:Indoor_CFL_Ltg | 0 | 0 | 23.28 | SWFS017-06 | 0 | 2024 | 0 | 2024 | 0 | 0 | SWFS017-06 | Com Pipe Insulation - Cold ¦ PG&E ¦ Cold | Com Pipe Insulation - Cold | 2.1953 | 1 | 0.89421 | 2020 Guidehouse Assumptions | -105.4586 | 2012 | 0.45
COM-WATERHEAT-70.32 | Com ¦ No Com Hot Water Pipe Insulation - Cold ¦ PG&E ¦ Cold | Com ¦ No Com Hot Water Pipe Insulation - Cold | PG&E ¦ Cold | PG&E | All | Gas | No pipe insulation | Average Existing |  |  | 0 | Conventional | WaterHeat | Com - Refrig. Warehouse | Com | RET Only | 0 | 1000 sqft2 of floor space | Len-ft | 11 | DEER:Indoor_CFL_Ltg | 0 | 0 | 23.28 | SWFS017-06 | 0 | 2024 | 0 | 2024 | 0 | 0 | SWFS017-06 | Com Pipe Insulation - Cold ¦ PG&E ¦ Cold | Com Pipe Insulation - Cold | 2.1953 | 1 | 0.89421 | 2020 Guidehouse Assumptions | -17.4784 | 2012 | 0.45
COM-WATERHEAT-70.33 | Com ¦ No Com Hot Water Pipe Insulation - Cold ¦ PG&E ¦ Cold | Com ¦ No Com Hot Water Pipe Insulation - Cold | PG&E ¦ Cold | PG&E | All | Gas | No pipe insulation | Average Existing |  |  | 0 | Conventional | WaterHeat | Com - Restaurant | Com | RET Only | 0 | 1000 sqft2 of floor space | Len-ft | 11 | DEER:Indoor_CFL_Ltg | 0 | 0 | 23.28 | SWFS017-06 | 0 | 2024 | 0 | 2024 | 0 | 0 | SWFS017-06 | Com Pipe Insulation - Cold ¦ PG&E ¦ Cold | Com Pipe Insulation - Cold | 2.1953 | 1 | 0.89421 | 2020 Guidehouse Assumptions | -17.4888 | 2012 | 0.45
COM-WATERHEAT-70.34 | Com ¦ No Com Hot Water Pipe Insulation - Cold ¦ PG&E ¦ Cold | Com ¦ No Com Hot Water Pipe Insulation - Cold | PG&E ¦ Cold | PG&E | All | Gas | No pipe insulation | Average Existing |  |  | 0 | Conventional | WaterHeat | Com - Retail | Com | RET Only | 0 | 1000 sqft2 of floor space | Len-ft | 11 | DEER:Indoor_CFL_Ltg | 0 | 0 | 23.28 | SWFS017-06 | 0 | 2024 | 0 | 2024 | 0 | 0 | SWFS017-06 | Com Pipe Insulation - Cold ¦ PG&E ¦ Cold | Com Pipe Insulation - Cold | 2.1953 | 1 | 0.89421 | 2020 Guidehouse Assumptions | -115.0292 | 2012 | 0.45
COM-WATERHEAT-70.35 | Com ¦ No Com Hot Water Pipe Insulation - Cold ¦ PG&E ¦ Cold | Com ¦ No Com Hot Water Pipe Insulation - Cold | PG&E ¦ Cold | PG&E | All | Gas | No pipe insulation | Average Existing |  |  | 0 | Conventional | WaterHeat | Com - School | Com | RET Only | 0 | 1000 sqft2 of floor space | Len-ft | 11 | DEER:Indoor_CFL_Ltg | 0 | 0 | 23.28 | SWFS017-06 | 0 | 2024 | 0 | 2024 | 0 | 0 | SWFS017-06 | Com Pipe Insulation - Cold ¦ PG&E ¦ Cold | Com Pipe Insulation - Cold | 2.1953 | 1 | 0.89421 | 2020 Guidehouse Assumptions | -53.1888 | 2012 | 0.45
COM-WATERHEAT-70.36 | Com ¦ No Com Hot Water Pipe Insulation - Cold ¦ PG&E ¦ Cold | Com ¦ No Com Hot Water Pipe Insulation - Cold | PG&E ¦ Cold | PG&E | All | Gas | No pipe insulation | Average Existing |  |  | 0 | Conventional | WaterHeat | Com - Warehouse | Com | RET Only | 0 | 1000 sqft2 of floor space | Len-ft | 11 | DEER:Indoor_CFL_Ltg | 0 | 0 | 23.28 | SWFS017-06 | 0 | 2024 | 0 | 2024 | 0 | 0 | SWFS017-06 | Com Pipe Insulation - Cold ¦ PG&E ¦ Cold | Com Pipe Insulation - Cold | 2.1953 | 1 | 0.89421 | 2020 Guidehouse Assumptions | -98.1362 | 2012 | 0.45
COM-WATERHEAT-70.37 | Com ¦ No Com Hot Water Pipe Insulation - Marine ¦ SCG ¦ Marine | Com ¦ No Com Hot Water Pipe Insulation - Marine | SCG ¦ Marine | SCG | All | Gas | No pipe insulation | Average Existing |  |  | 0 | Conventional | WaterHeat | Com - College | Com | RET Only | 0 | 1000 sqft2 of floor space | Len-ft | 11 | DEER:Indoor_CFL_Ltg | 0 | 0 | 22.268 | SWFS017-06 | 0 | 2024 | 0 | 2024 | 0 | 0 | SWFS017-06 | Com Pipe Insulation - Marine ¦ SCG ¦ Marine | Com Pipe Insulation - Marine | 2.1957 | 1 | 0.89421 | 2020 Guidehouse Assumptions | -73.4544 | 2012 | 0.45
COM-WATERHEAT-70.38 | Com ¦ No Com Hot Water Pipe Insulation - Marine ¦ SCG ¦ Marine | Com ¦ No Com Hot Water Pipe Insulation - Marine | SCG ¦ Marine | SCG | All | Gas | No pipe insulation | Average Existing |  |  | 0 | Conventional | WaterHeat | Com - Grocery | Com | RET Only | 0 | 1000 sqft2 of floor space | Len-ft | 11 | DEER:Indoor_CFL_Ltg | 0 | 0 | 22.268 | SWFS017-06 | 0 | 2024 | 0 | 2024 | 0 | 0 | SWFS017-06 | Com Pipe Insulation - Marine ¦ SCG ¦ Marine | Com Pipe Insulation - Marine | 2.1957 | 1 | 0.89421 | 2020 Guidehouse Assumptions | -52.2895 | 2012 | 0.45
COM-WATERHEAT-70.39 | Com ¦ No Com Hot Water Pipe Insulation - Marine ¦ SCG ¦ Marine | Com ¦ No Com Hot Water Pipe Insulation - Marine | SCG ¦ Marine | SCG | All | Gas | No pipe insulation | Average Existing |  |  | 0 | Conventional | WaterHeat | Com - Health | Com | RET Only | 0 | 1000 sqft2 of floor space | Len-ft | 11 | DEER:Indoor_CFL_Ltg | 0 | 0 | 22.268 | SWFS017-06 | 0 | 2024 | 0 | 2024 | 0 | 0 | SWFS017-06 | Com Pipe Insulation - Marine ¦ SCG ¦ Marine | Com Pipe Insulation - Marine | 2.1957 | 1 | 0.89421 | 2020 Guidehouse Assumptions | -62.8978 | 2012 | 0.45
COM-WATERHEAT-70.40 | Com ¦ No Com Hot Water Pipe Insulation - Marine ¦ SCG ¦ Marine | Com ¦ No Com Hot Water Pipe Insulation - Marine | SCG ¦ Marine | SCG | All | Gas | No pipe insulation | Average Existing |  |  | 0 | Conventional | WaterHeat | Com - Lodging | Com | RET Only | 0 | 1000 sqft2 of floor space | Len-ft | 11 | DEER:Indoor_CFL_Ltg | 0 | 0 | 22.268 | SWFS017-06 | 0 | 2024 | 0 | 2024 | 0 | 0 | SWFS017-06 | Com Pipe Insulation - Marine ¦ SCG ¦ Marine | Com Pipe Insulation - Marine | 2.1957 | 1 | 0.89421 | 2020 Guidehouse Assumptions | -219.9711 | 2012 | 0.45
COM-WATERHEAT-70.41 | Com ¦ No Com Hot Water Pipe Insulation - Marine ¦ SCG ¦ Marine | Com ¦ No Com Hot Water Pipe Insulation - Marine | SCG ¦ Marine | SCG | All | Gas | No pipe insulation | Average Existing |  |  | 0 | Conventional | WaterHeat | Com - Office (Large) | Com | RET Only | 0 | 1000 sqft2 of floor space | Len-ft | 11 | DEER:Indoor_CFL_Ltg | 0 | 0 | 22.268 | SWFS017-06 | 0 | 2024 | 0 | 2024 | 0 | 0 | SWFS017-06 | Com Pipe Insulation - Marine ¦ SCG ¦ Marine | Com Pipe Insulation - Marine | 2.1957 | 1 | 0.89421 | 2020 Guidehouse Assumptions | -99.9988 | 2012 | 0.45
COM-WATERHEAT-70.42 | Com ¦ No Com Hot Water Pipe Insulation - Marine ¦ SCG ¦ Marine | Com ¦ No Com Hot Water Pipe Insulation - Marine | SCG ¦ Marine | SCG | All | Gas | No pipe insulation | Average Existing |  |  | 0 | Conventional | WaterHeat | Com - Office (Small) | Com | RET Only | 0 | 1000 sqft2 of floor space | Len-ft | 11 | DEER:Indoor_CFL_Ltg | 0 | 0 | 22.268 | SWFS017-06 | 0 | 2024 | 0 | 2024 | 0 | 0 | SWFS017-06 | Com Pipe Insulation - Marine ¦ SCG ¦ Marine | Com Pipe Insulation - Marine | 2.1957 | 1 | 0.89421 | 2020 Guidehouse Assumptions | -44.0834 | 2012 | 0.45
COM-WATERHEAT-70.43 | Com ¦ No Com Hot Water Pipe Insulation - Marine ¦ SCG ¦ Marine | Com ¦ No Com Hot Water Pipe Insulation - Marine | SCG ¦ Marine | SCG | All | Gas | No pipe insulation | Average Existing |  |  | 0 | Conventional | WaterHeat | Com - Other | Com | RET Only | 0 | 1000 sqft2 of floor space | Len-ft | 11 | DEER:Indoor_CFL_Ltg | 0 | 0 | 22.268 | SWFS017-06 | 0 | 2024 | 0 | 2024 | 0 | 0 | SWFS017-06 | Com Pipe Insulation - Marine ¦ SCG ¦ Marine | Com Pipe Insulation - Marine | 2.1957 | 1 | 0.89421 | 2020 Guidehouse Assumptions | -100.8742 | 2012 | 0.45
COM-WATERHEAT-70.44 | Com ¦ No Com Hot Water Pipe Insulation - Marine ¦ SCG ¦ Marine | Com ¦ No Com Hot Water Pipe Insulation - Marine | SCG ¦ Marine | SCG | All | Gas | No pipe insulation | Average Existing |  |  | 0 | Conventional | WaterHeat | Com - Refrig. Warehouse | Com | RET Only | 0 | 1000 sqft2 of floor space | Len-ft | 11 | DEER:Indoor_CFL_Ltg | 0 | 0 | 22.268 | SWFS017-06 | 0 | 2024 | 0 | 2024 | 0 | 0 | SWFS017-06 | Com Pipe Insulation - Marine ¦ SCG ¦ Marine | Com Pipe Insulation - Marine | 2.1957 | 1 | 0.89421 | 2020 Guidehouse Assumptions | -16.7186 | 2012 | 0.45
COM-WATERHEAT-70.45 | Com ¦ No Com Hot Water Pipe Insulation - Marine ¦ SCG ¦ Marine | Com ¦ No Com Hot Water Pipe Insulation - Marine | SCG ¦ Marine | SCG | All | Gas | No pipe insulation | Average Existing |  |  | 0 | Conventional | WaterHeat | Com - Restaurant | Com | RET Only | 0 | 1000 sqft2 of floor space | Len-ft | 11 | DEER:Indoor_CFL_Ltg | 0 | 0 | 22.268 | SWFS017-06 | 0 | 2024 | 0 | 2024 | 0 | 0 | SWFS017-06 | Com Pipe Insulation - Marine ¦ SCG ¦ Marine | Com Pipe Insulation - Marine | 2.1957 | 1 | 0.89421 | 2020 Guidehouse Assumptions | -16.7285 | 2012 | 0.45
COM-WATERHEAT-70.46 | Com ¦ No Com Hot Water Pipe Insulation - Marine ¦ SCG ¦ Marine | Com ¦ No Com Hot Water Pipe Insulation - Marine | SCG ¦ Marine | SCG | All | Gas | No pipe insulation | Average Existing |  |  | 0 | Conventional | WaterHeat | Com - Retail | Com | RET Only | 0 | 1000 sqft2 of floor space | Len-ft | 11 | DEER:Indoor_CFL_Ltg | 0 | 0 | 22.268 | SWFS017-06 | 0 | 2024 | 0 | 2024 | 0 | 0 | SWFS017-06 | Com Pipe Insulation - Marine ¦ SCG ¦ Marine | Com Pipe Insulation - Marine | 2.1957 | 1 | 0.89421 | 2020 Guidehouse Assumptions | -110.0288 | 2012 | 0.45
COM-WATERHEAT-70.47 | Com ¦ No Com Hot Water Pipe Insulation - Marine ¦ SCG ¦ Marine | Com ¦ No Com Hot Water Pipe Insulation - Marine | SCG ¦ Marine | SCG | All | Gas | No pipe insulation | Average Existing |  |  | 0 | Conventional | WaterHeat | Com - School | Com | RET Only | 0 | 1000 sqft2 of floor space | Len-ft | 11 | DEER:Indoor_CFL_Ltg | 0 | 0 | 22.268 | SWFS017-06 | 0 | 2024 | 0 | 2024 | 0 | 0 | SWFS017-06 | Com Pipe Insulation - Marine ¦ SCG ¦ Marine | Com Pipe Insulation - Marine | 2.1957 | 1 | 0.89421 | 2020 Guidehouse Assumptions | -50.8766 | 2012 | 0.45
COM-WATERHEAT-70.48 | Com ¦ No Com Hot Water Pipe Insulation - Marine ¦ SCG ¦ Marine | Com ¦ No Com Hot Water Pipe Insulation - Marine | SCG ¦ Marine | SCG | All | Gas | No pipe insulation | Average Existing |  |  | 0 | Conventional | WaterHeat | Com - Warehouse | Com | RET Only | 0 | 1000 sqft2 of floor space | Len-ft | 11 | DEER:Indoor_CFL_Ltg | 0 | 0 | 22.268 | SWFS017-06 | 0 | 2024 | 0 | 2024 | 0 | 0 | SWFS017-06 | Com Pipe Insulation - Marine ¦ SCG ¦ Marine | Com Pipe Insulation - Marine | 2.1957 | 1 | 0.89421 | 2020 Guidehouse Assumptions | -93.8702 | 2012 | 0.45
COM-WATERHEAT-70.49 | Com ¦ No Com Hot Water Pipe Insulation - Hot-Dry ¦ SCG ¦ Hot-Dry | Com ¦ No Com Hot Water Pipe Insulation - Hot-Dry | SCG ¦ Hot-Dry | SCG | All | Gas | No pipe insulation | Average Existing |  |  | 0 | Conventional | WaterHeat | Com - College | Com | RET Only | 0 | 1000 sqft2 of floor space | Len-ft | 11 | DEER:Indoor_CFL_Ltg | 0 | 0 | 18.182 | SWFS017-06 | 0 | 2024 | 0 | 2024 | 0 | 0 | SWFS017-06 | Com Pipe Insulation - Hot-Dry ¦ SCG ¦ Hot-Dry | Com Pipe Insulation - Hot-Dry | 2.1957 | 1 | 0.89421 | 2020 Guidehouse Assumptions | -59.9761 | 2012 | 0.45
COM-WATERHEAT-70.50 | Com ¦ No Com Hot Water Pipe Insulation - Hot-Dry ¦ SCG ¦ Hot-Dry | Com ¦ No Com Hot Water Pipe Insulation - Hot-Dry | SCG ¦ Hot-Dry | SCG | All | Gas | No pipe insulation | Average Existing |  |  | 0 | Conventional | WaterHeat | Com - Grocery | Com | RET Only | 0 | 1000 sqft2 of floor space | Len-ft | 11 | DEER:Indoor_CFL_Ltg | 0 | 0 | 18.182 | SWFS017-06 | 0 | 2024 | 0 | 2024 | 0 | 0 | SWFS017-06 | Com Pipe Insulation - Hot-Dry ¦ SCG ¦ Hot-Dry | Com Pipe Insulation - Hot-Dry | 2.1957 | 1 | 0.89421 | 2020 Guidehouse Assumptions | -42.6948 | 2012 | 0.45
COM-WATERHEAT-70.51 | Com ¦ No Com Hot Water Pipe Insulation - Hot-Dry ¦ SCG ¦ Hot-Dry | Com ¦ No Com Hot Water Pipe Insulation - Hot-Dry | SCG ¦ Hot-Dry | SCG | All | Gas | No pipe insulation | Average Existing |  |  | 0 | Conventional | WaterHeat | Com - Health | Com | RET Only | 0 | 1000 sqft2 of floor space | Len-ft | 11 | DEER:Indoor_CFL_Ltg | 0 | 0 | 18.182 | SWFS017-06 | 0 | 2024 | 0 | 2024 | 0 | 0 | SWFS017-06 | Com Pipe Insulation - Hot-Dry ¦ SCG ¦ Hot-Dry | Com Pipe Insulation - Hot-Dry | 2.1957 | 1 | 0.89421 | 2020 Guidehouse Assumptions | -51.3565 | 2012 | 0.45
COM-WATERHEAT-70.52 | Com ¦ No Com Hot Water Pipe Insulation - Hot-Dry ¦ SCG ¦ Hot-Dry | Com ¦ No Com Hot Water Pipe Insulation - Hot-Dry | SCG ¦ Hot-Dry | SCG | All | Gas | No pipe insulation | Average Existing |  |  | 0 | Conventional | WaterHeat | Com - Lodging | Com | RET Only | 0 | 1000 sqft2 of floor space | Len-ft | 11 | DEER:Indoor_CFL_Ltg | 0 | 0 | 18.182 | SWFS017-06 | 0 | 2024 | 0 | 2024 | 0 | 0 | SWFS017-06 | Com Pipe Insulation - Hot-Dry ¦ SCG ¦ Hot-Dry | Com Pipe Insulation - Hot-Dry | 2.1957 | 1 | 0.89421 | 2020 Guidehouse Assumptions | -179.6082 | 2012 | 0.45
COM-WATERHEAT-70.53 | Com ¦ No Com Hot Water Pipe Insulation - Hot-Dry ¦ SCG ¦ Hot-Dry | Com ¦ No Com Hot Water Pipe Insulation - Hot-Dry | SCG ¦ Hot-Dry | SCG | All | Gas | No pipe insulation | Average Existing |  |  | 0 | Conventional | WaterHeat | Com - Office (Large) | Com | RET Only | 0 | 1000 sqft2 of floor space | Len-ft | 11 | DEER:Indoor_CFL_Ltg | 0 | 0 | 18.182 | SWFS017-06 | 0 | 2024 | 0 | 2024 | 0 | 0 | SWFS017-06 | Com Pipe Insulation - Hot-Dry ¦ SCG ¦ Hot-Dry | Com Pipe Insulation - Hot-Dry | 2.1957 | 1 | 0.89421 | 2020 Guidehouse Assumptions | -81.6498 | 2012 | 0.45
COM-WATERHEAT-70.54 | Com ¦ No Com Hot Water Pipe Insulation - Hot-Dry ¦ SCG ¦ Hot-Dry | Com ¦ No Com Hot Water Pipe Insulation - Hot-Dry | SCG ¦ Hot-Dry | SCG | All | Gas | No pipe insulation | Average Existing |  |  | 0 | Conventional | WaterHeat | Com - Office (Small) | Com | RET Only | 0 | 1000 sqft2 of floor space | Len-ft | 11 | DEER:Indoor_CFL_Ltg | 0 | 0 | 18.182 | SWFS017-06 | 0 | 2024 | 0 | 2024 | 0 | 0 | SWFS017-06 | Com Pipe Insulation - Hot-Dry ¦ SCG ¦ Hot-Dry | Com Pipe Insulation - Hot-Dry | 2.1957 | 1 | 0.89421 | 2020 Guidehouse Assumptions | -35.9945 | 2012 | 0.45
COM-WATERHEAT-70.55 | Com ¦ No Com Hot Water Pipe Insulation - Hot-Dry ¦ SCG ¦ Hot-Dry | Com ¦ No Com Hot Water Pipe Insulation - Hot-Dry | SCG ¦ Hot-Dry | SCG | All | Gas | No pipe insulation | Average Existing |  |  | 0 | Conventional | WaterHeat | Com - Other | Com | RET Only | 0 | 1000 sqft2 of floor space | Len-ft | 11 | DEER:Indoor_CFL_Ltg | 0 | 0 | 18.182 | SWFS017-06 | 0 | 2024 | 0 | 2024 | 0 | 0 | SWFS017-06 | Com Pipe Insulation - Hot-Dry ¦ SCG ¦ Hot-Dry | Com Pipe Insulation - Hot-Dry | 2.1957 | 1 | 0.89421 | 2020 Guidehouse Assumptions | -82.3646 | 2012 | 0.45
COM-WATERHEAT-70.56 | Com ¦ No Com Hot Water Pipe Insulation - Hot-Dry ¦ SCG ¦ Hot-Dry | Com ¦ No Com Hot Water Pipe Insulation - Hot-Dry | SCG ¦ Hot-Dry | SCG | All | Gas | No pipe insulation | Average Existing |  |  | 0 | Conventional | WaterHeat | Com - Refrig. Warehouse | Com | RET Only | 0 | 1000 sqft2 of floor space | Len-ft | 11 | DEER:Indoor_CFL_Ltg | 0 | 0 | 18.182 | SWFS017-06 | 0 | 2024 | 0 | 2024 | 0 | 0 | SWFS017-06 | Com Pipe Insulation - Hot-Dry ¦ SCG ¦ Hot-Dry | Com Pipe Insulation - Hot-Dry | 2.1957 | 1 | 0.89421 | 2020 Guidehouse Assumptions | -13.6509 | 2012 | 0.45
COM-WATERHEAT-70.57 | Com ¦ No Com Hot Water Pipe Insulation - Hot-Dry ¦ SCG ¦ Hot-Dry | Com ¦ No Com Hot Water Pipe Insulation - Hot-Dry | SCG ¦ Hot-Dry | SCG | All | Gas | No pipe insulation | Average Existing |  |  | 0 | Conventional | WaterHeat | Com - Restaurant | Com | RET Only | 0 | 1000 sqft2 of floor space | Len-ft | 11 | DEER:Indoor_CFL_Ltg | 0 | 0 | 18.182 | SWFS017-06 | 0 | 2024 | 0 | 2024 | 0 | 0 | SWFS017-06 | Com Pipe Insulation - Hot-Dry ¦ SCG ¦ Hot-Dry | Com Pipe Insulation - Hot-Dry | 2.1957 | 1 | 0.89421 | 2020 Guidehouse Assumptions | -13.659 | 2012 | 0.45
COM-WATERHEAT-70.58 | Com ¦ No Com Hot Water Pipe Insulation - Hot-Dry ¦ SCG ¦ Hot-Dry | Com ¦ No Com Hot Water Pipe Insulation - Hot-Dry | SCG ¦ Hot-Dry | SCG | All | Gas | No pipe insulation | Average Existing |  |  | 0 | Conventional | WaterHeat | Com - Retail | Com | RET Only | 0 | 1000 sqft2 of floor space | Len-ft | 11 | DEER:Indoor_CFL_Ltg | 0 | 0 | 18.182 | SWFS017-06 | 0 | 2024 | 0 | 2024 | 0 | 0 | SWFS017-06 | Com Pipe Insulation - Hot-Dry ¦ SCG ¦ Hot-Dry | Com Pipe Insulation - Hot-Dry | 2.1957 | 1 | 0.89421 | 2020 Guidehouse Assumptions | -89.8394 | 2012 | 0.45
COM-WATERHEAT-70.59 | Com ¦ No Com Hot Water Pipe Insulation - Hot-Dry ¦ SCG ¦ Hot-Dry | Com ¦ No Com Hot Water Pipe Insulation - Hot-Dry | SCG ¦ Hot-Dry | SCG | All | Gas | No pipe insulation | Average Existing |  |  | 0 | Conventional | WaterHeat | Com - School | Com | RET Only | 0 | 1000 sqft2 of floor space | Len-ft | 11 | DEER:Indoor_CFL_Ltg | 0 | 0 | 18.182 | SWFS017-06 | 0 | 2024 | 0 | 2024 | 0 | 0 | SWFS017-06 | Com Pipe Insulation - Hot-Dry ¦ SCG ¦ Hot-Dry | Com Pipe Insulation - Hot-Dry | 2.1957 | 1 | 0.89421 | 2020 Guidehouse Assumptions | -41.5412 | 2012 | 0.45
COM-WATERHEAT-70.60 | Com ¦ No Com Hot Water Pipe Insulation - Hot-Dry ¦ SCG ¦ Hot-Dry | Com ¦ No Com Hot Water Pipe Insulation - Hot-Dry | SCG ¦ Hot-Dry | SCG | All | Gas | No pipe insulation | Average Existing |  |  | 0 | Conventional | WaterHeat | Com - Warehouse | Com | RET Only | 0 | 1000 sqft2 of floor space | Len-ft | 11 | DEER:Indoor_CFL_Ltg | 0 | 0 | 18.182 | SWFS017-06 | 0 | 2024 | 0 | 2024 | 0 | 0 | SWFS017-06 | Com Pipe Insulation - Hot-Dry ¦ SCG ¦ Hot-Dry | Com Pipe Insulation - Hot-Dry | 2.1957 | 1 | 0.89421 | 2020 Guidehouse Assumptions | -76.6457 | 2012 | 0.45
COM-WATERHEAT-70.61 | Com ¦ No Com Hot Water Pipe Insulation - Cold ¦ SCG ¦ Cold | Com ¦ No Com Hot Water Pipe Insulation - Cold | SCG ¦ Cold | SCG | All | Gas | No pipe insulation | Average Existing |  |  | 0 | Conventional | WaterHeat | Com - College | Com | RET Only | 0 | 1000 sqft2 of floor space | Len-ft | 11 | DEER:Indoor_CFL_Ltg | 0 | 0 | 23.28 | SWFS017-06 | 0 | 2024 | 0 | 2024 | 0 | 0 | SWFS017-06 | Com Pipe Insulation - Cold ¦ SCG ¦ Cold | Com Pipe Insulation - Cold | 2.1957 | 1 | 0.89421 | 2020 Guidehouse Assumptions | -76.7926 | 2012 | 0.45
COM-WATERHEAT-70.62 | Com ¦ No Com Hot Water Pipe Insulation - Cold ¦ SCG ¦ Cold | Com ¦ No Com Hot Water Pipe Insulation - Cold | SCG ¦ Cold | SCG | All | Gas | No pipe insulation | Average Existing |  |  | 0 | Conventional | WaterHeat | Com - Grocery | Com | RET Only | 0 | 1000 sqft2 of floor space | Len-ft | 11 | DEER:Indoor_CFL_Ltg | 0 | 0 | 23.28 | SWFS017-06 | 0 | 2024 | 0 | 2024 | 0 | 0 | SWFS017-06 | Com Pipe Insulation - Cold ¦ SCG ¦ Cold | Com Pipe Insulation - Cold | 2.1957 | 1 | 0.89421 | 2020 Guidehouse Assumptions | -54.6659 | 2012 | 0.45
COM-WATERHEAT-70.63 | Com ¦ No Com Hot Water Pipe Insulation - Cold ¦ SCG ¦ Cold | Com ¦ No Com Hot Water Pipe Insulation - Cold | SCG ¦ Cold | SCG | All | Gas | No pipe insulation | Average Existing |  |  | 0 | Conventional | WaterHeat | Com - Health | Com | RET Only | 0 | 1000 sqft2 of floor space | Len-ft | 11 | DEER:Indoor_CFL_Ltg | 0 | 0 | 23.28 | SWFS017-06 | 0 | 2024 | 0 | 2024 | 0 | 0 | SWFS017-06 | Com Pipe Insulation - Cold ¦ SCG ¦ Cold | Com Pipe Insulation - Cold | 2.1957 | 1 | 0.89421 | 2020 Guidehouse Assumptions | -65.7562 | 2012 | 0.45
COM-WATERHEAT-70.64 | Com ¦ No Com Hot Water Pipe Insulation - Cold ¦ SCG ¦ Cold | Com ¦ No Com Hot Water Pipe Insulation - Cold | SCG ¦ Cold | SCG | All | Gas | No pipe insulation | Average Existing |  |  | 0 | Conventional | WaterHeat | Com - Lodging | Com | RET Only | 0 | 1000 sqft2 of floor space | Len-ft | 11 | DEER:Indoor_CFL_Ltg | 0 | 0 | 23.28 | SWFS017-06 | 0 | 2024 | 0 | 2024 | 0 | 0 | SWFS017-06 | Com Pipe Insulation - Cold ¦ SCG ¦ Cold | Com Pipe Insulation - Cold | 2.1957 | 1 | 0.89421 | 2020 Guidehouse Assumptions | -229.968 | 2012 | 0.45
COM-WATERHEAT-70.65 | Com ¦ No Com Hot Water Pipe Insulation - Cold ¦ SCG ¦ Cold | Com ¦ No Com Hot Water Pipe Insulation - Cold | SCG ¦ Cold | SCG | All | Gas | No pipe insulation | Average Existing |  |  | 0 | Conventional | WaterHeat | Com - Office (Large) | Com | RET Only | 0 | 1000 sqft2 of floor space | Len-ft | 11 | DEER:Indoor_CFL_Ltg | 0 | 0 | 23.28 | SWFS017-06 | 0 | 2024 | 0 | 2024 | 0 | 0 | SWFS017-06 | Com Pipe Insulation - Cold ¦ SCG ¦ Cold | Com Pipe Insulation - Cold | 2.1957 | 1 | 0.89421 | 2020 Guidehouse Assumptions | -104.5434 | 2012 | 0.45
COM-WATERHEAT-70.66 | Com ¦ No Com Hot Water Pipe Insulation - Cold ¦ SCG ¦ Cold | Com ¦ No Com Hot Water Pipe Insulation - Cold | SCG ¦ Cold | SCG | All | Gas | No pipe insulation | Average Existing |  |  | 0 | Conventional | WaterHeat | Com - Office (Small) | Com | RET Only | 0 | 1000 sqft2 of floor space | Len-ft | 11 | DEER:Indoor_CFL_Ltg | 0 | 0 | 23.28 | SWFS017-06 | 0 | 2024 | 0 | 2024 | 0 | 0 | SWFS017-06 | Com Pipe Insulation - Cold ¦ SCG ¦ Cold | Com Pipe Insulation - Cold | 2.1957 | 1 | 0.89421 | 2020 Guidehouse Assumptions | -46.0868 | 2012 | 0.45
COM-WATERHEAT-70.67 | Com ¦ No Com Hot Water Pipe Insulation - Cold ¦ SCG ¦ Cold | Com ¦ No Com Hot Water Pipe Insulation - Cold | SCG ¦ Cold | SCG | All | Gas | No pipe insulation | Average Existing |  |  | 0 | Conventional | WaterHeat | Com - Other | Com | RET Only | 0 | 1000 sqft2 of floor space | Len-ft | 11 | DEER:Indoor_CFL_Ltg | 0 | 0 | 23.28 | SWFS017-06 | 0 | 2024 | 0 | 2024 | 0 | 0 | SWFS017-06 | Com Pipe Insulation - Cold ¦ SCG ¦ Cold | Com Pipe Insulation - Cold | 2.1957 | 1 | 0.89421 | 2020 Guidehouse Assumptions | -105.4586 | 2012 | 0.45
COM-WATERHEAT-70.68 | Com ¦ No Com Hot Water Pipe Insulation - Cold ¦ SCG ¦ Cold | Com ¦ No Com Hot Water Pipe Insulation - Cold | SCG ¦ Cold | SCG | All | Gas | No pipe insulation | Average Existing |  |  | 0 | Conventional | WaterHeat | Com - Refrig. Warehouse | Com | RET Only | 0 | 1000 sqft2 of floor space | Len-ft | 11 | DEER:Indoor_CFL_Ltg | 0 | 0 | 23.28 | SWFS017-06 | 0 | 2024 | 0 | 2024 | 0 | 0 | SWFS017-06 | Com Pipe Insulation - Cold ¦ SCG ¦ Cold | Com Pipe Insulation - Cold | 2.1957 | 1 | 0.89421 | 2020 Guidehouse Assumptions | -17.4784 | 2012 | 0.45
COM-WATERHEAT-70.69 | Com ¦ No Com Hot Water Pipe Insulation - Cold ¦ SCG ¦ Cold | Com ¦ No Com Hot Water Pipe Insulation - Cold | SCG ¦ Cold | SCG | All | Gas | No pipe insulation | Average Existing |  |  | 0 | Conventional | WaterHeat | Com - Restaurant | Com | RET Only | 0 | 1000 sqft2 of floor space | Len-ft | 11 | DEER:Indoor_CFL_Ltg | 0 | 0 | 23.28 | SWFS017-06 | 0 | 2024 | 0 | 2024 | 0 | 0 | SWFS017-06 | Com Pipe Insulation - Cold ¦ SCG ¦ Cold | Com Pipe Insulation - Cold | 2.1957 | 1 | 0.89421 | 2020 Guidehouse Assumptions | -17.4888 | 2012 | 0.45
COM-WATERHEAT-70.70 | Com ¦ No Com Hot Water Pipe Insulation - Cold ¦ SCG ¦ Cold | Com ¦ No Com Hot Water Pipe Insulation - Cold | SCG ¦ Cold | SCG | All | Gas | No pipe insulation | Average Existing |  |  | 0 | Conventional | WaterHeat | Com - Retail | Com | RET Only | 0 | 1000 sqft2 of floor space | Len-ft | 11 | DEER:Indoor_CFL_Ltg | 0 | 0 | 23.28 | SWFS017-06 | 0 | 2024 | 0 | 2024 | 0 | 0 | SWFS017-06 | Com Pipe Insulation - Cold ¦ SCG ¦ Cold | Com Pipe Insulation - Cold | 2.1957 | 1 | 0.89421 | 2020 Guidehouse Assumptions | -115.0292 | 2012 | 0.45
COM-WATERHEAT-70.71 | Com ¦ No Com Hot Water Pipe Insulation - Cold ¦ SCG ¦ Cold | Com ¦ No Com Hot Water Pipe Insulation - Cold | SCG ¦ Cold | SCG | All | Gas | No pipe insulation | Average Existing |  |  | 0 | Conventional | WaterHeat | Com - School | Com | RET Only | 0 | 1000 sqft2 of floor space | Len-ft | 11 | DEER:Indoor_CFL_Ltg | 0 | 0 | 23.28 | SWFS017-06 | 0 | 2024 | 0 | 2024 | 0 | 0 | SWFS017-06 | Com Pipe Insulation - Cold ¦ SCG ¦ Cold | Com Pipe Insulation - Cold | 2.1957 | 1 | 0.89421 | 2020 Guidehouse Assumptions | -53.1888 | 2012 | 0.45
COM-WATERHEAT-70.72 | Com ¦ No Com Hot Water Pipe Insulation - Cold ¦ SCG ¦ Cold | Com ¦ No Com Hot Water Pipe Insulation - Cold | SCG ¦ Cold | SCG | All | Gas | No pipe insulation | Average Existing |  |  | 0 | Conventional | WaterHeat | Com - Warehouse | Com | RET Only | 0 | 1000 sqft2 of floor space | Len-ft | 11 | DEER:Indoor_CFL_Ltg | 0 | 0 | 23.28 | SWFS017-06 | 0 | 2024 | 0 | 2024 | 0 | 0 | SWFS017-06 | Com Pipe Insulation - Cold ¦ SCG ¦ Cold | Com Pipe Insulation - Cold | 2.1957 | 1 | 0.89421 | 2020 Guidehouse Assumptions | -98.1362 | 2012 | 0.45
COM-WATERHEAT-70.73 | Com ¦ No Com Hot Water Pipe Insulation - Marine ¦ SDG&E ¦ Marine | Com ¦ No Com Hot Water Pipe Insulation - Marine | SDG&E ¦ Marine | SDG&E | All | Gas | No pipe insulation | Average Existing |  |  | 0 | Conventional | WaterHeat | Com - College | Com | RET Only | 0 | 1000 sqft2 of floor space | Len-ft | 11 | DEER:Indoor_CFL_Ltg | 0 | 0 | 22.268 | SWFS017-06 | 0 | 2024 | 0 | 2024 | 0 | 0 | SWFS017-06 | Com Pipe Insulation - Marine ¦ SDG&E ¦ Marine | Com Pipe Insulation - Marine | 2.1953 | 1 | 0.89421 | 2020 Guidehouse Assumptions | -73.4544 | 2012 | 0.45
COM-WATERHEAT-70.74 | Com ¦ No Com Hot Water Pipe Insulation - Marine ¦ SDG&E ¦ Marine | Com ¦ No Com Hot Water Pipe Insulation - Marine | SDG&E ¦ Marine | SDG&E | All | Gas | No pipe insulation | Average Existing |  |  | 0 | Conventional | WaterHeat | Com - Grocery | Com | RET Only | 0 | 1000 sqft2 of floor space | Len-ft | 11 | DEER:Indoor_CFL_Ltg | 0 | 0 | 22.268 | SWFS017-06 | 0 | 2024 | 0 | 2024 | 0 | 0 | SWFS017-06 | Com Pipe Insulation - Marine ¦ SDG&E ¦ Marine | Com Pipe Insulation - Marine | 2.1953 | 1 | 0.89421 | 2020 Guidehouse Assumptions | -52.2895 | 2012 | 0.45
COM-WATERHEAT-70.75 | Com ¦ No Com Hot Water Pipe Insulation - Marine ¦ SDG&E ¦ Marine | Com ¦ No Com Hot Water Pipe Insulation - Marine | SDG&E ¦ Marine | SDG&E | All | Gas | No pipe insulation | Average Existing |  |  | 0 | Conventional | WaterHeat | Com - Health | Com | RET Only | 0 | 1000 sqft2 of floor space | Len-ft | 11 | DEER:Indoor_CFL_Ltg | 0 | 0 | 22.268 | SWFS017-06 | 0 | 2024 | 0 | 2024 | 0 | 0 | SWFS017-06 | Com Pipe Insulation - Marine ¦ SDG&E ¦ Marine | Com Pipe Insulation - Marine | 2.1953 | 1 | 0.89421 | 2020 Guidehouse Assumptions | -62.8978 | 2012 | 0.45
COM-WATERHEAT-70.76 | Com ¦ No Com Hot Water Pipe Insulation - Marine ¦ SDG&E ¦ Marine | Com ¦ No Com Hot Water Pipe Insulation - Marine | SDG&E ¦ Marine | SDG&E | All | Gas | No pipe insulation | Average Existing |  |  | 0 | Conventional | WaterHeat | Com - Lodging | Com | RET Only | 0 | 1000 sqft2 of floor space | Len-ft | 11 | DEER:Indoor_CFL_Ltg | 0 | 0 | 22.268 | SWFS017-06 | 0 | 2024 | 0 | 2024 | 0 | 0 | SWFS017-06 | Com Pipe Insulation - Marine ¦ SDG&E ¦ Marine | Com Pipe Insulation - Marine | 2.1953 | 1 | 0.89421 | 2020 Guidehouse Assumptions | -219.9711 | 2012 | 0.45
COM-WATERHEAT-70.77 | Com ¦ No Com Hot Water Pipe Insulation - Marine ¦ SDG&E ¦ Marine | Com ¦ No Com Hot Water Pipe Insulation - Marine | SDG&E ¦ Marine | SDG&E | All | Gas | No pipe insulation | Average Existing |  |  | 0 | Conventional | WaterHeat | Com - Office (Large) | Com | RET Only | 0 | 1000 sqft2 of floor space | Len-ft | 11 | DEER:Indoor_CFL_Ltg | 0 | 0 | 22.268 | SWFS017-06 | 0 | 2024 | 0 | 2024 | 0 | 0 | SWFS017-06 | Com Pipe Insulation - Marine ¦ SDG&E ¦ Marine | Com Pipe Insulation - Marine | 2.1953 | 1 | 0.89421 | 2020 Guidehouse Assumptions | -99.9988 | 2012 | 0.45
COM-WATERHEAT-70.78 | Com ¦ No Com Hot Water Pipe Insulation - Marine ¦ SDG&E ¦ Marine | Com ¦ No Com Hot Water Pipe Insulation - Marine | SDG&E ¦ Marine | SDG&E | All | Gas | No pipe insulation | Average Existing |  |  | 0 | Conventional | WaterHeat | Com - Office (Small) | Com | RET Only | 0 | 1000 sqft2 of floor space | Len-ft | 11 | DEER:Indoor_CFL_Ltg | 0 | 0 | 22.268 | SWFS017-06 | 0 | 2024 | 0 | 2024 | 0 | 0 | SWFS017-06 | Com Pipe Insulation - Marine ¦ SDG&E ¦ Marine | Com Pipe Insulation - Marine | 2.1953 | 1 | 0.89421 | 2020 Guidehouse Assumptions | -44.0834 | 2012 | 0.45
COM-WATERHEAT-70.79 | Com ¦ No Com Hot Water Pipe Insulation - Marine ¦ SDG&E ¦ Marine | Com ¦ No Com Hot Water Pipe Insulation - Marine | SDG&E ¦ Marine | SDG&E | All | Gas | No pipe insulation | Average Existing |  |  | 0 | Conventional | WaterHeat | Com - Other | Com | RET Only | 0 | 1000 sqft2 of floor space | Len-ft | 11 | DEER:Indoor_CFL_Ltg | 0 | 0 | 22.268 | SWFS017-06 | 0 | 2024 | 0 | 2024 | 0 | 0 | SWFS017-06 | Com Pipe Insulation - Marine ¦ SDG&E ¦ Marine | Com Pipe Insulation - Marine | 2.1953 | 1 | 0.89421 | 2020 Guidehouse Assumptions | -100.8742 | 2012 | 0.45
COM-WATERHEAT-70.80 | Com ¦ No Com Hot Water Pipe Insulation - Marine ¦ SDG&E ¦ Marine | Com ¦ No Com Hot Water Pipe Insulation - Marine | SDG&E ¦ Marine | SDG&E | All | Gas | No pipe insulation | Average Existing |  |  | 0 | Conventional | WaterHeat | Com - Refrig. Warehouse | Com | RET Only | 0 | 1000 sqft2 of floor space | Len-ft | 11 | DEER:Indoor_CFL_Ltg | 0 | 0 | 22.268 | SWFS017-06 | 0 | 2024 | 0 | 2024 | 0 | 0 | SWFS017-06 | Com Pipe Insulation - Marine ¦ SDG&E ¦ Marine | Com Pipe Insulation - Marine | 2.1953 | 1 | 0.89421 | 2020 Guidehouse Assumptions | -16.7186 | 2012 | 0.45
COM-WATERHEAT-70.81 | Com ¦ No Com Hot Water Pipe Insulation - Marine ¦ SDG&E ¦ Marine | Com ¦ No Com Hot Water Pipe Insulation - Marine | SDG&E ¦ Marine | SDG&E | All | Gas | No pipe insulation | Average Existing |  |  | 0 | Conventional | WaterHeat | Com - Restaurant | Com | RET Only | 0 | 1000 sqft2 of floor space | Len-ft | 11 | DEER:Indoor_CFL_Ltg | 0 | 0 | 22.268 | SWFS017-06 | 0 | 2024 | 0 | 2024 | 0 | 0 | SWFS017-06 | Com Pipe Insulation - Marine ¦ SDG&E ¦ Marine | Com Pipe Insulation - Marine | 2.1953 | 1 | 0.89421 | 2020 Guidehouse Assumptions | -16.7285 | 2012 | 0.45
COM-WATERHEAT-70.82 | Com ¦ No Com Hot Water Pipe Insulation - Marine ¦ SDG&E ¦ Marine | Com ¦ No Com Hot Water Pipe Insulation - Marine | SDG&E ¦ Marine | SDG&E | All | Gas | No pipe insulation | Average Existing |  |  | 0 | Conventional | WaterHeat | Com - Retail | Com | RET Only | 0 | 1000 sqft2 of floor space | Len-ft | 11 | DEER:Indoor_CFL_Ltg | 0 | 0 | 22.268 | SWFS017-06 | 0 | 2024 | 0 | 2024 | 0 | 0 | SWFS017-06 | Com Pipe Insulation - Marine ¦ SDG&E ¦ Marine | Com Pipe Insulation - Marine | 2.1953 | 1 | 0.89421 | 2020 Guidehouse Assumptions | -110.0288 | 2012 | 0.45
COM-WATERHEAT-70.83 | Com ¦ No Com Hot Water Pipe Insulation - Marine ¦ SDG&E ¦ Marine | Com ¦ No Com Hot Water Pipe Insulation - Marine | SDG&E ¦ Marine | SDG&E | All | Gas | No pipe insulation | Average Existing |  |  | 0 | Conventional | WaterHeat | Com - School | Com | RET Only | 0 | 1000 sqft2 of floor space | Len-ft | 11 | DEER:Indoor_CFL_Ltg | 0 | 0 | 22.268 | SWFS017-06 | 0 | 2024 | 0 | 2024 | 0 | 0 | SWFS017-06 | Com Pipe Insulation - Marine ¦ SDG&E ¦ Marine | Com Pipe Insulation - Marine | 2.1953 | 1 | 0.89421 | 2020 Guidehouse Assumptions | -50.8766 | 2012 | 0.45
COM-WATERHEAT-70.84 | Com ¦ No Com Hot Water Pipe Insulation - Marine ¦ SDG&E ¦ Marine | Com ¦ No Com Hot Water Pipe Insulation - Marine | SDG&E ¦ Marine | SDG&E | All | Gas | No pipe insulation | Average Existing |  |  | 0 | Conventional | WaterHeat | Com - Warehouse | Com | RET Only | 0 | 1000 sqft2 of floor space | Len-ft | 11 | DEER:Indoor_CFL_Ltg | 0 | 0 | 22.268 | SWFS017-06 | 0 | 2024 | 0 | 2024 | 0 | 0 | SWFS017-06 | Com Pipe Insulation - Marine ¦ SDG&E ¦ Marine | Com Pipe Insulation - Marine | 2.1953 | 1 | 0.89421 | 2020 Guidehouse Assumptions | -93.8702 | 2012 | 0.45
COM-WATERHEAT-70.85 | Com ¦ No Com Hot Water Pipe Insulation - Hot-Dry ¦ SDG&E ¦ Hot-Dry | Com ¦ No Com Hot Water Pipe Insulation - Hot-Dry | SDG&E ¦ Hot-Dry | SDG&E | All | Gas | No pipe insulation | Average Existing |  |  | 0 | Conventional | WaterHeat | Com - College | Com | RET Only | 0 | 1000 sqft2 of floor space | Len-ft | 11 | DEER:Indoor_CFL_Ltg | 0 | 0 | 19.304 | SWFS017-06 | 0 | 2024 | 0 | 2024 | 0 | 0 | SWFS017-06 | Com Pipe Insulation - Hot-Dry ¦ SDG&E ¦ Hot-Dry | Com Pipe Insulation - Hot-Dry | 2.1953 | 1 | 0.89421 | 2020 Guidehouse Assumptions | -63.6772 | 2012 | 0.45
COM-WATERHEAT-70.86 | Com ¦ No Com Hot Water Pipe Insulation - Hot-Dry ¦ SDG&E ¦ Hot-Dry | Com ¦ No Com Hot Water Pipe Insulation - Hot-Dry | SDG&E ¦ Hot-Dry | SDG&E | All | Gas | No pipe insulation | Average Existing |  |  | 0 | Conventional | WaterHeat | Com - Grocery | Com | RET Only | 0 | 1000 sqft2 of floor space | Len-ft | 11 | DEER:Indoor_CFL_Ltg | 0 | 0 | 19.304 | SWFS017-06 | 0 | 2024 | 0 | 2024 | 0 | 0 | SWFS017-06 | Com Pipe Insulation - Hot-Dry ¦ SDG&E ¦ Hot-Dry | Com Pipe Insulation - Hot-Dry | 2.1953 | 1 | 0.89421 | 2020 Guidehouse Assumptions | -45.3295 | 2012 | 0.45
COM-WATERHEAT-70.87 | Com ¦ No Com Hot Water Pipe Insulation - Hot-Dry ¦ SDG&E ¦ Hot-Dry | Com ¦ No Com Hot Water Pipe Insulation - Hot-Dry | SDG&E ¦ Hot-Dry | SDG&E | All | Gas | No pipe insulation | Average Existing |  |  | 0 | Conventional | WaterHeat | Com - Health | Com | RET Only | 0 | 1000 sqft2 of floor space | Len-ft | 11 | DEER:Indoor_CFL_Ltg | 0 | 0 | 19.304 | SWFS017-06 | 0 | 2024 | 0 | 2024 | 0 | 0 | SWFS017-06 | Com Pipe Insulation - Hot-Dry ¦ SDG&E ¦ Hot-Dry | Com Pipe Insulation - Hot-Dry | 2.1953 | 1 | 0.89421 | 2020 Guidehouse Assumptions | -54.5257 | 2012 | 0.45
COM-WATERHEAT-70.88 | Com ¦ No Com Hot Water Pipe Insulation - Hot-Dry ¦ SDG&E ¦ Hot-Dry | Com ¦ No Com Hot Water Pipe Insulation - Hot-Dry | SDG&E ¦ Hot-Dry | SDG&E | All | Gas | No pipe insulation | Average Existing |  |  | 0 | Conventional | WaterHeat | Com - Lodging | Com | RET Only | 0 | 1000 sqft2 of floor space | Len-ft | 11 | DEER:Indoor_CFL_Ltg | 0 | 0 | 19.304 | SWFS017-06 | 0 | 2024 | 0 | 2024 | 0 | 0 | SWFS017-06 | Com Pipe Insulation - Hot-Dry ¦ SDG&E ¦ Hot-Dry | Com Pipe Insulation - Hot-Dry | 2.1953 | 1 | 0.89421 | 2020 Guidehouse Assumptions | -190.6917 | 2012 | 0.45
COM-WATERHEAT-70.89 | Com ¦ No Com Hot Water Pipe Insulation - Hot-Dry ¦ SDG&E ¦ Hot-Dry | Com ¦ No Com Hot Water Pipe Insulation - Hot-Dry | SDG&E ¦ Hot-Dry | SDG&E | All | Gas | No pipe insulation | Average Existing |  |  | 0 | Conventional | WaterHeat | Com - Office (Large) | Com | RET Only | 0 | 1000 sqft2 of floor space | Len-ft | 11 | DEER:Indoor_CFL_Ltg | 0 | 0 | 19.304 | SWFS017-06 | 0 | 2024 | 0 | 2024 | 0 | 0 | SWFS017-06 | Com Pipe Insulation - Hot-Dry ¦ SDG&E ¦ Hot-Dry | Com Pipe Insulation - Hot-Dry | 2.1953 | 1 | 0.89421 | 2020 Guidehouse Assumptions | -86.6884 | 2012 | 0.45
COM-WATERHEAT-70.90 | Com ¦ No Com Hot Water Pipe Insulation - Hot-Dry ¦ SDG&E ¦ Hot-Dry | Com ¦ No Com Hot Water Pipe Insulation - Hot-Dry | SDG&E ¦ Hot-Dry | SDG&E | All | Gas | No pipe insulation | Average Existing |  |  | 0 | Conventional | WaterHeat | Com - Office (Small) | Com | RET Only | 0 | 1000 sqft2 of floor space | Len-ft | 11 | DEER:Indoor_CFL_Ltg | 0 | 0 | 19.304 | SWFS017-06 | 0 | 2024 | 0 | 2024 | 0 | 0 | SWFS017-06 | Com Pipe Insulation - Hot-Dry ¦ SDG&E ¦ Hot-Dry | Com Pipe Insulation - Hot-Dry | 2.1953 | 1 | 0.89421 | 2020 Guidehouse Assumptions | -38.2157 | 2012 | 0.45
COM-WATERHEAT-70.91 | Com ¦ No Com Hot Water Pipe Insulation - Hot-Dry ¦ SDG&E ¦ Hot-Dry | Com ¦ No Com Hot Water Pipe Insulation - Hot-Dry | SDG&E ¦ Hot-Dry | SDG&E | All | Gas | No pipe insulation | Average Existing |  |  | 0 | Conventional | WaterHeat | Com - Other | Com | RET Only | 0 | 1000 sqft2 of floor space | Len-ft | 11 | DEER:Indoor_CFL_Ltg | 0 | 0 | 19.304 | SWFS017-06 | 0 | 2024 | 0 | 2024 | 0 | 0 | SWFS017-06 | Com Pipe Insulation - Hot-Dry ¦ SDG&E ¦ Hot-Dry | Com Pipe Insulation - Hot-Dry | 2.1953 | 1 | 0.89421 | 2020 Guidehouse Assumptions | -87.4472 | 2012 | 0.45
COM-WATERHEAT-70.92 | Com ¦ No Com Hot Water Pipe Insulation - Hot-Dry ¦ SDG&E ¦ Hot-Dry | Com ¦ No Com Hot Water Pipe Insulation - Hot-Dry | SDG&E ¦ Hot-Dry | SDG&E | All | Gas | No pipe insulation | Average Existing |  |  | 0 | Conventional | WaterHeat | Com - Refrig. Warehouse | Com | RET Only | 0 | 1000 sqft2 of floor space | Len-ft | 11 | DEER:Indoor_CFL_Ltg | 0 | 0 | 19.304 | SWFS017-06 | 0 | 2024 | 0 | 2024 | 0 | 0 | SWFS017-06 | Com Pipe Insulation - Hot-Dry ¦ SDG&E ¦ Hot-Dry | Com Pipe Insulation - Hot-Dry | 2.1953 | 1 | 0.89421 | 2020 Guidehouse Assumptions | -14.4933 | 2012 | 0.45
COM-WATERHEAT-70.93 | Com ¦ No Com Hot Water Pipe Insulation - Hot-Dry ¦ SDG&E ¦ Hot-Dry | Com ¦ No Com Hot Water Pipe Insulation - Hot-Dry | SDG&E ¦ Hot-Dry | SDG&E | All | Gas | No pipe insulation | Average Existing |  |  | 0 | Conventional | WaterHeat | Com - Restaurant | Com | RET Only | 0 | 1000 sqft2 of floor space | Len-ft | 11 | DEER:Indoor_CFL_Ltg | 0 | 0 | 19.304 | SWFS017-06 | 0 | 2024 | 0 | 2024 | 0 | 0 | SWFS017-06 | Com Pipe Insulation - Hot-Dry ¦ SDG&E ¦ Hot-Dry | Com Pipe Insulation - Hot-Dry | 2.1953 | 1 | 0.89421 | 2020 Guidehouse Assumptions | -14.5019 | 2012 | 0.45
COM-WATERHEAT-70.94 | Com ¦ No Com Hot Water Pipe Insulation - Hot-Dry ¦ SDG&E ¦ Hot-Dry | Com ¦ No Com Hot Water Pipe Insulation - Hot-Dry | SDG&E ¦ Hot-Dry | SDG&E | All | Gas | No pipe insulation | Average Existing |  |  | 0 | Conventional | WaterHeat | Com - Retail | Com | RET Only | 0 | 1000 sqft2 of floor space | Len-ft | 11 | DEER:Indoor_CFL_Ltg | 0 | 0 | 19.304 | SWFS017-06 | 0 | 2024 | 0 | 2024 | 0 | 0 | SWFS017-06 | Com Pipe Insulation - Hot-Dry ¦ SDG&E ¦ Hot-Dry | Com Pipe Insulation - Hot-Dry | 2.1953 | 1 | 0.89421 | 2020 Guidehouse Assumptions | -95.3833 | 2012 | 0.45
COM-WATERHEAT-70.95 | Com ¦ No Com Hot Water Pipe Insulation - Hot-Dry ¦ SDG&E ¦ Hot-Dry | Com ¦ No Com Hot Water Pipe Insulation - Hot-Dry | SDG&E ¦ Hot-Dry | SDG&E | All | Gas | No pipe insulation | Average Existing |  |  | 0 | Conventional | WaterHeat | Com - School | Com | RET Only | 0 | 1000 sqft2 of floor space | Len-ft | 11 | DEER:Indoor_CFL_Ltg | 0 | 0 | 19.304 | SWFS017-06 | 0 | 2024 | 0 | 2024 | 0 | 0 | SWFS017-06 | Com Pipe Insulation - Hot-Dry ¦ SDG&E ¦ Hot-Dry | Com Pipe Insulation - Hot-Dry | 2.1953 | 1 | 0.89421 | 2020 Guidehouse Assumptions | -44.1047 | 2012 | 0.45
COM-WATERHEAT-70.96 | Com ¦ No Com Hot Water Pipe Insulation - Hot-Dry ¦ SDG&E ¦ Hot-Dry | Com ¦ No Com Hot Water Pipe Insulation - Hot-Dry | SDG&E ¦ Hot-Dry | SDG&E | All | Gas | No pipe insulation | Average Existing |  |  | 0 | Conventional | WaterHeat | Com - Warehouse | Com | RET Only | 0 | 1000 sqft2 of floor space | Len-ft | 11 | DEER:Indoor_CFL_Ltg | 0 | 0 | 19.304 | SWFS017-06 | 0 | 2024 | 0 | 2024 | 0 | 0 | SWFS017-06 | Com Pipe Insulation - Hot-Dry ¦ SDG&E ¦ Hot-Dry | Com Pipe Insulation - Hot-Dry | 2.1953 | 1 | 0.89421 | 2020 Guidehouse Assumptions | -81.3755 | 2012 | 0.45
COM-WATERHEAT-71.1 | Com ¦ Com Hot Water Pipe Insulation - Marine ¦ PG&E ¦ Marine | Com ¦ Com Hot Water Pipe Insulation - Marine | PG&E ¦ Marine | PG&E | All | Gas | Pipe insulation | Efficient |  |  | 0 | Conventional | WaterHeat | Com - College | Com | RET Only | 0 | 1000 sqft2 of floor space | Len-ft | 11 | DEER:Indoor_CFL_Ltg | 0 | 0 | 0.8434 | SWFS017-06 | 24.144 | 2024 | 5.35 | 2024 | 0 | 0 | SWFS017-06 | Com Pipe Insulation - Marine ¦ PG&E ¦ Marine | Com Pipe Insulation - Marine | 2.1953 | 1 | 0.10579 | 2020 Guidehouse Assumptions | -2.7821 | 2032 | 0.45 | SWFS017-06
COM-WATERHEAT-71.2 | Com ¦ Com Hot Water Pipe Insulation - Marine ¦ PG&E ¦ Marine | Com ¦ Com Hot Water Pipe Insulation - Marine | PG&E ¦ Marine | PG&E | All | Gas | Pipe insulation | Efficient |  |  | 0 | Conventional | WaterHeat | Com - Grocery | Com | RET Only | 0 | 1000 sqft2 of floor space | Len-ft | 11 | DEER:Indoor_CFL_Ltg | 0 | 0 | 0.8434 | SWFS017-06 | 24.144 | 2024 | 5.35 | 2024 | 0 | 0 | SWFS017-06 | Com Pipe Insulation - Marine ¦ PG&E ¦ Marine | Com Pipe Insulation - Marine | 2.1953 | 1 | 0.10579 | 2020 Guidehouse Assumptions | -1.9805 | 2032 | 0.45 | SWFS017-06
COM-WATERHEAT-71.3 | Com ¦ Com Hot Water Pipe Insulation - Marine ¦ PG&E ¦ Marine | Com ¦ Com Hot Water Pipe Insulation - Marine | PG&E ¦ Marine | PG&E | All | Gas | Pipe insulation | Efficient |  |  | 0 | Conventional | WaterHeat | Com - Health | Com | RET Only | 0 | 1000 sqft2 of floor space | Len-ft | 11 | DEER:Indoor_CFL_Ltg | 0 | 0 | 0.8434 | SWFS017-06 | 24.144 | 2024 | 5.35 | 2024 | 0 | 0 | SWFS017-06 | Com Pipe Insulation - Marine ¦ PG&E ¦ Marine | Com Pipe Insulation - Marine | 2.1953 | 1 | 0.10579 | 2020 Guidehouse Assumptions | -2.3823 | 2032 | 0.45 | SWFS017-06
COM-WATERHEAT-71.4 | Com ¦ Com Hot Water Pipe Insulation - Marine ¦ PG&E ¦ Marine | Com ¦ Com Hot Water Pipe Insulation - Marine | PG&E ¦ Marine | PG&E | All | Gas | Pipe insulation | Efficient |  |  | 0 | Conventional | WaterHeat | Com - Lodging | Com | RET Only | 0 | 1000 sqft2 of floor space | Len-ft | 11 | DEER:Indoor_CFL_Ltg | 0 | 0 | 0.8434 | SWFS017-06 | 24.144 | 2024 | 5.35 | 2024 | 0 | 0 | SWFS017-06 | Com Pipe Insulation - Marine ¦ PG&E ¦ Marine | Com Pipe Insulation - Marine | 2.1953 | 1 | 0.10579 | 2020 Guidehouse Assumptions | -8.3314 | 2032 | 0.45 | SWFS017-06
COM-WATERHEAT-71.5 | Com ¦ Com Hot Water Pipe Insulation - Marine ¦ PG&E ¦ Marine | Com ¦ Com Hot Water Pipe Insulation - Marine | PG&E ¦ Marine | PG&E | All | Gas | Pipe insulation | Efficient |  |  | 0 | Conventional | WaterHeat | Com - Office (Large) | Com | RET Only | 0 | 1000 sqft2 of floor space | Len-ft | 11 | DEER:Indoor_CFL_Ltg | 0 | 0 | 0.8434 | SWFS017-06 | 24.144 | 2024 | 5.35 | 2024 | 0 | 0 | SWFS017-06 | Com Pipe Insulation - Marine ¦ PG&E ¦ Marine | Com Pipe Insulation - Marine | 2.1953 | 1 | 0.10579 | 2020 Guidehouse Assumptions | -3.7875 | 2032 | 0.45 | SWFS017-06
COM-WATERHEAT-71.6 | Com ¦ Com Hot Water Pipe Insulation - Marine ¦ PG&E ¦ Marine | Com ¦ Com Hot Water Pipe Insulation - Marine | PG&E ¦ Marine | PG&E | All | Gas | Pipe insulation | Efficient |  |  | 0 | Conventional | WaterHeat | Com - Office (Small) | Com | RET Only | 0 | 1000 sqft2 of floor space | Len-ft | 11 | DEER:Indoor_CFL_Ltg | 0 | 0 | 0.8434 | SWFS017-06 | 24.144 | 2024 | 5.35 | 2024 | 0 | 0 | SWFS017-06 | Com Pipe Insulation - Marine ¦ PG&E ¦ Marine | Com Pipe Insulation - Marine | 2.1953 | 1 | 0.10579 | 2020 Guidehouse Assumptions | -1.6697 | 2032 | 0.45 | SWFS017-06
COM-WATERHEAT-71.7 | Com ¦ Com Hot Water Pipe Insulation - Marine ¦ PG&E ¦ Marine | Com ¦ Com Hot Water Pipe Insulation - Marine | PG&E ¦ Marine | PG&E | All | Gas | Pipe insulation | Efficient |  |  | 0 | Conventional | WaterHeat | Com - Other | Com | RET Only | 0 | 1000 sqft2 of floor space | Len-ft | 11 | DEER:Indoor_CFL_Ltg | 0 | 0 | 0.8434 | SWFS017-06 | 24.144 | 2024 | 5.35 | 2024 | 0 | 0 | SWFS017-06 | Com Pipe Insulation - Marine ¦ PG&E ¦ Marine | Com Pipe Insulation - Marine | 2.1953 | 1 | 0.10579 | 2020 Guidehouse Assumptions | -3.8206 | 2032 | 0.45 | SWFS017-06
COM-WATERHEAT-71.8 | Com ¦ Com Hot Water Pipe Insulation - Marine ¦ PG&E ¦ Marine | Com ¦ Com Hot Water Pipe Insulation - Marine | PG&E ¦ Marine | PG&E | All | Gas | Pipe insulation | Efficient |  |  | 0 | Conventional | WaterHeat | Com - Refrig. Warehouse | Com | RET Only | 0 | 1000 sqft2 of floor space | Len-ft | 11 | DEER:Indoor_CFL_Ltg | 0 | 0 | 0.8434 | SWFS017-06 | 24.144 | 2024 | 5.35 | 2024 | 0 | 0 | SWFS017-06 | Com Pipe Insulation - Marine ¦ PG&E ¦ Marine | Com Pipe Insulation - Marine | 2.1953 | 1 | 0.10579 | 2020 Guidehouse Assumptions | -0.63322 | 2032 | 0.45 | SWFS017-06
COM-WATERHEAT-71.9 | Com ¦ Com Hot Water Pipe Insulation - Marine ¦ PG&E ¦ Marine | Com ¦ Com Hot Water Pipe Insulation - Marine | PG&E ¦ Marine | PG&E | All | Gas | Pipe insulation | Efficient |  |  | 0 | Conventional | WaterHeat | Com - Restaurant | Com | RET Only | 0 | 1000 sqft2 of floor space | Len-ft | 11 | DEER:Indoor_CFL_Ltg | 0 | 0 | 0.8434 | SWFS017-06 | 24.144 | 2024 | 5.35 | 2024 | 0 | 0 | SWFS017-06 | Com Pipe Insulation - Marine ¦ PG&E ¦ Marine | Com Pipe Insulation - Marine | 2.1953 | 1 | 0.10579 | 2020 Guidehouse Assumptions | -0.63359 | 2032 | 0.45 | SWFS017-06
COM-WATERHEAT-71.10 | Com ¦ Com Hot Water Pipe Insulation - Marine ¦ PG&E ¦ Marine | Com ¦ Com Hot Water Pipe Insulation - Marine | PG&E ¦ Marine | PG&E | All | Gas | Pipe insulation | Efficient |  |  | 0 | Conventional | WaterHeat | Com - Retail | Com | RET Only | 0 | 1000 sqft2 of floor space | Len-ft | 11 | DEER:Indoor_CFL_Ltg | 0 | 0 | 0.8434 | SWFS017-06 | 24.144 | 2024 | 5.35 | 2024 | 0 | 0 | SWFS017-06 | Com Pipe Insulation - Marine ¦ PG&E ¦ Marine | Com Pipe Insulation - Marine | 2.1953 | 1 | 0.10579 | 2020 Guidehouse Assumptions | -4.1673 | 2032 | 0.45 | SWFS017-06
COM-WATERHEAT-71.11 | Com ¦ Com Hot Water Pipe Insulation - Marine ¦ PG&E ¦ Marine | Com ¦ Com Hot Water Pipe Insulation - Marine | PG&E ¦ Marine | PG&E | All | Gas | Pipe insulation | Efficient |  |  | 0 | Conventional | WaterHeat | Com - School | Com | RET Only | 0 | 1000 sqft2 of floor space | Len-ft | 11 | DEER:Indoor_CFL_Ltg | 0 | 0 | 0.8434 | SWFS017-06 | 24.144 | 2024 | 5.35 | 2024 | 0 | 0 | SWFS017-06 | Com Pipe Insulation - Marine ¦ PG&E ¦ Marine | Com Pipe Insulation - Marine | 2.1953 | 1 | 0.10579 | 2020 Guidehouse Assumptions | -1.927 | 2032 | 0.45 | SWFS017-06
COM-WATERHEAT-71.12 | Com ¦ Com Hot Water Pipe Insulation - Marine ¦ PG&E ¦ Marine | Com ¦ Com Hot Water Pipe Insulation - Marine | PG&E ¦ Marine | PG&E | All | Gas | Pipe insulation | Efficient |  |  | 0 | Conventional | WaterHeat | Com - Warehouse | Com | RET Only | 0 | 1000 sqft2 of floor space | Len-ft | 11 | DEER:Indoor_CFL_Ltg | 0 | 0 | 0.8434 | SWFS017-06 | 24.144 | 2024 | 5.35 | 2024 | 0 | 0 | SWFS017-06 | Com Pipe Insulation - Marine ¦ PG&E ¦ Marine | Com Pipe Insulation - Marine | 2.1953 | 1 | 0.10579 | 2020 Guidehouse Assumptions | -3.5553 | 2032 | 0.45 | SWFS017-06
COM-WATERHEAT-71.13 | Com ¦ Com Hot Water Pipe Insulation - Hot-Dry ¦ PG&E ¦ Hot-Dry | Com ¦ Com Hot Water Pipe Insulation - Hot-Dry | PG&E ¦ Hot-Dry | PG&E | All | Gas | Pipe insulation | Efficient |  |  | 0 | Conventional | WaterHeat | Com - College | Com | RET Only | 0 | 1000 sqft2 of floor space | Len-ft | 11 | DEER:Indoor_CFL_Ltg | 0 | 0 | 0.7904 | SWFS017-06 | 24.144 | 2024 | 5.35 | 2024 | 0 | 0 | SWFS017-06 | Com Pipe Insulation - Hot-Dry ¦ PG&E ¦ Hot-Dry | Com Pipe Insulation - Hot-Dry | 2.1953 | 1 | 0.10579 | 2020 Guidehouse Assumptions | -2.6073 | 2032 | 0.45 | SWFS017-06
COM-WATERHEAT-71.14 | Com ¦ Com Hot Water Pipe Insulation - Hot-Dry ¦ PG&E ¦ Hot-Dry | Com ¦ Com Hot Water Pipe Insulation - Hot-Dry | PG&E ¦ Hot-Dry | PG&E | All | Gas | Pipe insulation | Efficient |  |  | 0 | Conventional | WaterHeat | Com - Grocery | Com | RET Only | 0 | 1000 sqft2 of floor space | Len-ft | 11 | DEER:Indoor_CFL_Ltg | 0 | 0 | 0.7904 | SWFS017-06 | 24.144 | 2024 | 5.35 | 2024 | 0 | 0 | SWFS017-06 | Com Pipe Insulation - Hot-Dry ¦ PG&E ¦ Hot-Dry | Com Pipe Insulation - Hot-Dry | 2.1953 | 1 | 0.10579 | 2020 Guidehouse Assumptions | -1.856 | 2032 | 0.45 | SWFS017-06
COM-WATERHEAT-71.15 | Com ¦ Com Hot Water Pipe Insulation - Hot-Dry ¦ PG&E ¦ Hot-Dry | Com ¦ Com Hot Water Pipe Insulation - Hot-Dry | PG&E ¦ Hot-Dry | PG&E | All | Gas | Pipe insulation | Efficient |  |  | 0 | Conventional | WaterHeat | Com - Health | Com | RET Only | 0 | 1000 sqft2 of floor space | Len-ft | 11 | DEER:Indoor_CFL_Ltg | 0 | 0 | 0.7904 | SWFS017-06 | 24.144 | 2024 | 5.35 | 2024 | 0 | 0 | SWFS017-06 | Com Pipe Insulation - Hot-Dry ¦ PG&E ¦ Hot-Dry | Com Pipe Insulation - Hot-Dry | 2.1953 | 1 | 0.10579 | 2020 Guidehouse Assumptions | -2.2325 | 2032 | 0.45 | SWFS017-06
COM-WATERHEAT-71.16 | Com ¦ Com Hot Water Pipe Insulation - Hot-Dry ¦ PG&E ¦ Hot-Dry | Com ¦ Com Hot Water Pipe Insulation - Hot-Dry | PG&E ¦ Hot-Dry | PG&E | All | Gas | Pipe insulation | Efficient |  |  | 0 | Conventional | WaterHeat | Com - Lodging | Com | RET Only | 0 | 1000 sqft2 of floor space | Len-ft | 11 | DEER:Indoor_CFL_Ltg | 0 | 0 | 0.7904 | SWFS017-06 | 24.144 | 2024 | 5.35 | 2024 | 0 | 0 | SWFS017-06 | Com Pipe Insulation - Hot-Dry ¦ PG&E ¦ Hot-Dry | Com Pipe Insulation - Hot-Dry | 2.1953 | 1 | 0.10579 | 2020 Guidehouse Assumptions | -7.8078 | 2032 | 0.45 | SWFS017-06
COM-WATERHEAT-71.17 | Com ¦ Com Hot Water Pipe Insulation - Hot-Dry ¦ PG&E ¦ Hot-Dry | Com ¦ Com Hot Water Pipe Insulation - Hot-Dry | PG&E ¦ Hot-Dry | PG&E | All | Gas | Pipe insulation | Efficient |  |  | 0 | Conventional | WaterHeat | Com - Office (Large) | Com | RET Only | 0 | 1000 sqft2 of floor space | Len-ft | 11 | DEER:Indoor_CFL_Ltg | 0 | 0 | 0.7904 | SWFS017-06 | 24.144 | 2024 | 5.35 | 2024 | 0 | 0 | SWFS017-06 | Com Pipe Insulation - Hot-Dry ¦ PG&E ¦ Hot-Dry | Com Pipe Insulation - Hot-Dry | 2.1953 | 1 | 0.10579 | 2020 Guidehouse Assumptions | -3.5494 | 2032 | 0.45 | SWFS017-06
COM-WATERHEAT-71.18 | Com ¦ Com Hot Water Pipe Insulation - Hot-Dry ¦ PG&E ¦ Hot-Dry | Com ¦ Com Hot Water Pipe Insulation - Hot-Dry | PG&E ¦ Hot-Dry | PG&E | All | Gas | Pipe insulation | Efficient |  |  | 0 | Conventional | WaterHeat | Com - Office (Small) | Com | RET Only | 0 | 1000 sqft2 of floor space | Len-ft | 11 | DEER:Indoor_CFL_Ltg | 0 | 0 | 0.7904 | SWFS017-06 | 24.144 | 2024 | 5.35 | 2024 | 0 | 0 | SWFS017-06 | Com Pipe Insulation - Hot-Dry ¦ PG&E ¦ Hot-Dry | Com Pipe Insulation - Hot-Dry | 2.1953 | 1 | 0.10579 | 2020 Guidehouse Assumptions | -1.5647 | 2032 | 0.45 | SWFS017-06
COM-WATERHEAT-71.19 | Com ¦ Com Hot Water Pipe Insulation - Hot-Dry ¦ PG&E ¦ Hot-Dry | Com ¦ Com Hot Water Pipe Insulation - Hot-Dry | PG&E ¦ Hot-Dry | PG&E | All | Gas | Pipe insulation | Efficient |  |  | 0 | Conventional | WaterHeat | Com - Other | Com | RET Only | 0 | 1000 sqft2 of floor space | Len-ft | 11 | DEER:Indoor_CFL_Ltg | 0 | 0 | 0.7904 | SWFS017-06 | 24.144 | 2024 | 5.35 | 2024 | 0 | 0 | SWFS017-06 | Com Pipe Insulation - Hot-Dry ¦ PG&E ¦ Hot-Dry | Com Pipe Insulation - Hot-Dry | 2.1953 | 1 | 0.10579 | 2020 Guidehouse Assumptions | -3.5805 | 2032 | 0.45 | SWFS017-06
COM-WATERHEAT-71.20 | Com ¦ Com Hot Water Pipe Insulation - Hot-Dry ¦ PG&E ¦ Hot-Dry | Com ¦ Com Hot Water Pipe Insulation - Hot-Dry | PG&E ¦ Hot-Dry | PG&E | All | Gas | Pipe insulation | Efficient |  |  | 0 | Conventional | WaterHeat | Com - Refrig. Warehouse | Com | RET Only | 0 | 1000 sqft2 of floor space | Len-ft | 11 | DEER:Indoor_CFL_Ltg | 0 | 0 | 0.7904 | SWFS017-06 | 24.144 | 2024 | 5.35 | 2024 | 0 | 0 | SWFS017-06 | Com Pipe Insulation - Hot-Dry ¦ PG&E ¦ Hot-Dry | Com Pipe Insulation - Hot-Dry | 2.1953 | 1 | 0.10579 | 2020 Guidehouse Assumptions | -0.59343 | 2032 | 0.45 | SWFS017-06
COM-WATERHEAT-71.21 | Com ¦ Com Hot Water Pipe Insulation - Hot-Dry ¦ PG&E ¦ Hot-Dry | Com ¦ Com Hot Water Pipe Insulation - Hot-Dry | PG&E ¦ Hot-Dry | PG&E | All | Gas | Pipe insulation | Efficient |  |  | 0 | Conventional | WaterHeat | Com - Restaurant | Com | RET Only | 0 | 1000 sqft2 of floor space | Len-ft | 11 | DEER:Indoor_CFL_Ltg | 0 | 0 | 0.7904 | SWFS017-06 | 24.144 | 2024 | 5.35 | 2024 | 0 | 0 | SWFS017-06 | Com Pipe Insulation - Hot-Dry ¦ PG&E ¦ Hot-Dry | Com Pipe Insulation - Hot-Dry | 2.1953 | 1 | 0.10579 | 2020 Guidehouse Assumptions | -0.59378 | 2032 | 0.45 | SWFS017-06
COM-WATERHEAT-71.22 | Com ¦ Com Hot Water Pipe Insulation - Hot-Dry ¦ PG&E ¦ Hot-Dry | Com ¦ Com Hot Water Pipe Insulation - Hot-Dry | PG&E ¦ Hot-Dry | PG&E | All | Gas | Pipe insulation | Efficient |  |  | 0 | Conventional | WaterHeat | Com - Retail | Com | RET Only | 0 | 1000 sqft2 of floor space | Len-ft | 11 | DEER:Indoor_CFL_Ltg | 0 | 0 | 0.7904 | SWFS017-06 | 24.144 | 2024 | 5.35 | 2024 | 0 | 0 | SWFS017-06 | Com Pipe Insulation - Hot-Dry ¦ PG&E ¦ Hot-Dry | Com Pipe Insulation - Hot-Dry | 2.1953 | 1 | 0.10579 | 2020 Guidehouse Assumptions | -3.9055 | 2032 | 0.45 | SWFS017-06
COM-WATERHEAT-71.23 | Com ¦ Com Hot Water Pipe Insulation - Hot-Dry ¦ PG&E ¦ Hot-Dry | Com ¦ Com Hot Water Pipe Insulation - Hot-Dry | PG&E ¦ Hot-Dry | PG&E | All | Gas | Pipe insulation | Efficient |  |  | 0 | Conventional | WaterHeat | Com - School | Com | RET Only | 0 | 1000 sqft2 of floor space | Len-ft | 11 | DEER:Indoor_CFL_Ltg | 0 | 0 | 0.7904 | SWFS017-06 | 24.144 | 2024 | 5.35 | 2024 | 0 | 0 | SWFS017-06 | Com Pipe Insulation - Hot-Dry ¦ PG&E ¦ Hot-Dry | Com Pipe Insulation - Hot-Dry | 2.1953 | 1 | 0.10579 | 2020 Guidehouse Assumptions | -1.8059 | 2032 | 0.45 | SWFS017-06
COM-WATERHEAT-71.24 | Com ¦ Com Hot Water Pipe Insulation - Hot-Dry ¦ PG&E ¦ Hot-Dry | Com ¦ Com Hot Water Pipe Insulation - Hot-Dry | PG&E ¦ Hot-Dry | PG&E | All | Gas | Pipe insulation | Efficient |  |  | 0 | Conventional | WaterHeat | Com - Warehouse | Com | RET Only | 0 | 1000 sqft2 of floor space | Len-ft | 11 | DEER:Indoor_CFL_Ltg | 0 | 0 | 0.7904 | SWFS017-06 | 24.144 | 2024 | 5.35 | 2024 | 0 | 0 | SWFS017-06 | Com Pipe Insulation - Hot-Dry ¦ PG&E ¦ Hot-Dry | Com Pipe Insulation - Hot-Dry | 2.1953 | 1 | 0.10579 | 2020 Guidehouse Assumptions | -3.3319 | 2032 | 0.45 | SWFS017-06
COM-WATERHEAT-71.25 | Com ¦ Com Hot Water Pipe Insulation - Cold ¦ PG&E ¦ Cold | Com ¦ Com Hot Water Pipe Insulation - Cold | PG&E ¦ Cold | PG&E | All | Gas | Pipe insulation | Efficient |  |  | 0 | Conventional | WaterHeat | Com - College | Com | RET Only | 0 | 1000 sqft2 of floor space | Len-ft | 11 | DEER:Indoor_CFL_Ltg | 0 | 0 | 0.9068 | SWFS017-06 | 24.144 | 2024 | 5.35 | 2024 | 0 | 0 | SWFS017-06 | Com Pipe Insulation - Cold ¦ PG&E ¦ Cold | Com Pipe Insulation - Cold | 2.1953 | 1 | 0.10579 | 2020 Guidehouse Assumptions | -2.9912 | 2032 | 0.45 | SWFS017-06
COM-WATERHEAT-71.26 | Com ¦ Com Hot Water Pipe Insulation - Cold ¦ PG&E ¦ Cold | Com ¦ Com Hot Water Pipe Insulation - Cold | PG&E ¦ Cold | PG&E | All | Gas | Pipe insulation | Efficient |  |  | 0 | Conventional | WaterHeat | Com - Grocery | Com | RET Only | 0 | 1000 sqft2 of floor space | Len-ft | 11 | DEER:Indoor_CFL_Ltg | 0 | 0 | 0.9068 | SWFS017-06 | 24.144 | 2024 | 5.35 | 2024 | 0 | 0 | SWFS017-06 | Com Pipe Insulation - Cold ¦ PG&E ¦ Cold | Com Pipe Insulation - Cold | 2.1953 | 1 | 0.10579 | 2020 Guidehouse Assumptions | -2.1293 | 2032 | 0.45 | SWFS017-06
COM-WATERHEAT-71.27 | Com ¦ Com Hot Water Pipe Insulation - Cold ¦ PG&E ¦ Cold | Com ¦ Com Hot Water Pipe Insulation - Cold | PG&E ¦ Cold | PG&E | All | Gas | Pipe insulation | Efficient |  |  | 0 | Conventional | WaterHeat | Com - Health | Com | RET Only | 0 | 1000 sqft2 of floor space | Len-ft | 11 | DEER:Indoor_CFL_Ltg | 0 | 0 | 0.9068 | SWFS017-06 | 24.144 | 2024 | 5.35 | 2024 | 0 | 0 | SWFS017-06 | Com Pipe Insulation - Cold ¦ PG&E ¦ Cold | Com Pipe Insulation - Cold | 2.1953 | 1 | 0.10579 | 2020 Guidehouse Assumptions | -2.5613 | 2032 | 0.45 | SWFS017-06
COM-WATERHEAT-71.28 | Com ¦ Com Hot Water Pipe Insulation - Cold ¦ PG&E ¦ Cold | Com ¦ Com Hot Water Pipe Insulation - Cold | PG&E ¦ Cold | PG&E | All | Gas | Pipe insulation | Efficient |  |  | 0 | Conventional | WaterHeat | Com - Lodging | Com | RET Only | 0 | 1000 sqft2 of floor space | Len-ft | 11 | DEER:Indoor_CFL_Ltg | 0 | 0 | 0.9068 | SWFS017-06 | 24.144 | 2024 | 5.35 | 2024 | 0 | 0 | SWFS017-06 | Com Pipe Insulation - Cold ¦ PG&E ¦ Cold | Com Pipe Insulation - Cold | 2.1953 | 1 | 0.10579 | 2020 Guidehouse Assumptions | -8.9577 | 2032 | 0.45 | SWFS017-06
COM-WATERHEAT-71.29 | Com ¦ Com Hot Water Pipe Insulation - Cold ¦ PG&E ¦ Cold | Com ¦ Com Hot Water Pipe Insulation - Cold | PG&E ¦ Cold | PG&E | All | Gas | Pipe insulation | Efficient |  |  | 0 | Conventional | WaterHeat | Com - Office (Large) | Com | RET Only | 0 | 1000 sqft2 of floor space | Len-ft | 11 | DEER:Indoor_CFL_Ltg | 0 | 0 | 0.9068 | SWFS017-06 | 24.144 | 2024 | 5.35 | 2024 | 0 | 0 | SWFS017-06 | Com Pipe Insulation - Cold ¦ PG&E ¦ Cold | Com Pipe Insulation - Cold | 2.1953 | 1 | 0.10579 | 2020 Guidehouse Assumptions | -4.0722 | 2032 | 0.45 | SWFS017-06
COM-WATERHEAT-71.30 | Com ¦ Com Hot Water Pipe Insulation - Cold ¦ PG&E ¦ Cold | Com ¦ Com Hot Water Pipe Insulation - Cold | PG&E ¦ Cold | PG&E | All | Gas | Pipe insulation | Efficient |  |  | 0 | Conventional | WaterHeat | Com - Office (Small) | Com | RET Only | 0 | 1000 sqft2 of floor space | Len-ft | 11 | DEER:Indoor_CFL_Ltg | 0 | 0 | 0.9068 | SWFS017-06 | 24.144 | 2024 | 5.35 | 2024 | 0 | 0 | SWFS017-06 | Com Pipe Insulation - Cold ¦ PG&E ¦ Cold | Com Pipe Insulation - Cold | 2.1953 | 1 | 0.10579 | 2020 Guidehouse Assumptions | -1.7952 | 2032 | 0.45 | SWFS017-06
COM-WATERHEAT-71.31 | Com ¦ Com Hot Water Pipe Insulation - Cold ¦ PG&E ¦ Cold | Com ¦ Com Hot Water Pipe Insulation - Cold | PG&E ¦ Cold | PG&E | All | Gas | Pipe insulation | Efficient |  |  | 0 | Conventional | WaterHeat | Com - Other | Com | RET Only | 0 | 1000 sqft2 of floor space | Len-ft | 11 | DEER:Indoor_CFL_Ltg | 0 | 0 | 0.9068 | SWFS017-06 | 24.144 | 2024 | 5.35 | 2024 | 0 | 0 | SWFS017-06 | Com Pipe Insulation - Cold ¦ PG&E ¦ Cold | Com Pipe Insulation - Cold | 2.1953 | 1 | 0.10579 | 2020 Guidehouse Assumptions | -4.1078 | 2032 | 0.45 | SWFS017-06
COM-WATERHEAT-71.32 | Com ¦ Com Hot Water Pipe Insulation - Cold ¦ PG&E ¦ Cold | Com ¦ Com Hot Water Pipe Insulation - Cold | PG&E ¦ Cold | PG&E | All | Gas | Pipe insulation | Efficient |  |  | 0 | Conventional | WaterHeat | Com - Refrig. Warehouse | Com | RET Only | 0 | 1000 sqft2 of floor space | Len-ft | 11 | DEER:Indoor_CFL_Ltg | 0 | 0 | 0.9068 | SWFS017-06 | 24.144 | 2024 | 5.35 | 2024 | 0 | 0 | SWFS017-06 | Com Pipe Insulation - Cold ¦ PG&E ¦ Cold | Com Pipe Insulation - Cold | 2.1953 | 1 | 0.10579 | 2020 Guidehouse Assumptions | -0.68082 | 2032 | 0.45 | SWFS017-06
COM-WATERHEAT-71.33 | Com ¦ Com Hot Water Pipe Insulation - Cold ¦ PG&E ¦ Cold | Com ¦ Com Hot Water Pipe Insulation - Cold | PG&E ¦ Cold | PG&E | All | Gas | Pipe insulation | Efficient |  |  | 0 | Conventional | WaterHeat | Com - Restaurant | Com | RET Only | 0 | 1000 sqft2 of floor space | Len-ft | 11 | DEER:Indoor_CFL_Ltg | 0 | 0 | 0.9068 | SWFS017-06 | 24.144 | 2024 | 5.35 | 2024 | 0 | 0 | SWFS017-06 | Com Pipe Insulation - Cold ¦ PG&E ¦ Cold | Com Pipe Insulation - Cold | 2.1953 | 1 | 0.10579 | 2020 Guidehouse Assumptions | -0.68122 | 2032 | 0.45 | SWFS017-06
COM-WATERHEAT-71.34 | Com ¦ Com Hot Water Pipe Insulation - Cold ¦ PG&E ¦ Cold | Com ¦ Com Hot Water Pipe Insulation - Cold | PG&E ¦ Cold | PG&E | All | Gas | Pipe insulation | Efficient |  |  | 0 | Conventional | WaterHeat | Com - Retail | Com | RET Only | 0 | 1000 sqft2 of floor space | Len-ft | 11 | DEER:Indoor_CFL_Ltg | 0 | 0 | 0.9068 | SWFS017-06 | 24.144 | 2024 | 5.35 | 2024 | 0 | 0 | SWFS017-06 | Com Pipe Insulation - Cold ¦ PG&E ¦ Cold | Com Pipe Insulation - Cold | 2.1953 | 1 | 0.10579 | 2020 Guidehouse Assumptions | -4.4806 | 2032 | 0.45 | SWFS017-06
COM-WATERHEAT-71.35 | Com ¦ Com Hot Water Pipe Insulation - Cold ¦ PG&E ¦ Cold | Com ¦ Com Hot Water Pipe Insulation - Cold | PG&E ¦ Cold | PG&E | All | Gas | Pipe insulation | Efficient |  |  | 0 | Conventional | WaterHeat | Com - School | Com | RET Only | 0 | 1000 sqft2 of floor space | Len-ft | 11 | DEER:Indoor_CFL_Ltg | 0 | 0 | 0.9068 | SWFS017-06 | 24.144 | 2024 | 5.35 | 2024 | 0 | 0 | SWFS017-06 | Com Pipe Insulation - Cold ¦ PG&E ¦ Cold | Com Pipe Insulation - Cold | 2.1953 | 1 | 0.10579 | 2020 Guidehouse Assumptions | -2.0718 | 2032 | 0.45 | SWFS017-06
COM-WATERHEAT-71.36 | Com ¦ Com Hot Water Pipe Insulation - Cold ¦ PG&E ¦ Cold | Com ¦ Com Hot Water Pipe Insulation - Cold | PG&E ¦ Cold | PG&E | All | Gas | Pipe insulation | Efficient |  |  | 0 | Conventional | WaterHeat | Com - Warehouse | Com | RET Only | 0 | 1000 sqft2 of floor space | Len-ft | 11 | DEER:Indoor_CFL_Ltg | 0 | 0 | 0.9068 | SWFS017-06 | 24.144 | 2024 | 5.35 | 2024 | 0 | 0 | SWFS017-06 | Com Pipe Insulation - Cold ¦ PG&E ¦ Cold | Com Pipe Insulation - Cold | 2.1953 | 1 | 0.10579 | 2020 Guidehouse Assumptions | -3.8226 | 2032 | 0.45 | SWFS017-06
COM-WATERHEAT-71.37 | Com ¦ Com Hot Water Pipe Insulation - Marine ¦ SCG ¦ Marine | Com ¦ Com Hot Water Pipe Insulation - Marine | SCG ¦ Marine | SCG | All | Gas | Pipe insulation | Efficient |  |  | 0 | Conventional | WaterHeat | Com - College | Com | RET Only | 0 | 1000 sqft2 of floor space | Len-ft | 11 | DEER:Indoor_CFL_Ltg | 0 | 0 | 0.7616 | SWFS017-06 | 24.144 | 2024 | 5.35 | 2024 | 0 | 0 | SWFS017-06 | Com Pipe Insulation - Marine ¦ SCG ¦ Marine | Com Pipe Insulation - Marine | 2.1957 | 1 | 0.10579 | 2020 Guidehouse Assumptions | -2.5123 | 2032 | 0.45 | SWFS017-06
COM-WATERHEAT-71.38 | Com ¦ Com Hot Water Pipe Insulation - Marine ¦ SCG ¦ Marine | Com ¦ Com Hot Water Pipe Insulation - Marine | SCG ¦ Marine | SCG | All | Gas | Pipe insulation | Efficient |  |  | 0 | Conventional | WaterHeat | Com - Grocery | Com | RET Only | 0 | 1000 sqft2 of floor space | Len-ft | 11 | DEER:Indoor_CFL_Ltg | 0 | 0 | 0.7616 | SWFS017-06 | 24.144 | 2024 | 5.35 | 2024 | 0 | 0 | SWFS017-06 | Com Pipe Insulation - Marine ¦ SCG ¦ Marine | Com Pipe Insulation - Marine | 2.1957 | 1 | 0.10579 | 2020 Guidehouse Assumptions | -1.7884 | 2032 | 0.45 | SWFS017-06
COM-WATERHEAT-71.39 | Com ¦ Com Hot Water Pipe Insulation - Marine ¦ SCG ¦ Marine | Com ¦ Com Hot Water Pipe Insulation - Marine | SCG ¦ Marine | SCG | All | Gas | Pipe insulation | Efficient |  |  | 0 | Conventional | WaterHeat | Com - Health | Com | RET Only | 0 | 1000 sqft2 of floor space | Len-ft | 11 | DEER:Indoor_CFL_Ltg | 0 | 0 | 0.7616 | SWFS017-06 | 24.144 | 2024 | 5.35 | 2024 | 0 | 0 | SWFS017-06 | Com Pipe Insulation - Marine ¦ SCG ¦ Marine | Com Pipe Insulation - Marine | 2.1957 | 1 | 0.10579 | 2020 Guidehouse Assumptions | -2.1512 | 2032 | 0.45 | SWFS017-06
COM-WATERHEAT-71.40 | Com ¦ Com Hot Water Pipe Insulation - Marine ¦ SCG ¦ Marine | Com ¦ Com Hot Water Pipe Insulation - Marine | SCG ¦ Marine | SCG | All | Gas | Pipe insulation | Efficient |  |  | 0 | Conventional | WaterHeat | Com - Lodging | Com | RET Only | 0 | 1000 sqft2 of floor space | Len-ft | 11 | DEER:Indoor_CFL_Ltg | 0 | 0 | 0.7616 | SWFS017-06 | 24.144 | 2024 | 5.35 | 2024 | 0 | 0 | SWFS017-06 | Com Pipe Insulation - Marine ¦ SCG ¦ Marine | Com Pipe Insulation - Marine | 2.1957 | 1 | 0.10579 | 2020 Guidehouse Assumptions | -7.5234 | 2032 | 0.45 | SWFS017-06
COM-WATERHEAT-71.41 | Com ¦ Com Hot Water Pipe Insulation - Marine ¦ SCG ¦ Marine | Com ¦ Com Hot Water Pipe Insulation - Marine | SCG ¦ Marine | SCG | All | Gas | Pipe insulation | Efficient |  |  | 0 | Conventional | WaterHeat | Com - Office (Large) | Com | RET Only | 0 | 1000 sqft2 of floor space | Len-ft | 11 | DEER:Indoor_CFL_Ltg | 0 | 0 | 0.7616 | SWFS017-06 | 24.144 | 2024 | 5.35 | 2024 | 0 | 0 | SWFS017-06 | Com Pipe Insulation - Marine ¦ SCG ¦ Marine | Com Pipe Insulation - Marine | 2.1957 | 1 | 0.10579 | 2020 Guidehouse Assumptions | -3.4201 | 2032 | 0.45 | SWFS017-06
COM-WATERHEAT-71.42 | Com ¦ Com Hot Water Pipe Insulation - Marine ¦ SCG ¦ Marine | Com ¦ Com Hot Water Pipe Insulation - Marine | SCG ¦ Marine | SCG | All | Gas | Pipe insulation | Efficient |  |  | 0 | Conventional | WaterHeat | Com - Office (Small) | Com | RET Only | 0 | 1000 sqft2 of floor space | Len-ft | 11 | DEER:Indoor_CFL_Ltg | 0 | 0 | 0.7616 | SWFS017-06 | 24.144 | 2024 | 5.35 | 2024 | 0 | 0 | SWFS017-06 | Com Pipe Insulation - Marine ¦ SCG ¦ Marine | Com Pipe Insulation - Marine | 2.1957 | 1 | 0.10579 | 2020 Guidehouse Assumptions | -1.5077 | 2032 | 0.45 | SWFS017-06
COM-WATERHEAT-71.43 | Com ¦ Com Hot Water Pipe Insulation - Marine ¦ SCG ¦ Marine | Com ¦ Com Hot Water Pipe Insulation - Marine | SCG ¦ Marine | SCG | All | Gas | Pipe insulation | Efficient |  |  | 0 | Conventional | WaterHeat | Com - Other | Com | RET Only | 0 | 1000 sqft2 of floor space | Len-ft | 11 | DEER:Indoor_CFL_Ltg | 0 | 0 | 0.7616 | SWFS017-06 | 24.144 | 2024 | 5.35 | 2024 | 0 | 0 | SWFS017-06 | Com Pipe Insulation - Marine ¦ SCG ¦ Marine | Com Pipe Insulation - Marine | 2.1957 | 1 | 0.10579 | 2020 Guidehouse Assumptions | -3.4501 | 2032 | 0.45 | SWFS017-06
COM-WATERHEAT-71.44 | Com ¦ Com Hot Water Pipe Insulation - Marine ¦ SCG ¦ Marine | Com ¦ Com Hot Water Pipe Insulation - Marine | SCG ¦ Marine | SCG | All | Gas | Pipe insulation | Efficient |  |  | 0 | Conventional | WaterHeat | Com - Refrig. Warehouse | Com | RET Only | 0 | 1000 sqft2 of floor space | Len-ft | 11 | DEER:Indoor_CFL_Ltg | 0 | 0 | 0.7616 | SWFS017-06 | 24.144 | 2024 | 5.35 | 2024 | 0 | 0 | SWFS017-06 | Com Pipe Insulation - Marine ¦ SCG ¦ Marine | Com Pipe Insulation - Marine | 2.1957 | 1 | 0.10579 | 2020 Guidehouse Assumptions | -0.5718 | 2032 | 0.45 | SWFS017-06
COM-WATERHEAT-71.45 | Com ¦ Com Hot Water Pipe Insulation - Marine ¦ SCG ¦ Marine | Com ¦ Com Hot Water Pipe Insulation - Marine | SCG ¦ Marine | SCG | All | Gas | Pipe insulation | Efficient |  |  | 0 | Conventional | WaterHeat | Com - Restaurant | Com | RET Only | 0 | 1000 sqft2 of floor space | Len-ft | 11 | DEER:Indoor_CFL_Ltg | 0 | 0 | 0.7616 | SWFS017-06 | 24.144 | 2024 | 5.35 | 2024 | 0 | 0 | SWFS017-06 | Com Pipe Insulation - Marine ¦ SCG ¦ Marine | Com Pipe Insulation - Marine | 2.1957 | 1 | 0.10579 | 2020 Guidehouse Assumptions | -0.57214 | 2032 | 0.45 | SWFS017-06
COM-WATERHEAT-71.46 | Com ¦ Com Hot Water Pipe Insulation - Marine ¦ SCG ¦ Marine | Com ¦ Com Hot Water Pipe Insulation - Marine | SCG ¦ Marine | SCG | All | Gas | Pipe insulation | Efficient |  |  | 0 | Conventional | WaterHeat | Com - Retail | Com | RET Only | 0 | 1000 sqft2 of floor space | Len-ft | 11 | DEER:Indoor_CFL_Ltg | 0 | 0 | 0.7616 | SWFS017-06 | 24.144 | 2024 | 5.35 | 2024 | 0 | 0 | SWFS017-06 | Com Pipe Insulation - Marine ¦ SCG ¦ Marine | Com Pipe Insulation - Marine | 2.1957 | 1 | 0.10579 | 2020 Guidehouse Assumptions | -3.7632 | 2032 | 0.45 | SWFS017-06
COM-WATERHEAT-71.47 | Com ¦ Com Hot Water Pipe Insulation - Marine ¦ SCG ¦ Marine | Com ¦ Com Hot Water Pipe Insulation - Marine | SCG ¦ Marine | SCG | All | Gas | Pipe insulation | Efficient |  |  | 0 | Conventional | WaterHeat | Com - School | Com | RET Only | 0 | 1000 sqft2 of floor space | Len-ft | 11 | DEER:Indoor_CFL_Ltg | 0 | 0 | 0.7616 | SWFS017-06 | 24.144 | 2024 | 5.35 | 2024 | 0 | 0 | SWFS017-06 | Com Pipe Insulation - Marine ¦ SCG ¦ Marine | Com Pipe Insulation - Marine | 2.1957 | 1 | 0.10579 | 2020 Guidehouse Assumptions | -1.7401 | 2032 | 0.45 | SWFS017-06
COM-WATERHEAT-71.48 | Com ¦ Com Hot Water Pipe Insulation - Marine ¦ SCG ¦ Marine | Com ¦ Com Hot Water Pipe Insulation - Marine | SCG ¦ Marine | SCG | All | Gas | Pipe insulation | Efficient |  |  | 0 | Conventional | WaterHeat | Com - Warehouse | Com | RET Only | 0 | 1000 sqft2 of floor space | Len-ft | 11 | DEER:Indoor_CFL_Ltg | 0 | 0 | 0.7616 | SWFS017-06 | 24.144 | 2024 | 5.35 | 2024 | 0 | 0 | SWFS017-06 | Com Pipe Insulation - Marine ¦ SCG ¦ Marine | Com Pipe Insulation - Marine | 2.1957 | 1 | 0.10579 | 2020 Guidehouse Assumptions | -3.2105 | 2032 | 0.45 | SWFS017-06
COM-WATERHEAT-71.49 | Com ¦ Com Hot Water Pipe Insulation - Hot-Dry ¦ SCG ¦ Hot-Dry | Com ¦ Com Hot Water Pipe Insulation - Hot-Dry | SCG ¦ Hot-Dry | SCG | All | Gas | Pipe insulation | Efficient |  |  | 0 | Conventional | WaterHeat | Com - College | Com | RET Only | 0 | 1000 sqft2 of floor space | Len-ft | 11 | DEER:Indoor_CFL_Ltg | 0 | 0 | 0.7388 | SWFS017-06 | 24.144 | 2024 | 5.35 | 2024 | 0 | 0 | SWFS017-06 | Com Pipe Insulation - Hot-Dry ¦ SCG ¦ Hot-Dry | Com Pipe Insulation - Hot-Dry | 2.1957 | 1 | 0.10579 | 2020 Guidehouse Assumptions | -2.437 | 2032 | 0.45 | SWFS017-06
COM-WATERHEAT-71.50 | Com ¦ Com Hot Water Pipe Insulation - Hot-Dry ¦ SCG ¦ Hot-Dry | Com ¦ Com Hot Water Pipe Insulation - Hot-Dry | SCG ¦ Hot-Dry | SCG | All | Gas | Pipe insulation | Efficient |  |  | 0 | Conventional | WaterHeat | Com - Grocery | Com | RET Only | 0 | 1000 sqft2 of floor space | Len-ft | 11 | DEER:Indoor_CFL_Ltg | 0 | 0 | 0.7388 | SWFS017-06 | 24.144 | 2024 | 5.35 | 2024 | 0 | 0 | SWFS017-06 | Com Pipe Insulation - Hot-Dry ¦ SCG ¦ Hot-Dry | Com Pipe Insulation - Hot-Dry | 2.1957 | 1 | 0.10579 | 2020 Guidehouse Assumptions | -1.7348 | 2032 | 0.45 | SWFS017-06
COM-WATERHEAT-71.51 | Com ¦ Com Hot Water Pipe Insulation - Hot-Dry ¦ SCG ¦ Hot-Dry | Com ¦ Com Hot Water Pipe Insulation - Hot-Dry | SCG ¦ Hot-Dry | SCG | All | Gas | Pipe insulation | Efficient |  |  | 0 | Conventional | WaterHeat | Com - Health | Com | RET Only | 0 | 1000 sqft2 of floor space | Len-ft | 11 | DEER:Indoor_CFL_Ltg | 0 | 0 | 0.7388 | SWFS017-06 | 24.144 | 2024 | 5.35 | 2024 | 0 | 0 | SWFS017-06 | Com Pipe Insulation - Hot-Dry ¦ SCG ¦ Hot-Dry | Com Pipe Insulation - Hot-Dry | 2.1957 | 1 | 0.10579 | 2020 Guidehouse Assumptions | -2.0868 | 2032 | 0.45 | SWFS017-06
COM-WATERHEAT-71.52 | Com ¦ Com Hot Water Pipe Insulation - Hot-Dry ¦ SCG ¦ Hot-Dry | Com ¦ Com Hot Water Pipe Insulation - Hot-Dry | SCG ¦ Hot-Dry | SCG | All | Gas | Pipe insulation | Efficient |  |  | 0 | Conventional | WaterHeat | Com - Lodging | Com | RET Only | 0 | 1000 sqft2 of floor space | Len-ft | 11 | DEER:Indoor_CFL_Ltg | 0 | 0 | 0.7388 | SWFS017-06 | 24.144 | 2024 | 5.35 | 2024 | 0 | 0 | SWFS017-06 | Com Pipe Insulation - Hot-Dry ¦ SCG ¦ Hot-Dry | Com Pipe Insulation - Hot-Dry | 2.1957 | 1 | 0.10579 | 2020 Guidehouse Assumptions | -7.2981 | 2032 | 0.45 | SWFS017-06
COM-WATERHEAT-71.53 | Com ¦ Com Hot Water Pipe Insulation - Hot-Dry ¦ SCG ¦ Hot-Dry | Com ¦ Com Hot Water Pipe Insulation - Hot-Dry | SCG ¦ Hot-Dry | SCG | All | Gas | Pipe insulation | Efficient |  |  | 0 | Conventional | WaterHeat | Com - Office (Large) | Com | RET Only | 0 | 1000 sqft2 of floor space | Len-ft | 11 | DEER:Indoor_CFL_Ltg | 0 | 0 | 0.7388 | SWFS017-06 | 24.144 | 2024 | 5.35 | 2024 | 0 | 0 | SWFS017-06 | Com Pipe Insulation - Hot-Dry ¦ SCG ¦ Hot-Dry | Com Pipe Insulation - Hot-Dry | 2.1957 | 1 | 0.10579 | 2020 Guidehouse Assumptions | -3.3177 | 2032 | 0.45 | SWFS017-06
COM-WATERHEAT-71.54 | Com ¦ Com Hot Water Pipe Insulation - Hot-Dry ¦ SCG ¦ Hot-Dry | Com ¦ Com Hot Water Pipe Insulation - Hot-Dry | SCG ¦ Hot-Dry | SCG | All | Gas | Pipe insulation | Efficient |  |  | 0 | Conventional | WaterHeat | Com - Office (Small) | Com | RET Only | 0 | 1000 sqft2 of floor space | Len-ft | 11 | DEER:Indoor_CFL_Ltg | 0 | 0 | 0.7388 | SWFS017-06 | 24.144 | 2024 | 5.35 | 2024 | 0 | 0 | SWFS017-06 | Com Pipe Insulation - Hot-Dry ¦ SCG ¦ Hot-Dry | Com Pipe Insulation - Hot-Dry | 2.1957 | 1 | 0.10579 | 2020 Guidehouse Assumptions | -1.4626 | 2032 | 0.45 | SWFS017-06
COM-WATERHEAT-71.55 | Com ¦ Com Hot Water Pipe Insulation - Hot-Dry ¦ SCG ¦ Hot-Dry | Com ¦ Com Hot Water Pipe Insulation - Hot-Dry | SCG ¦ Hot-Dry | SCG | All | Gas | Pipe insulation | Efficient |  |  | 0 | Conventional | WaterHeat | Com - Other | Com | RET Only | 0 | 1000 sqft2 of floor space | Len-ft | 11 | DEER:Indoor_CFL_Ltg | 0 | 0 | 0.7388 | SWFS017-06 | 24.144 | 2024 | 5.35 | 2024 | 0 | 0 | SWFS017-06 | Com Pipe Insulation - Hot-Dry ¦ SCG ¦ Hot-Dry | Com Pipe Insulation - Hot-Dry | 2.1957 | 1 | 0.10579 | 2020 Guidehouse Assumptions | -3.3468 | 2032 | 0.45 | SWFS017-06
COM-WATERHEAT-71.56 | Com ¦ Com Hot Water Pipe Insulation - Hot-Dry ¦ SCG ¦ Hot-Dry | Com ¦ Com Hot Water Pipe Insulation - Hot-Dry | SCG ¦ Hot-Dry | SCG | All | Gas | Pipe insulation | Efficient |  |  | 0 | Conventional | WaterHeat | Com - Refrig. Warehouse | Com | RET Only | 0 | 1000 sqft2 of floor space | Len-ft | 11 | DEER:Indoor_CFL_Ltg | 0 | 0 | 0.7388 | SWFS017-06 | 24.144 | 2024 | 5.35 | 2024 | 0 | 0 | SWFS017-06 | Com Pipe Insulation - Hot-Dry ¦ SCG ¦ Hot-Dry | Com Pipe Insulation - Hot-Dry | 2.1957 | 1 | 0.10579 | 2020 Guidehouse Assumptions | -0.55468 | 2032 | 0.45 | SWFS017-06
COM-WATERHEAT-71.57 | Com ¦ Com Hot Water Pipe Insulation - Hot-Dry ¦ SCG ¦ Hot-Dry | Com ¦ Com Hot Water Pipe Insulation - Hot-Dry | SCG ¦ Hot-Dry | SCG | All | Gas | Pipe insulation | Efficient |  |  | 0 | Conventional | WaterHeat | Com - Restaurant | Com | RET Only | 0 | 1000 sqft2 of floor space | Len-ft | 11 | DEER:Indoor_CFL_Ltg | 0 | 0 | 0.7388 | SWFS017-06 | 24.144 | 2024 | 5.35 | 2024 | 0 | 0 | SWFS017-06 | Com Pipe Insulation - Hot-Dry ¦ SCG ¦ Hot-Dry | Com Pipe Insulation - Hot-Dry | 2.1957 | 1 | 0.10579 | 2020 Guidehouse Assumptions | -0.55501 | 2032 | 0.45 | SWFS017-06
COM-WATERHEAT-71.58 | Com ¦ Com Hot Water Pipe Insulation - Hot-Dry ¦ SCG ¦ Hot-Dry | Com ¦ Com Hot Water Pipe Insulation - Hot-Dry | SCG ¦ Hot-Dry | SCG | All | Gas | Pipe insulation | Efficient |  |  | 0 | Conventional | WaterHeat | Com - Retail | Com | RET Only | 0 | 1000 sqft2 of floor space | Len-ft | 11 | DEER:Indoor_CFL_Ltg | 0 | 0 | 0.7388 | SWFS017-06 | 24.144 | 2024 | 5.35 | 2024 | 0 | 0 | SWFS017-06 | Com Pipe Insulation - Hot-Dry ¦ SCG ¦ Hot-Dry | Com Pipe Insulation - Hot-Dry | 2.1957 | 1 | 0.10579 | 2020 Guidehouse Assumptions | -3.6505 | 2032 | 0.45 | SWFS017-06
COM-WATERHEAT-71.59 | Com ¦ Com Hot Water Pipe Insulation - Hot-Dry ¦ SCG ¦ Hot-Dry | Com ¦ Com Hot Water Pipe Insulation - Hot-Dry | SCG ¦ Hot-Dry | SCG | All | Gas | Pipe insulation | Efficient |  |  | 0 | Conventional | WaterHeat | Com - School | Com | RET Only | 0 | 1000 sqft2 of floor space | Len-ft | 11 | DEER:Indoor_CFL_Ltg | 0 | 0 | 0.7388 | SWFS017-06 | 24.144 | 2024 | 5.35 | 2024 | 0 | 0 | SWFS017-06 | Com Pipe Insulation - Hot-Dry ¦ SCG ¦ Hot-Dry | Com Pipe Insulation - Hot-Dry | 2.1957 | 1 | 0.10579 | 2020 Guidehouse Assumptions | -1.688 | 2032 | 0.45 | SWFS017-06
COM-WATERHEAT-71.60 | Com ¦ Com Hot Water Pipe Insulation - Hot-Dry ¦ SCG ¦ Hot-Dry | Com ¦ Com Hot Water Pipe Insulation - Hot-Dry | SCG ¦ Hot-Dry | SCG | All | Gas | Pipe insulation | Efficient |  |  | 0 | Conventional | WaterHeat | Com - Warehouse | Com | RET Only | 0 | 1000 sqft2 of floor space | Len-ft | 11 | DEER:Indoor_CFL_Ltg | 0 | 0 | 0.7388 | SWFS017-06 | 24.144 | 2024 | 5.35 | 2024 | 0 | 0 | SWFS017-06 | Com Pipe Insulation - Hot-Dry ¦ SCG ¦ Hot-Dry | Com Pipe Insulation - Hot-Dry | 2.1957 | 1 | 0.10579 | 2020 Guidehouse Assumptions | -3.1144 | 2032 | 0.45 | SWFS017-06
COM-WATERHEAT-71.61 | Com ¦ Com Hot Water Pipe Insulation - Cold ¦ SCG ¦ Cold | Com ¦ Com Hot Water Pipe Insulation - Cold | SCG ¦ Cold | SCG | All | Gas | Pipe insulation | Efficient |  |  | 0 | Conventional | WaterHeat | Com - College | Com | RET Only | 0 | 1000 sqft2 of floor space | Len-ft | 11 | DEER:Indoor_CFL_Ltg | 0 | 0 | 0.9068 | SWFS017-06 | 24.144 | 2024 | 5.35 | 2024 | 0 | 0 | SWFS017-06 | Com Pipe Insulation - Cold ¦ SCG ¦ Cold | Com Pipe Insulation - Cold | 2.1957 | 1 | 0.10579 | 2020 Guidehouse Assumptions | -2.9912 | 2032 | 0.45 | SWFS017-06
COM-WATERHEAT-71.62 | Com ¦ Com Hot Water Pipe Insulation - Cold ¦ SCG ¦ Cold | Com ¦ Com Hot Water Pipe Insulation - Cold | SCG ¦ Cold | SCG | All | Gas | Pipe insulation | Efficient |  |  | 0 | Conventional | WaterHeat | Com - Grocery | Com | RET Only | 0 | 1000 sqft2 of floor space | Len-ft | 11 | DEER:Indoor_CFL_Ltg | 0 | 0 | 0.9068 | SWFS017-06 | 24.144 | 2024 | 5.35 | 2024 | 0 | 0 | SWFS017-06 | Com Pipe Insulation - Cold ¦ SCG ¦ Cold | Com Pipe Insulation - Cold | 2.1957 | 1 | 0.10579 | 2020 Guidehouse Assumptions | -2.1293 | 2032 | 0.45 | SWFS017-06
COM-WATERHEAT-71.63 | Com ¦ Com Hot Water Pipe Insulation - Cold ¦ SCG ¦ Cold | Com ¦ Com Hot Water Pipe Insulation - Cold | SCG ¦ Cold | SCG | All | Gas | Pipe insulation | Efficient |  |  | 0 | Conventional | WaterHeat | Com - Health | Com | RET Only | 0 | 1000 sqft2 of floor space | Len-ft | 11 | DEER:Indoor_CFL_Ltg | 0 | 0 | 0.9068 | SWFS017-06 | 24.144 | 2024 | 5.35 | 2024 | 0 | 0 | SWFS017-06 | Com Pipe Insulation - Cold ¦ SCG ¦ Cold | Com Pipe Insulation - Cold | 2.1957 | 1 | 0.10579 | 2020 Guidehouse Assumptions | -2.5613 | 2032 | 0.45 | SWFS017-06
COM-WATERHEAT-71.64 | Com ¦ Com Hot Water Pipe Insulation - Cold ¦ SCG ¦ Cold | Com ¦ Com Hot Water Pipe Insulation - Cold | SCG ¦ Cold | SCG | All | Gas | Pipe insulation | Efficient |  |  | 0 | Conventional | WaterHeat | Com - Lodging | Com | RET Only | 0 | 1000 sqft2 of floor space | Len-ft | 11 | DEER:Indoor_CFL_Ltg | 0 | 0 | 0.9068 | SWFS017-06 | 24.144 | 2024 | 5.35 | 2024 | 0 | 0 | SWFS017-06 | Com Pipe Insulation - Cold ¦ SCG ¦ Cold | Com Pipe Insulation - Cold | 2.1957 | 1 | 0.10579 | 2020 Guidehouse Assumptions | -8.9577 | 2032 | 0.45 | SWFS017-06
COM-WATERHEAT-71.65 | Com ¦ Com Hot Water Pipe Insulation - Cold ¦ SCG ¦ Cold | Com ¦ Com Hot Water Pipe Insulation - Cold | SCG ¦ Cold | SCG | All | Gas | Pipe insulation | Efficient |  |  | 0 | Conventional | WaterHeat | Com - Office (Large) | Com | RET Only | 0 | 1000 sqft2 of floor space | Len-ft | 11 | DEER:Indoor_CFL_Ltg | 0 | 0 | 0.9068 | SWFS017-06 | 24.144 | 2024 | 5.35 | 2024 | 0 | 0 | SWFS017-06 | Com Pipe Insulation - Cold ¦ SCG ¦ Cold | Com Pipe Insulation - Cold | 2.1957 | 1 | 0.10579 | 2020 Guidehouse Assumptions | -4.0722 | 2032 | 0.45 | SWFS017-06
COM-WATERHEAT-71.66 | Com ¦ Com Hot Water Pipe Insulation - Cold ¦ SCG ¦ Cold | Com ¦ Com Hot Water Pipe Insulation - Cold | SCG ¦ Cold | SCG | All | Gas | Pipe insulation | Efficient |  |  | 0 | Conventional | WaterHeat | Com - Office (Small) | Com | RET Only | 0 | 1000 sqft2 of floor space | Len-ft | 11 | DEER:Indoor_CFL_Ltg | 0 | 0 | 0.9068 | SWFS017-06 | 24.144 | 2024 | 5.35 | 2024 | 0 | 0 | SWFS017-06 | Com Pipe Insulation - Cold ¦ SCG ¦ Cold | Com Pipe Insulation - Cold | 2.1957 | 1 | 0.10579 | 2020 Guidehouse Assumptions | -1.7952 | 2032 | 0.45 | SWFS017-06
COM-WATERHEAT-71.67 | Com ¦ Com Hot Water Pipe Insulation - Cold ¦ SCG ¦ Cold | Com ¦ Com Hot Water Pipe Insulation - Cold | SCG ¦ Cold | SCG | All | Gas | Pipe insulation | Efficient |  |  | 0 | Conventional | WaterHeat | Com - Other | Com | RET Only | 0 | 1000 sqft2 of floor space | Len-ft | 11 | DEER:Indoor_CFL_Ltg | 0 | 0 | 0.9068 | SWFS017-06 | 24.144 | 2024 | 5.35 | 2024 | 0 | 0 | SWFS017-06 | Com Pipe Insulation - Cold ¦ SCG ¦ Cold | Com Pipe Insulation - Cold | 2.1957 | 1 | 0.10579 | 2020 Guidehouse Assumptions | -4.1078 | 2032 | 0.45 | SWFS017-06
COM-WATERHEAT-71.68 | Com ¦ Com Hot Water Pipe Insulation - Cold ¦ SCG ¦ Cold | Com ¦ Com Hot Water Pipe Insulation - Cold | SCG ¦ Cold | SCG | All | Gas | Pipe insulation | Efficient |  |  | 0 | Conventional | WaterHeat | Com - Refrig. Warehouse | Com | RET Only | 0 | 1000 sqft2 of floor space | Len-ft | 11 | DEER:Indoor_CFL_Ltg | 0 | 0 | 0.9068 | SWFS017-06 | 24.144 | 2024 | 5.35 | 2024 | 0 | 0 | SWFS017-06 | Com Pipe Insulation - Cold ¦ SCG ¦ Cold | Com Pipe Insulation - Cold | 2.1957 | 1 | 0.10579 | 2020 Guidehouse Assumptions | -0.68082 | 2032 | 0.45 | SWFS017-06
COM-WATERHEAT-71.69 | Com ¦ Com Hot Water Pipe Insulation - Cold ¦ SCG ¦ Cold | Com ¦ Com Hot Water Pipe Insulation - Cold | SCG ¦ Cold | SCG | All | Gas | Pipe insulation | Efficient |  |  | 0 | Conventional | WaterHeat | Com - Restaurant | Com | RET Only | 0 | 1000 sqft2 of floor space | Len-ft | 11 | DEER:Indoor_CFL_Ltg | 0 | 0 | 0.9068 | SWFS017-06 | 24.144 | 2024 | 5.35 | 2024 | 0 | 0 | SWFS017-06 | Com Pipe Insulation - Cold ¦ SCG ¦ Cold | Com Pipe Insulation - Cold | 2.1957 | 1 | 0.10579 | 2020 Guidehouse Assumptions | -0.68122 | 2032 | 0.45 | SWFS017-06
COM-WATERHEAT-71.70 | Com ¦ Com Hot Water Pipe Insulation - Cold ¦ SCG ¦ Cold | Com ¦ Com Hot Water Pipe Insulation - Cold | SCG ¦ Cold | SCG | All | Gas | Pipe insulation | Efficient |  |  | 0 | Conventional | WaterHeat | Com - Retail | Com | RET Only | 0 | 1000 sqft2 of floor space | Len-ft | 11 | DEER:Indoor_CFL_Ltg | 0 | 0 | 0.9068 | SWFS017-06 | 24.144 | 2024 | 5.35 | 2024 | 0 | 0 | SWFS017-06 | Com Pipe Insulation - Cold ¦ SCG ¦ Cold | Com Pipe Insulation - Cold | 2.1957 | 1 | 0.10579 | 2020 Guidehouse Assumptions | -4.4806 | 2032 | 0.45 | SWFS017-06
COM-WATERHEAT-71.71 | Com ¦ Com Hot Water Pipe Insulation - Cold ¦ SCG ¦ Cold | Com ¦ Com Hot Water Pipe Insulation - Cold | SCG ¦ Cold | SCG | All | Gas | Pipe insulation | Efficient |  |  | 0 | Conventional | WaterHeat | Com - School | Com | RET Only | 0 | 1000 sqft2 of floor space | Len-ft | 11 | DEER:Indoor_CFL_Ltg | 0 | 0 | 0.9068 | SWFS017-06 | 24.144 | 2024 | 5.35 | 2024 | 0 | 0 | SWFS017-06 | Com Pipe Insulation - Cold ¦ SCG ¦ Cold | Com Pipe Insulation - Cold | 2.1957 | 1 | 0.10579 | 2020 Guidehouse Assumptions | -2.0718 | 2032 | 0.45 | SWFS017-06
COM-WATERHEAT-71.72 | Com ¦ Com Hot Water Pipe Insulation - Cold ¦ SCG ¦ Cold | Com ¦ Com Hot Water Pipe Insulation - Cold | SCG ¦ Cold | SCG | All | Gas | Pipe insulation | Efficient |  |  | 0 | Conventional | WaterHeat | Com - Warehouse | Com | RET Only | 0 | 1000 sqft2 of floor space | Len-ft | 11 | DEER:Indoor_CFL_Ltg | 0 | 0 | 0.9068 | SWFS017-06 | 24.144 | 2024 | 5.35 | 2024 | 0 | 0 | SWFS017-06 | Com Pipe Insulation - Cold ¦ SCG ¦ Cold | Com Pipe Insulation - Cold | 2.1957 | 1 | 0.10579 | 2020 Guidehouse Assumptions | -3.8226 | 2032 | 0.45 | SWFS017-06
COM-WATERHEAT-71.73 | Com ¦ Com Hot Water Pipe Insulation - Marine ¦ SDG&E ¦ Marine | Com ¦ Com Hot Water Pipe Insulation - Marine | SDG&E ¦ Marine | SDG&E | All | Gas | Pipe insulation | Efficient |  |  | 0 | Conventional | WaterHeat | Com - College | Com | RET Only | 0 | 1000 sqft2 of floor space | Len-ft | 11 | DEER:Indoor_CFL_Ltg | 0 | 0 | 0.7616 | SWFS017-06 | 24.144 | 2024 | 5.35 | 2024 | 0 | 0 | SWFS017-06 | Com Pipe Insulation - Marine ¦ SDG&E ¦ Marine | Com Pipe Insulation - Marine | 2.1953 | 1 | 0.10579 | 2020 Guidehouse Assumptions | -2.5123 | 2032 | 0.45 | SWFS017-06
COM-WATERHEAT-71.74 | Com ¦ Com Hot Water Pipe Insulation - Marine ¦ SDG&E ¦ Marine | Com ¦ Com Hot Water Pipe Insulation - Marine | SDG&E ¦ Marine | SDG&E | All | Gas | Pipe insulation | Efficient |  |  | 0 | Conventional | WaterHeat | Com - Grocery | Com | RET Only | 0 | 1000 sqft2 of floor space | Len-ft | 11 | DEER:Indoor_CFL_Ltg | 0 | 0 | 0.7616 | SWFS017-06 | 24.144 | 2024 | 5.35 | 2024 | 0 | 0 | SWFS017-06 | Com Pipe Insulation - Marine ¦ SDG&E ¦ Marine | Com Pipe Insulation - Marine | 2.1953 | 1 | 0.10579 | 2020 Guidehouse Assumptions | -1.7884 | 2032 | 0.45 | SWFS017-06
COM-WATERHEAT-71.75 | Com ¦ Com Hot Water Pipe Insulation - Marine ¦ SDG&E ¦ Marine | Com ¦ Com Hot Water Pipe Insulation - Marine | SDG&E ¦ Marine | SDG&E | All | Gas | Pipe insulation | Efficient |  |  | 0 | Conventional | WaterHeat | Com - Health | Com | RET Only | 0 | 1000 sqft2 of floor space | Len-ft | 11 | DEER:Indoor_CFL_Ltg | 0 | 0 | 0.7616 | SWFS017-06 | 24.144 | 2024 | 5.35 | 2024 | 0 | 0 | SWFS017-06 | Com Pipe Insulation - Marine ¦ SDG&E ¦ Marine | Com Pipe Insulation - Marine | 2.1953 | 1 | 0.10579 | 2020 Guidehouse Assumptions | -2.1512 | 2032 | 0.45 | SWFS017-06
COM-WATERHEAT-71.76 | Com ¦ Com Hot Water Pipe Insulation - Marine ¦ SDG&E ¦ Marine | Com ¦ Com Hot Water Pipe Insulation - Marine | SDG&E ¦ Marine | SDG&E | All | Gas | Pipe insulation | Efficient |  |  | 0 | Conventional | WaterHeat | Com - Lodging | Com | RET Only | 0 | 1000 sqft2 of floor space | Len-ft | 11 | DEER:Indoor_CFL_Ltg | 0 | 0 | 0.7616 | SWFS017-06 | 24.144 | 2024 | 5.35 | 2024 | 0 | 0 | SWFS017-06 | Com Pipe Insulation - Marine ¦ SDG&E ¦ Marine | Com Pipe Insulation - Marine | 2.1953 | 1 | 0.10579 | 2020 Guidehouse Assumptions | -7.5234 | 2032 | 0.45 | SWFS017-06
COM-WATERHEAT-71.77 | Com ¦ Com Hot Water Pipe Insulation - Marine ¦ SDG&E ¦ Marine | Com ¦ Com Hot Water Pipe Insulation - Marine | SDG&E ¦ Marine | SDG&E | All | Gas | Pipe insulation | Efficient |  |  | 0 | Conventional | WaterHeat | Com - Office (Large) | Com | RET Only | 0 | 1000 sqft2 of floor space | Len-ft | 11 | DEER:Indoor_CFL_Ltg | 0 | 0 | 0.7616 | SWFS017-06 | 24.144 | 2024 | 5.35 | 2024 | 0 | 0 | SWFS017-06 | Com Pipe Insulation - Marine ¦ SDG&E ¦ Marine | Com Pipe Insulation - Marine | 2.1953 | 1 | 0.10579 | 2020 Guidehouse Assumptions | -3.4201 | 2032 | 0.45 | SWFS017-06
COM-WATERHEAT-71.78 | Com ¦ Com Hot Water Pipe Insulation - Marine ¦ SDG&E ¦ Marine | Com ¦ Com Hot Water Pipe Insulation - Marine | SDG&E ¦ Marine | SDG&E | All | Gas | Pipe insulation | Efficient |  |  | 0 | Conventional | WaterHeat | Com - Office (Small) | Com | RET Only | 0 | 1000 sqft2 of floor space | Len-ft | 11 | DEER:Indoor_CFL_Ltg | 0 | 0 | 0.7616 | SWFS017-06 | 24.144 | 2024 | 5.35 | 2024 | 0 | 0 | SWFS017-06 | Com Pipe Insulation - Marine ¦ SDG&E ¦ Marine | Com Pipe Insulation - Marine | 2.1953 | 1 | 0.10579 | 2020 Guidehouse Assumptions | -1.5077 | 2032 | 0.45 | SWFS017-06
COM-WATERHEAT-71.79 | Com ¦ Com Hot Water Pipe Insulation - Marine ¦ SDG&E ¦ Marine | Com ¦ Com Hot Water Pipe Insulation - Marine | SDG&E ¦ Marine | SDG&E | All | Gas | Pipe insulation | Efficient |  |  | 0 | Conventional | WaterHeat | Com - Other | Com | RET Only | 0 | 1000 sqft2 of floor space | Len-ft | 11 | DEER:Indoor_CFL_Ltg | 0 | 0 | 0.7616 | SWFS017-06 | 24.144 | 2024 | 5.35 | 2024 | 0 | 0 | SWFS017-06 | Com Pipe Insulation - Marine ¦ SDG&E ¦ Marine | Com Pipe Insulation - Marine | 2.1953 | 1 | 0.10579 | 2020 Guidehouse Assumptions | -3.4501 | 2032 | 0.45 | SWFS017-06
COM-WATERHEAT-71.80 | Com ¦ Com Hot Water Pipe Insulation - Marine ¦ SDG&E ¦ Marine | Com ¦ Com Hot Water Pipe Insulation - Marine | SDG&E ¦ Marine | SDG&E | All | Gas | Pipe insulation | Efficient |  |  | 0 | Conventional | WaterHeat | Com - Refrig. Warehouse | Com | RET Only | 0 | 1000 sqft2 of floor space | Len-ft | 11 | DEER:Indoor_CFL_Ltg | 0 | 0 | 0.7616 | SWFS017-06 | 24.144 | 2024 | 5.35 | 2024 | 0 | 0 | SWFS017-06 | Com Pipe Insulation - Marine ¦ SDG&E ¦ Marine | Com Pipe Insulation - Marine | 2.1953 | 1 | 0.10579 | 2020 Guidehouse Assumptions | -0.5718 | 2032 | 0.45 | SWFS017-06
COM-WATERHEAT-71.81 | Com ¦ Com Hot Water Pipe Insulation - Marine ¦ SDG&E ¦ Marine | Com ¦ Com Hot Water Pipe Insulation - Marine | SDG&E ¦ Marine | SDG&E | All | Gas | Pipe insulation | Efficient |  |  | 0 | Conventional | WaterHeat | Com - Restaurant | Com | RET Only | 0 | 1000 sqft2 of floor space | Len-ft | 11 | DEER:Indoor_CFL_Ltg | 0 | 0 | 0.7616 | SWFS017-06 | 24.144 | 2024 | 5.35 | 2024 | 0 | 0 | SWFS017-06 | Com Pipe Insulation - Marine ¦ SDG&E ¦ Marine | Com Pipe Insulation - Marine | 2.1953 | 1 | 0.10579 | 2020 Guidehouse Assumptions | -0.57214 | 2032 | 0.45 | SWFS017-06
COM-WATERHEAT-71.82 | Com ¦ Com Hot Water Pipe Insulation - Marine ¦ SDG&E ¦ Marine | Com ¦ Com Hot Water Pipe Insulation - Marine | SDG&E ¦ Marine | SDG&E | All | Gas | Pipe insulation | Efficient |  |  | 0 | Conventional | WaterHeat | Com - Retail | Com | RET Only | 0 | 1000 sqft2 of floor space | Len-ft | 11 | DEER:Indoor_CFL_Ltg | 0 | 0 | 0.7616 | SWFS017-06 | 24.144 | 2024 | 5.35 | 2024 | 0 | 0 | SWFS017-06 | Com Pipe Insulation - Marine ¦ SDG&E ¦ Marine | Com Pipe Insulation - Marine | 2.1953 | 1 | 0.10579 | 2020 Guidehouse Assumptions | -3.7632 | 2032 | 0.45 | SWFS017-06
COM-WATERHEAT-71.83 | Com ¦ Com Hot Water Pipe Insulation - Marine ¦ SDG&E ¦ Marine | Com ¦ Com Hot Water Pipe Insulation - Marine | SDG&E ¦ Marine | SDG&E | All | Gas | Pipe insulation | Efficient |  |  | 0 | Conventional | WaterHeat | Com - School | Com | RET Only | 0 | 1000 sqft2 of floor space | Len-ft | 11 | DEER:Indoor_CFL_Ltg | 0 | 0 | 0.7616 | SWFS017-06 | 24.144 | 2024 | 5.35 | 2024 | 0 | 0 | SWFS017-06 | Com Pipe Insulation - Marine ¦ SDG&E ¦ Marine | Com Pipe Insulation - Marine | 2.1953 | 1 | 0.10579 | 2020 Guidehouse Assumptions | -1.7401 | 2032 | 0.45 | SWFS017-06
COM-WATERHEAT-71.84 | Com ¦ Com Hot Water Pipe Insulation - Marine ¦ SDG&E ¦ Marine | Com ¦ Com Hot Water Pipe Insulation - Marine | SDG&E ¦ Marine | SDG&E | All | Gas | Pipe insulation | Efficient |  |  | 0 | Conventional | WaterHeat | Com - Warehouse | Com | RET Only | 0 | 1000 sqft2 of floor space | Len-ft | 11 | DEER:Indoor_CFL_Ltg | 0 | 0 | 0.7616 | SWFS017-06 | 24.144 | 2024 | 5.35 | 2024 | 0 | 0 | SWFS017-06 | Com Pipe Insulation - Marine ¦ SDG&E ¦ Marine | Com Pipe Insulation - Marine | 2.1953 | 1 | 0.10579 | 2020 Guidehouse Assumptions | -3.2105 | 2032 | 0.45 | SWFS017-06
COM-WATERHEAT-71.85 | Com ¦ Com Hot Water Pipe Insulation - Hot-Dry ¦ SDG&E ¦ Hot-Dry | Com ¦ Com Hot Water Pipe Insulation - Hot-Dry | SDG&E ¦ Hot-Dry | SDG&E | All | Gas | Pipe insulation | Efficient |  |  | 0 | Conventional | WaterHeat | Com - College | Com | RET Only | 0 | 1000 sqft2 of floor space | Len-ft | 11 | DEER:Indoor_CFL_Ltg | 0 | 0 | 0.7574 | SWFS017-06 | 24.144 | 2024 | 5.35 | 2024 | 0 | 0 | SWFS017-06 | Com Pipe Insulation - Hot-Dry ¦ SDG&E ¦ Hot-Dry | Com Pipe Insulation - Hot-Dry | 2.1953 | 1 | 0.10579 | 2020 Guidehouse Assumptions | -2.4984 | 2032 | 0.45 | SWFS017-06
COM-WATERHEAT-71.86 | Com ¦ Com Hot Water Pipe Insulation - Hot-Dry ¦ SDG&E ¦ Hot-Dry | Com ¦ Com Hot Water Pipe Insulation - Hot-Dry | SDG&E ¦ Hot-Dry | SDG&E | All | Gas | Pipe insulation | Efficient |  |  | 0 | Conventional | WaterHeat | Com - Grocery | Com | RET Only | 0 | 1000 sqft2 of floor space | Len-ft | 11 | DEER:Indoor_CFL_Ltg | 0 | 0 | 0.7574 | SWFS017-06 | 24.144 | 2024 | 5.35 | 2024 | 0 | 0 | SWFS017-06 | Com Pipe Insulation - Hot-Dry ¦ SDG&E ¦ Hot-Dry | Com Pipe Insulation - Hot-Dry | 2.1953 | 1 | 0.10579 | 2020 Guidehouse Assumptions | -1.7785 | 2032 | 0.45 | SWFS017-06
COM-WATERHEAT-71.87 | Com ¦ Com Hot Water Pipe Insulation - Hot-Dry ¦ SDG&E ¦ Hot-Dry | Com ¦ Com Hot Water Pipe Insulation - Hot-Dry | SDG&E ¦ Hot-Dry | SDG&E | All | Gas | Pipe insulation | Efficient |  |  | 0 | Conventional | WaterHeat | Com - Health | Com | RET Only | 0 | 1000 sqft2 of floor space | Len-ft | 11 | DEER:Indoor_CFL_Ltg | 0 | 0 | 0.7574 | SWFS017-06 | 24.144 | 2024 | 5.35 | 2024 | 0 | 0 | SWFS017-06 | Com Pipe Insulation - Hot-Dry ¦ SDG&E ¦ Hot-Dry | Com Pipe Insulation - Hot-Dry | 2.1953 | 1 | 0.10579 | 2020 Guidehouse Assumptions | -2.1393 | 2032 | 0.45 | SWFS017-06
COM-WATERHEAT-71.88 | Com ¦ Com Hot Water Pipe Insulation - Hot-Dry ¦ SDG&E ¦ Hot-Dry | Com ¦ Com Hot Water Pipe Insulation - Hot-Dry | SDG&E ¦ Hot-Dry | SDG&E | All | Gas | Pipe insulation | Efficient |  |  | 0 | Conventional | WaterHeat | Com - Lodging | Com | RET Only | 0 | 1000 sqft2 of floor space | Len-ft | 11 | DEER:Indoor_CFL_Ltg | 0 | 0 | 0.7574 | SWFS017-06 | 24.144 | 2024 | 5.35 | 2024 | 0 | 0 | SWFS017-06 | Com Pipe Insulation - Hot-Dry ¦ SDG&E ¦ Hot-Dry | Com Pipe Insulation - Hot-Dry | 2.1953 | 1 | 0.10579 | 2020 Guidehouse Assumptions | -7.4819 | 2032 | 0.45 | SWFS017-06
COM-WATERHEAT-71.89 | Com ¦ Com Hot Water Pipe Insulation - Hot-Dry ¦ SDG&E ¦ Hot-Dry | Com ¦ Com Hot Water Pipe Insulation - Hot-Dry | SDG&E ¦ Hot-Dry | SDG&E | All | Gas | Pipe insulation | Efficient |  |  | 0 | Conventional | WaterHeat | Com - Office (Large) | Com | RET Only | 0 | 1000 sqft2 of floor space | Len-ft | 11 | DEER:Indoor_CFL_Ltg | 0 | 0 | 0.7574 | SWFS017-06 | 24.144 | 2024 | 5.35 | 2024 | 0 | 0 | SWFS017-06 | Com Pipe Insulation - Hot-Dry ¦ SDG&E ¦ Hot-Dry | Com Pipe Insulation - Hot-Dry | 2.1953 | 1 | 0.10579 | 2020 Guidehouse Assumptions | -3.4013 | 2032 | 0.45 | SWFS017-06
COM-WATERHEAT-71.90 | Com ¦ Com Hot Water Pipe Insulation - Hot-Dry ¦ SDG&E ¦ Hot-Dry | Com ¦ Com Hot Water Pipe Insulation - Hot-Dry | SDG&E ¦ Hot-Dry | SDG&E | All | Gas | Pipe insulation | Efficient |  |  | 0 | Conventional | WaterHeat | Com - Office (Small) | Com | RET Only | 0 | 1000 sqft2 of floor space | Len-ft | 11 | DEER:Indoor_CFL_Ltg | 0 | 0 | 0.7574 | SWFS017-06 | 24.144 | 2024 | 5.35 | 2024 | 0 | 0 | SWFS017-06 | Com Pipe Insulation - Hot-Dry ¦ SDG&E ¦ Hot-Dry | Com Pipe Insulation - Hot-Dry | 2.1953 | 1 | 0.10579 | 2020 Guidehouse Assumptions | -1.4994 | 2032 | 0.45 | SWFS017-06
COM-WATERHEAT-71.91 | Com ¦ Com Hot Water Pipe Insulation - Hot-Dry ¦ SDG&E ¦ Hot-Dry | Com ¦ Com Hot Water Pipe Insulation - Hot-Dry | SDG&E ¦ Hot-Dry | SDG&E | All | Gas | Pipe insulation | Efficient |  |  | 0 | Conventional | WaterHeat | Com - Other | Com | RET Only | 0 | 1000 sqft2 of floor space | Len-ft | 11 | DEER:Indoor_CFL_Ltg | 0 | 0 | 0.7574 | SWFS017-06 | 24.144 | 2024 | 5.35 | 2024 | 0 | 0 | SWFS017-06 | Com Pipe Insulation - Hot-Dry ¦ SDG&E ¦ Hot-Dry | Com Pipe Insulation - Hot-Dry | 2.1953 | 1 | 0.10579 | 2020 Guidehouse Assumptions | -3.431 | 2032 | 0.45 | SWFS017-06
COM-WATERHEAT-71.92 | Com ¦ Com Hot Water Pipe Insulation - Hot-Dry ¦ SDG&E ¦ Hot-Dry | Com ¦ Com Hot Water Pipe Insulation - Hot-Dry | SDG&E ¦ Hot-Dry | SDG&E | All | Gas | Pipe insulation | Efficient |  |  | 0 | Conventional | WaterHeat | Com - Refrig. Warehouse | Com | RET Only | 0 | 1000 sqft2 of floor space | Len-ft | 11 | DEER:Indoor_CFL_Ltg | 0 | 0 | 0.7574 | SWFS017-06 | 24.144 | 2024 | 5.35 | 2024 | 0 | 0 | SWFS017-06 | Com Pipe Insulation - Hot-Dry ¦ SDG&E ¦ Hot-Dry | Com Pipe Insulation - Hot-Dry | 2.1953 | 1 | 0.10579 | 2020 Guidehouse Assumptions | -0.56865 | 2032 | 0.45 | SWFS017-06
COM-WATERHEAT-71.93 | Com ¦ Com Hot Water Pipe Insulation - Hot-Dry ¦ SDG&E ¦ Hot-Dry | Com ¦ Com Hot Water Pipe Insulation - Hot-Dry | SDG&E ¦ Hot-Dry | SDG&E | All | Gas | Pipe insulation | Efficient |  |  | 0 | Conventional | WaterHeat | Com - Restaurant | Com | RET Only | 0 | 1000 sqft2 of floor space | Len-ft | 11 | DEER:Indoor_CFL_Ltg | 0 | 0 | 0.7574 | SWFS017-06 | 24.144 | 2024 | 5.35 | 2024 | 0 | 0 | SWFS017-06 | Com Pipe Insulation - Hot-Dry ¦ SDG&E ¦ Hot-Dry | Com Pipe Insulation - Hot-Dry | 2.1953 | 1 | 0.10579 | 2020 Guidehouse Assumptions | -0.56899 | 2032 | 0.45 | SWFS017-06
COM-WATERHEAT-71.94 | Com ¦ Com Hot Water Pipe Insulation - Hot-Dry ¦ SDG&E ¦ Hot-Dry | Com ¦ Com Hot Water Pipe Insulation - Hot-Dry | SDG&E ¦ Hot-Dry | SDG&E | All | Gas | Pipe insulation | Efficient |  |  | 0 | Conventional | WaterHeat | Com - Retail | Com | RET Only | 0 | 1000 sqft2 of floor space | Len-ft | 11 | DEER:Indoor_CFL_Ltg | 0 | 0 | 0.7574 | SWFS017-06 | 24.144 | 2024 | 5.35 | 2024 | 0 | 0 | SWFS017-06 | Com Pipe Insulation - Hot-Dry ¦ SDG&E ¦ Hot-Dry | Com Pipe Insulation - Hot-Dry | 2.1953 | 1 | 0.10579 | 2020 Guidehouse Assumptions | -3.7424 | 2032 | 0.45 | SWFS017-06
COM-WATERHEAT-71.95 | Com ¦ Com Hot Water Pipe Insulation - Hot-Dry ¦ SDG&E ¦ Hot-Dry | Com ¦ Com Hot Water Pipe Insulation - Hot-Dry | SDG&E ¦ Hot-Dry | SDG&E | All | Gas | Pipe insulation | Efficient |  |  | 0 | Conventional | WaterHeat | Com - School | Com | RET Only | 0 | 1000 sqft2 of floor space | Len-ft | 11 | DEER:Indoor_CFL_Ltg | 0 | 0 | 0.7574 | SWFS017-06 | 24.144 | 2024 | 5.35 | 2024 | 0 | 0 | SWFS017-06 | Com Pipe Insulation - Hot-Dry ¦ SDG&E ¦ Hot-Dry | Com Pipe Insulation - Hot-Dry | 2.1953 | 1 | 0.10579 | 2020 Guidehouse Assumptions | -1.7305 | 2032 | 0.45 | SWFS017-06
COM-WATERHEAT-71.96 | Com ¦ Com Hot Water Pipe Insulation - Hot-Dry ¦ SDG&E ¦ Hot-Dry | Com ¦ Com Hot Water Pipe Insulation - Hot-Dry | SDG&E ¦ Hot-Dry | SDG&E | All | Gas | Pipe insulation | Efficient |  |  | 0 | Conventional | WaterHeat | Com - Warehouse | Com | RET Only | 0 | 1000 sqft2 of floor space | Len-ft | 11 | DEER:Indoor_CFL_Ltg | 0 | 0 | 0.7574 | SWFS017-06 | 24.144 | 2024 | 5.35 | 2024 | 0 | 0 | SWFS017-06 | Com Pipe Insulation - Hot-Dry ¦ SDG&E ¦ Hot-Dry | Com Pipe Insulation - Hot-Dry | 2.1953 | 1 | 0.10579 | 2020 Guidehouse Assumptions | -3.1928 | 2032 | 0.45 | SWFS017-06
COM-WHOLEBLG-10.1 | Com ¦ Com Title 24 2019 Code ¦ PG&E ¦ All | Com ¦ Com Title 24 2019 Code | PG&E ¦ All | PG&E | All | Electric & Gas | Com Title 24 2019 Code | Code |  |  | 0 | Conventional | WholeBlg | Com - College | Com | NEW Only | 0 | 1000 sqft2 of floor space | 1000 sqft2 of floor space | 18 | DEER:HVAC_Duct_Sealing | 0 | 0 | 0 | CEC T24 2022 Impact Analysis | 0 | 2013 | 0 | 2013 | 0 | 0 | Guidehouse PG 2023, 2021 Analysis | Com Building Standards ¦ PG&E ¦ All | Com Building Standards | 1 | 1 | 0.999 | Guidehouse 2021 Assumption | 0 | 2012 | 0.95 | None
COM-WHOLEBLG-10.2 | Com ¦ Com Title 24 2019 Code ¦ PG&E ¦ All | Com ¦ Com Title 24 2019 Code | PG&E ¦ All | PG&E | All | Electric & Gas | Com Title 24 2019 Code | Code |  |  | 0 | Conventional | WholeBlg | Com - Health | Com | NEW Only | 0 | 1000 sqft2 of floor space | 1000 sqft2 of floor space | 18 | DEER:HVAC_Duct_Sealing | 0 | 0 | 0 | CEC T24 2022 Impact Analysis | 0 | 2013 | 0 | 2013 | 0 | 0 | Guidehouse PG 2023, 2021 Analysis | Com Building Standards ¦ PG&E ¦ All | Com Building Standards | 1 | 1 | 0.999 | Guidehouse 2021 Assumption | 0 | 2012 | 0.95 | None
COM-WHOLEBLG-10.3 | Com ¦ Com Title 24 2019 Code ¦ PG&E ¦ All | Com ¦ Com Title 24 2019 Code | PG&E ¦ All | PG&E | All | Electric & Gas | Com Title 24 2019 Code | Code |  |  | 0 | Conventional | WholeBlg | Com - Lodging | Com | NEW Only | 0 | 1000 sqft2 of floor space | 1000 sqft2 of floor space | 18 | DEER:HVAC_Duct_Sealing | 0 | 0 | 0 | CEC T24 2022 Impact Analysis | 0 | 2013 | 0 | 2013 | 0 | 0 | Guidehouse PG 2023, 2021 Analysis | Com Building Standards ¦ PG&E ¦ All | Com Building Standards | 1 | 1 | 0.999 | Guidehouse 2021 Assumption | 0 | 2012 | 0.95 | None
COM-WHOLEBLG-10.4 | Com ¦ Com Title 24 2019 Code ¦ PG&E ¦ All | Com ¦ Com Title 24 2019 Code | PG&E ¦ All | PG&E | All | Electric & Gas | Com Title 24 2019 Code | Code |  |  | 0 | Conventional | WholeBlg | Com - Office (Large) | Com | NEW Only | 0 | 1000 sqft2 of floor space | 1000 sqft2 of floor space | 18 | DEER:HVAC_Duct_Sealing | 0 | 0 | 0 | CEC T24 2022 Impact Analysis | 0 | 2013 | 0 | 2013 | 0 | 0 | Guidehouse PG 2023, 2021 Analysis | Com Building Standards ¦ PG&E ¦ All | Com Building Standards | 1 | 1 | 0.999 | Guidehouse 2021 Assumption | 0 | 2012 | 0.95 | None
COM-WHOLEBLG-10.5 | Com ¦ Com Title 24 2019 Code ¦ PG&E ¦ All | Com ¦ Com Title 24 2019 Code | PG&E ¦ All | PG&E | All | Electric & Gas | Com Title 24 2019 Code | Code |  |  | 0 | Conventional | WholeBlg | Com - Office (Small) | Com | NEW Only | 0 | 1000 sqft2 of floor space | 1000 sqft2 of floor space | 18 | DEER:HVAC_Duct_Sealing | 0 | 0 | 0 | CEC T24 2022 Impact Analysis | 0 | 2013 | 0 | 2013 | 0 | 0 | Guidehouse PG 2023, 2021 Analysis | Com Building Standards ¦ PG&E ¦ All | Com Building Standards | 1 | 1 | 0.999 | Guidehouse 2021 Assumption | 0 | 2012 | 0.95 | None
COM-WHOLEBLG-10.6 | Com ¦ Com Title 24 2019 Code ¦ PG&E ¦ All | Com ¦ Com Title 24 2019 Code | PG&E ¦ All | PG&E | All | Electric & Gas | Com Title 24 2019 Code | Code |  |  | 0 | Conventional | WholeBlg | Com - Other | Com | NEW Only | 0 | 1000 sqft2 of floor space | 1000 sqft2 of floor space | 18 | DEER:HVAC_Duct_Sealing | 0 | 0 | 0 | CEC T24 2022 Impact Analysis | 0 | 2013 | 0 | 2013 | 0 | 0 | Guidehouse PG 2023, 2021 Analysis | Com Building Standards ¦ PG&E ¦ All | Com Building Standards | 1 | 1 | 0.999 | Guidehouse 2021 Assumption | 0 | 2012 | 0.95 | None
COM-WHOLEBLG-10.7 | Com ¦ Com Title 24 2019 Code ¦ PG&E ¦ All | Com ¦ Com Title 24 2019 Code | PG&E ¦ All | PG&E | All | Electric & Gas | Com Title 24 2019 Code | Code |  |  | 0 | Conventional | WholeBlg | Com - Restaurant | Com | NEW Only | 0 | 1000 sqft2 of floor space | 1000 sqft2 of floor space | 18 | DEER:HVAC_Duct_Sealing | 0 | 0 | 0 | CEC T24 2022 Impact Analysis | 0 | 2013 | 0 | 2013 | 0 | 0 | Guidehouse PG 2023, 2021 Analysis | Com Building Standards ¦ PG&E ¦ All | Com Building Standards | 1 | 1 | 0.999 | Guidehouse 2021 Assumption | 0 | 2012 | 0.95 | None
COM-WHOLEBLG-10.8 | Com ¦ Com Title 24 2019 Code ¦ PG&E ¦ All | Com ¦ Com Title 24 2019 Code | PG&E ¦ All | PG&E | All | Electric & Gas | Com Title 24 2019 Code | Code |  |  | 0 | Conventional | WholeBlg | Com - Retail | Com | NEW Only | 0 | 1000 sqft2 of floor space | 1000 sqft2 of floor space | 18 | DEER:HVAC_Duct_Sealing | 0 | 0 | 0 | CEC T24 2022 Impact Analysis | 0 | 2013 | 0 | 2013 | 0 | 0 | Guidehouse PG 2023, 2021 Analysis | Com Building Standards ¦ PG&E ¦ All | Com Building Standards | 1 | 1 | 0.999 | Guidehouse 2021 Assumption | 0 | 2012 | 0.95 | None
COM-WHOLEBLG-10.9 | Com ¦ Com Title 24 2019 Code ¦ PG&E ¦ All | Com ¦ Com Title 24 2019 Code | PG&E ¦ All | PG&E | All | Electric & Gas | Com Title 24 2019 Code | Code |  |  | 0 | Conventional | WholeBlg | Com - School | Com | NEW Only | 0 | 1000 sqft2 of floor space | 1000 sqft2 of floor space | 18 | DEER:HVAC_Duct_Sealing | 0 | 0 | 0 | CEC T24 2022 Impact Analysis | 0 | 2013 | 0 | 2013 | 0 | 0 | Guidehouse PG 2023, 2021 Analysis | Com Building Standards ¦ PG&E ¦ All | Com Building Standards | 1 | 1 | 0.999 | Guidehouse 2021 Assumption | 0 | 2012 | 0.95 | None
COM-WHOLEBLG-10.10 | Com ¦ Com Title 24 2019 Code ¦ PG&E ¦ All | Com ¦ Com Title 24 2019 Code | PG&E ¦ All | PG&E | All | Electric & Gas | Com Title 24 2019 Code | Code |  |  | 0 | Conventional | WholeBlg | Com - Warehouse | Com | NEW Only | 0 | 1000 sqft2 of floor space | 1000 sqft2 of floor space | 18 | DEER:HVAC_Duct_Sealing | 0 | 0 | 0 | CEC T24 2022 Impact Analysis | 0 | 2013 | 0 | 2013 | 0 | 0 | Guidehouse PG 2023, 2021 Analysis | Com Building Standards ¦ PG&E ¦ All | Com Building Standards | 1 | 1 | 0.999 | Guidehouse 2021 Assumption | 0 | 2012 | 0.95 | None
COM-WHOLEBLG-10.11 | Com ¦ Com Title 24 2019 Code ¦ SCE ¦ All | Com ¦ Com Title 24 2019 Code | SCE ¦ All | SCE | All | Electric & Gas | Com Title 24 2019 Code | Code |  |  | 0 | Conventional | WholeBlg | Com - College | Com | NEW Only | 0 | 1000 sqft2 of floor space | 1000 sqft2 of floor space | 18 | DEER:HVAC_Duct_Sealing | 0 | 0 | 0 | CEC T24 2022 Impact Analysis | 0 | 2013 | 0 | 2013 | 0 | 0 | Guidehouse PG 2023, 2021 Analysis | Com Building Standards ¦ SCE ¦ All | Com Building Standards | 1 | 1 | 0.999 | Guidehouse 2021 Assumption | 0 | 2012 | 0.95 | None
COM-WHOLEBLG-10.12 | Com ¦ Com Title 24 2019 Code ¦ SCE ¦ All | Com ¦ Com Title 24 2019 Code | SCE ¦ All | SCE | All | Electric & Gas | Com Title 24 2019 Code | Code |  |  | 0 | Conventional | WholeBlg | Com - Health | Com | NEW Only | 0 | 1000 sqft2 of floor space | 1000 sqft2 of floor space | 18 | DEER:HVAC_Duct_Sealing | 0 | 0 | 0 | CEC T24 2022 Impact Analysis | 0 | 2013 | 0 | 2013 | 0 | 0 | Guidehouse PG 2023, 2021 Analysis | Com Building Standards ¦ SCE ¦ All | Com Building Standards | 1 | 1 | 0.999 | Guidehouse 2021 Assumption | 0 | 2012 | 0.95 | None
COM-WHOLEBLG-10.13 | Com ¦ Com Title 24 2019 Code ¦ SCE ¦ All | Com ¦ Com Title 24 2019 Code | SCE ¦ All | SCE | All | Electric & Gas | Com Title 24 2019 Code | Code |  |  | 0 | Conventional | WholeBlg | Com - Lodging | Com | NEW Only | 0 | 1000 sqft2 of floor space | 1000 sqft2 of floor space | 18 | DEER:HVAC_Duct_Sealing | 0 | 0 | 0 | CEC T24 2022 Impact Analysis | 0 | 2013 | 0 | 2013 | 0 | 0 | Guidehouse PG 2023, 2021 Analysis | Com Building Standards ¦ SCE ¦ All | Com Building Standards | 1 | 1 | 0.999 | Guidehouse 2021 Assumption | 0 | 2012 | 0.95 | None
COM-WHOLEBLG-10.14 | Com ¦ Com Title 24 2019 Code ¦ SCE ¦ All | Com ¦ Com Title 24 2019 Code | SCE ¦ All | SCE | All | Electric & Gas | Com Title 24 2019 Code | Code |  |  | 0 | Conventional | WholeBlg | Com - Office (Large) | Com | NEW Only | 0 | 1000 sqft2 of floor space | 1000 sqft2 of floor space | 18 | DEER:HVAC_Duct_Sealing | 0 | 0 | 0 | CEC T24 2022 Impact Analysis | 0 | 2013 | 0 | 2013 | 0 | 0 | Guidehouse PG 2023, 2021 Analysis | Com Building Standards ¦ SCE ¦ All | Com Building Standards | 1 | 1 | 0.999 | Guidehouse 2021 Assumption | 0 | 2012 | 0.95 | None
COM-WHOLEBLG-10.15 | Com ¦ Com Title 24 2019 Code ¦ SCE ¦ All | Com ¦ Com Title 24 2019 Code | SCE ¦ All | SCE | All | Electric & Gas | Com Title 24 2019 Code | Code |  |  | 0 | Conventional | WholeBlg | Com - Office (Small) | Com | NEW Only | 0 | 1000 sqft2 of floor space | 1000 sqft2 of floor space | 18 | DEER:HVAC_Duct_Sealing | 0 | 0 | 0 | CEC T24 2022 Impact Analysis | 0 | 2013 | 0 | 2013 | 0 | 0 | Guidehouse PG 2023, 2021 Analysis | Com Building Standards ¦ SCE ¦ All | Com Building Standards | 1 | 1 | 0.999 | Guidehouse 2021 Assumption | 0 | 2012 | 0.95 | None
COM-WHOLEBLG-10.16 | Com ¦ Com Title 24 2019 Code ¦ SCE ¦ All | Com ¦ Com Title 24 2019 Code | SCE ¦ All | SCE | All | Electric & Gas | Com Title 24 2019 Code | Code |  |  | 0 | Conventional | WholeBlg | Com - Other | Com | NEW Only | 0 | 1000 sqft2 of floor space | 1000 sqft2 of floor space | 18 | DEER:HVAC_Duct_Sealing | 0 | 0 | 0 | CEC T24 2022 Impact Analysis | 0 | 2013 | 0 | 2013 | 0 | 0 | Guidehouse PG 2023, 2021 Analysis | Com Building Standards ¦ SCE ¦ All | Com Building Standards | 1 | 1 | 0.999 | Guidehouse 2021 Assumption | 0 | 2012 | 0.95 | None
COM-WHOLEBLG-10.17 | Com ¦ Com Title 24 2019 Code ¦ SCE ¦ All | Com ¦ Com Title 24 2019 Code | SCE ¦ All | SCE | All | Electric & Gas | Com Title 24 2019 Code | Code |  |  | 0 | Conventional | WholeBlg | Com - Restaurant | Com | NEW Only | 0 | 1000 sqft2 of floor space | 1000 sqft2 of floor space | 18 | DEER:HVAC_Duct_Sealing | 0 | 0 | 0 | CEC T24 2022 Impact Analysis | 0 | 2013 | 0 | 2013 | 0 | 0 | Guidehouse PG 2023, 2021 Analysis | Com Building Standards ¦ SCE ¦ All | Com Building Standards | 1 | 1 | 0.999 | Guidehouse 2021 Assumption | 0 | 2012 | 0.95 | None
COM-WHOLEBLG-10.18 | Com ¦ Com Title 24 2019 Code ¦ SCE ¦ All | Com ¦ Com Title 24 2019 Code | SCE ¦ All | SCE | All | Electric & Gas | Com Title 24 2019 Code | Code |  |  | 0 | Conventional | WholeBlg | Com - Retail | Com | NEW Only | 0 | 1000 sqft2 of floor space | 1000 sqft2 of floor space | 18 | DEER:HVAC_Duct_Sealing | 0 | 0 | 0 | CEC T24 2022 Impact Analysis | 0 | 2013 | 0 | 2013 | 0 | 0 | Guidehouse PG 2023, 2021 Analysis | Com Building Standards ¦ SCE ¦ All | Com Building Standards | 1 | 1 | 0.999 | Guidehouse 2021 Assumption | 0 | 2012 | 0.95 | None
COM-WHOLEBLG-10.19 | Com ¦ Com Title 24 2019 Code ¦ SCE ¦ All | Com ¦ Com Title 24 2019 Code | SCE ¦ All | SCE | All | Electric & Gas | Com Title 24 2019 Code | Code |  |  | 0 | Conventional | WholeBlg | Com - School | Com | NEW Only | 0 | 1000 sqft2 of floor space | 1000 sqft2 of floor space | 18 | DEER:HVAC_Duct_Sealing | 0 | 0 | 0 | CEC T24 2022 Impact Analysis | 0 | 2013 | 0 | 2013 | 0 | 0 | Guidehouse PG 2023, 2021 Analysis | Com Building Standards ¦ SCE ¦ All | Com Building Standards | 1 | 1 | 0.999 | Guidehouse 2021 Assumption | 0 | 2012 | 0.95 | None
COM-WHOLEBLG-10.20 | Com ¦ Com Title 24 2019 Code ¦ SCE ¦ All | Com ¦ Com Title 24 2019 Code | SCE ¦ All | SCE | All | Electric & Gas | Com Title 24 2019 Code | Code |  |  | 0 | Conventional | WholeBlg | Com - Warehouse | Com | NEW Only | 0 | 1000 sqft2 of floor space | 1000 sqft2 of floor space | 18 | DEER:HVAC_Duct_Sealing | 0 | 0 | 0 | CEC T24 2022 Impact Analysis | 0 | 2013 | 0 | 2013 | 0 | 0 | Guidehouse PG 2023, 2021 Analysis | Com Building Standards ¦ SCE ¦ All | Com Building Standards | 1 | 1 | 0.999 | Guidehouse 2021 Assumption | 0 | 2012 | 0.95 | None
COM-WHOLEBLG-10.21 | Com ¦ Com Title 24 2019 Code ¦ SCG ¦ All | Com ¦ Com Title 24 2019 Code | SCG ¦ All | SCG | All | Electric & Gas | Com Title 24 2019 Code | Code |  |  | 0 | Conventional | WholeBlg | Com - College | Com | NEW Only | 0 | 1000 sqft2 of floor space | 1000 sqft2 of floor space | 18 | DEER:HVAC_Duct_Sealing | 0 | 0 | 0 | CEC T24 2022 Impact Analysis | 0 | 2013 | 0 | 2013 | 0 | 0 | Guidehouse PG 2023, 2021 Analysis | Com Building Standards ¦ SCG ¦ All | Com Building Standards | 1 | 1 | 0.999 | Guidehouse 2021 Assumption | 0 | 2012 | 0.95 | None
COM-WHOLEBLG-10.22 | Com ¦ Com Title 24 2019 Code ¦ SCG ¦ All | Com ¦ Com Title 24 2019 Code | SCG ¦ All | SCG | All | Electric & Gas | Com Title 24 2019 Code | Code |  |  | 0 | Conventional | WholeBlg | Com - Health | Com | NEW Only | 0 | 1000 sqft2 of floor space | 1000 sqft2 of floor space | 18 | DEER:HVAC_Duct_Sealing | 0 | 0 | 0 | CEC T24 2022 Impact Analysis | 0 | 2013 | 0 | 2013 | 0 | 0 | Guidehouse PG 2023, 2021 Analysis | Com Building Standards ¦ SCG ¦ All | Com Building Standards | 1 | 1 | 0.999 | Guidehouse 2021 Assumption | 0 | 2012 | 0.95 | None
COM-WHOLEBLG-10.23 | Com ¦ Com Title 24 2019 Code ¦ SCG ¦ All | Com ¦ Com Title 24 2019 Code | SCG ¦ All | SCG | All | Electric & Gas | Com Title 24 2019 Code | Code |  |  | 0 | Conventional | WholeBlg | Com - Lodging | Com | NEW Only | 0 | 1000 sqft2 of floor space | 1000 sqft2 of floor space | 18 | DEER:HVAC_Duct_Sealing | 0 | 0 | 0 | CEC T24 2022 Impact Analysis | 0 | 2013 | 0 | 2013 | 0 | 0 | Guidehouse PG 2023, 2021 Analysis | Com Building Standards ¦ SCG ¦ All | Com Building Standards | 1 | 1 | 0.999 | Guidehouse 2021 Assumption | 0 | 2012 | 0.95 | None
COM-WHOLEBLG-10.24 | Com ¦ Com Title 24 2019 Code ¦ SCG ¦ All | Com ¦ Com Title 24 2019 Code | SCG ¦ All | SCG | All | Electric & Gas | Com Title 24 2019 Code | Code |  |  | 0 | Conventional | WholeBlg | Com - Office (Large) | Com | NEW Only | 0 | 1000 sqft2 of floor space | 1000 sqft2 of floor space | 18 | DEER:HVAC_Duct_Sealing | 0 | 0 | 0 | CEC T24 2022 Impact Analysis | 0 | 2013 | 0 | 2013 | 0 | 0 | Guidehouse PG 2023, 2021 Analysis | Com Building Standards ¦ SCG ¦ All | Com Building Standards | 1 | 1 | 0.999 | Guidehouse 2021 Assumption | 0 | 2012 | 0.95 | None
COM-WHOLEBLG-10.25 | Com ¦ Com Title 24 2019 Code ¦ SCG ¦ All | Com ¦ Com Title 24 2019 Code | SCG ¦ All | SCG | All | Electric & Gas | Com Title 24 2019 Code | Code |  |  | 0 | Conventional | WholeBlg | Com - Office (Small) | Com | NEW Only | 0 | 1000 sqft2 of floor space | 1000 sqft2 of floor space | 18 | DEER:HVAC_Duct_Sealing | 0 | 0 | 0 | CEC T24 2022 Impact Analysis | 0 | 2013 | 0 | 2013 | 0 | 0 | Guidehouse PG 2023, 2021 Analysis | Com Building Standards ¦ SCG ¦ All | Com Building Standards | 1 | 1 | 0.999 | Guidehouse 2021 Assumption | 0 | 2012 | 0.95 | None
COM-WHOLEBLG-10.26 | Com ¦ Com Title 24 2019 Code ¦ SCG ¦ All | Com ¦ Com Title 24 2019 Code | SCG ¦ All | SCG | All | Electric & Gas | Com Title 24 2019 Code | Code |  |  | 0 | Conventional | WholeBlg | Com - Other | Com | NEW Only | 0 | 1000 sqft2 of floor space | 1000 sqft2 of floor space | 18 | DEER:HVAC_Duct_Sealing | 0 | 0 | 0 | CEC T24 2022 Impact Analysis | 0 | 2013 | 0 | 2013 | 0 | 0 | Guidehouse PG 2023, 2021 Analysis | Com Building Standards ¦ SCG ¦ All | Com Building Standards | 1 | 1 | 0.999 | Guidehouse 2021 Assumption | 0 | 2012 | 0.95 | None
COM-WHOLEBLG-10.27 | Com ¦ Com Title 24 2019 Code ¦ SCG ¦ All | Com ¦ Com Title 24 2019 Code | SCG ¦ All | SCG | All | Electric & Gas | Com Title 24 2019 Code | Code |  |  | 0 | Conventional | WholeBlg | Com - Restaurant | Com | NEW Only | 0 | 1000 sqft2 of floor space | 1000 sqft2 of floor space | 18 | DEER:HVAC_Duct_Sealing | 0 | 0 | 0 | CEC T24 2022 Impact Analysis | 0 | 2013 | 0 | 2013 | 0 | 0 | Guidehouse PG 2023, 2021 Analysis | Com Building Standards ¦ SCG ¦ All | Com Building Standards | 1 | 1 | 0.999 | Guidehouse 2021 Assumption | 0 | 2012 | 0.95 | None
COM-WHOLEBLG-10.28 | Com ¦ Com Title 24 2019 Code ¦ SCG ¦ All | Com ¦ Com Title 24 2019 Code | SCG ¦ All | SCG | All | Electric & Gas | Com Title 24 2019 Code | Code |  |  | 0 | Conventional | WholeBlg | Com - Retail | Com | NEW Only | 0 | 1000 sqft2 of floor space | 1000 sqft2 of floor space | 18 | DEER:HVAC_Duct_Sealing | 0 | 0 | 0 | CEC T24 2022 Impact Analysis | 0 | 2013 | 0 | 2013 | 0 | 0 | Guidehouse PG 2023, 2021 Analysis | Com Building Standards ¦ SCG ¦ All | Com Building Standards | 1 | 1 | 0.999 | Guidehouse 2021 Assumption | 0 | 2012 | 0.95 | None
COM-WHOLEBLG-10.29 | Com ¦ Com Title 24 2019 Code ¦ SCG ¦ All | Com ¦ Com Title 24 2019 Code | SCG ¦ All | SCG | All | Electric & Gas | Com Title 24 2019 Code | Code |  |  | 0 | Conventional | WholeBlg | Com - School | Com | NEW Only | 0 | 1000 sqft2 of floor space | 1000 sqft2 of floor space | 18 | DEER:HVAC_Duct_Sealing | 0 | 0 | 0 | CEC T24 2022 Impact Analysis | 0 | 2013 | 0 | 2013 | 0 | 0 | Guidehouse PG 2023, 2021 Analysis | Com Building Standards ¦ SCG ¦ All | Com Building Standards | 1 | 1 | 0.999 | Guidehouse 2021 Assumption | 0 | 2012 | 0.95 | None
COM-WHOLEBLG-10.30 | Com ¦ Com Title 24 2019 Code ¦ SCG ¦ All | Com ¦ Com Title 24 2019 Code | SCG ¦ All | SCG | All | Electric & Gas | Com Title 24 2019 Code | Code |  |  | 0 | Conventional | WholeBlg | Com - Warehouse | Com | NEW Only | 0 | 1000 sqft2 of floor space | 1000 sqft2 of floor space | 18 | DEER:HVAC_Duct_Sealing | 0 | 0 | 0 | CEC T24 2022 Impact Analysis | 0 | 2013 | 0 | 2013 | 0 | 0 | Guidehouse PG 2023, 2021 Analysis | Com Building Standards ¦ SCG ¦ All | Com Building Standards | 1 | 1 | 0.999 | Guidehouse 2021 Assumption | 0 | 2012 | 0.95 | None
COM-WHOLEBLG-10.31 | Com ¦ Com Title 24 2019 Code ¦ SDG&E ¦ All | Com ¦ Com Title 24 2019 Code | SDG&E ¦ All | SDG&E | All | Electric & Gas | Com Title 24 2019 Code | Code |  |  | 0 | Conventional | WholeBlg | Com - College | Com | NEW Only | 0 | 1000 sqft2 of floor space | 1000 sqft2 of floor space | 18 | DEER:HVAC_Duct_Sealing | 0 | 0 | 0 | CEC T24 2022 Impact Analysis | 0 | 2013 | 0 | 2013 | 0 | 0 | Guidehouse PG 2023, 2021 Analysis | Com Building Standards ¦ SDG&E ¦ All | Com Building Standards | 1 | 1 | 0.999 | Guidehouse 2021 Assumption | 0 | 2012 | 0.95 | None
COM-WHOLEBLG-10.32 | Com ¦ Com Title 24 2019 Code ¦ SDG&E ¦ All | Com ¦ Com Title 24 2019 Code | SDG&E ¦ All | SDG&E | All | Electric & Gas | Com Title 24 2019 Code | Code |  |  | 0 | Conventional | WholeBlg | Com - Health | Com | NEW Only | 0 | 1000 sqft2 of floor space | 1000 sqft2 of floor space | 18 | DEER:HVAC_Duct_Sealing | 0 | 0 | 0 | CEC T24 2022 Impact Analysis | 0 | 2013 | 0 | 2013 | 0 | 0 | Guidehouse PG 2023, 2021 Analysis | Com Building Standards ¦ SDG&E ¦ All | Com Building Standards | 1 | 1 | 0.999 | Guidehouse 2021 Assumption | 0 | 2012 | 0.95 | None
COM-WHOLEBLG-10.33 | Com ¦ Com Title 24 2019 Code ¦ SDG&E ¦ All | Com ¦ Com Title 24 2019 Code | SDG&E ¦ All | SDG&E | All | Electric & Gas | Com Title 24 2019 Code | Code |  |  | 0 | Conventional | WholeBlg | Com - Lodging | Com | NEW Only | 0 | 1000 sqft2 of floor space | 1000 sqft2 of floor space | 18 | DEER:HVAC_Duct_Sealing | 0 | 0 | 0 | CEC T24 2022 Impact Analysis | 0 | 2013 | 0 | 2013 | 0 | 0 | Guidehouse PG 2023, 2021 Analysis | Com Building Standards ¦ SDG&E ¦ All | Com Building Standards | 1 | 1 | 0.999 | Guidehouse 2021 Assumption | 0 | 2012 | 0.95 | None
COM-WHOLEBLG-10.34 | Com ¦ Com Title 24 2019 Code ¦ SDG&E ¦ All | Com ¦ Com Title 24 2019 Code | SDG&E ¦ All | SDG&E | All | Electric & Gas | Com Title 24 2019 Code | Code |  |  | 0 | Conventional | WholeBlg | Com - Office (Large) | Com | NEW Only | 0 | 1000 sqft2 of floor space | 1000 sqft2 of floor space | 18 | DEER:HVAC_Duct_Sealing | 0 | 0 | 0 | CEC T24 2022 Impact Analysis | 0 | 2013 | 0 | 2013 | 0 | 0 | Guidehouse PG 2023, 2021 Analysis | Com Building Standards ¦ SDG&E ¦ All | Com Building Standards | 1 | 1 | 0.999 | Guidehouse 2021 Assumption | 0 | 2012 | 0.95 | None
COM-WHOLEBLG-10.35 | Com ¦ Com Title 24 2019 Code ¦ SDG&E ¦ All | Com ¦ Com Title 24 2019 Code | SDG&E ¦ All | SDG&E | All | Electric & Gas | Com Title 24 2019 Code | Code |  |  | 0 | Conventional | WholeBlg | Com - Office (Small) | Com | NEW Only | 0 | 1000 sqft2 of floor space | 1000 sqft2 of floor space | 18 | DEER:HVAC_Duct_Sealing | 0 | 0 | 0 | CEC T24 2022 Impact Analysis | 0 | 2013 | 0 | 2013 | 0 | 0 | Guidehouse PG 2023, 2021 Analysis | Com Building Standards ¦ SDG&E ¦ All | Com Building Standards | 1 | 1 | 0.999 | Guidehouse 2021 Assumption | 0 | 2012 | 0.95 | None
COM-WHOLEBLG-10.36 | Com ¦ Com Title 24 2019 Code ¦ SDG&E ¦ All | Com ¦ Com Title 24 2019 Code | SDG&E ¦ All | SDG&E | All | Electric & Gas | Com Title 24 2019 Code | Code |  |  | 0 | Conventional | WholeBlg | Com - Other | Com | NEW Only | 0 | 1000 sqft2 of floor space | 1000 sqft2 of floor space | 18 | DEER:HVAC_Duct_Sealing | 0 | 0 | 0 | CEC T24 2022 Impact Analysis | 0 | 2013 | 0 | 2013 | 0 | 0 | Guidehouse PG 2023, 2021 Analysis | Com Building Standards ¦ SDG&E ¦ All | Com Building Standards | 1 | 1 | 0.999 | Guidehouse 2021 Assumption | 0 | 2012 | 0.95 | None
COM-WHOLEBLG-10.37 | Com ¦ Com Title 24 2019 Code ¦ SDG&E ¦ All | Com ¦ Com Title 24 2019 Code | SDG&E ¦ All | SDG&E | All | Electric & Gas | Com Title 24 2019 Code | Code |  |  | 0 | Conventional | WholeBlg | Com - Restaurant | Com | NEW Only | 0 | 1000 sqft2 of floor space | 1000 sqft2 of floor space | 18 | DEER:HVAC_Duct_Sealing | 0 | 0 | 0 | CEC T24 2022 Impact Analysis | 0 | 2013 | 0 | 2013 | 0 | 0 | Guidehouse PG 2023, 2021 Analysis | Com Building Standards ¦ SDG&E ¦ All | Com Building Standards | 1 | 1 | 0.999 | Guidehouse 2021 Assumption | 0 | 2012 | 0.95 | None
COM-WHOLEBLG-10.38 | Com ¦ Com Title 24 2019 Code ¦ SDG&E ¦ All | Com ¦ Com Title 24 2019 Code | SDG&E ¦ All | SDG&E | All | Electric & Gas | Com Title 24 2019 Code | Code |  |  | 0 | Conventional | WholeBlg | Com - Retail | Com | NEW Only | 0 | 1000 sqft2 of floor space | 1000 sqft2 of floor space | 18 | DEER:HVAC_Duct_Sealing | 0 | 0 | 0 | CEC T24 2022 Impact Analysis | 0 | 2013 | 0 | 2013 | 0 | 0 | Guidehouse PG 2023, 2021 Analysis | Com Building Standards ¦ SDG&E ¦ All | Com Building Standards | 1 | 1 | 0.999 | Guidehouse 2021 Assumption | 0 | 2012 | 0.95 | None
COM-WHOLEBLG-10.39 | Com ¦ Com Title 24 2019 Code ¦ SDG&E ¦ All | Com ¦ Com Title 24 2019 Code | SDG&E ¦ All | SDG&E | All | Electric & Gas | Com Title 24 2019 Code | Code |  |  | 0 | Conventional | WholeBlg | Com - School | Com | NEW Only | 0 | 1000 sqft2 of floor space | 1000 sqft2 of floor space | 18 | DEER:HVAC_Duct_Sealing | 0 | 0 | 0 | CEC T24 2022 Impact Analysis | 0 | 2013 | 0 | 2013 | 0 | 0 | Guidehouse PG 2023, 2021 Analysis | Com Building Standards ¦ SDG&E ¦ All | Com Building Standards | 1 | 1 | 0.999 | Guidehouse 2021 Assumption | 0 | 2012 | 0.95 | None
COM-WHOLEBLG-10.40 | Com ¦ Com Title 24 2019 Code ¦ SDG&E ¦ All | Com ¦ Com Title 24 2019 Code | SDG&E ¦ All | SDG&E | All | Electric & Gas | Com Title 24 2019 Code | Code |  |  | 0 | Conventional | WholeBlg | Com - Warehouse | Com | NEW Only | 0 | 1000 sqft2 of floor space | 1000 sqft2 of floor space | 18 | DEER:HVAC_Duct_Sealing | 0 | 0 | 0 | CEC T24 2022 Impact Analysis | 0 | 2013 | 0 | 2013 | 0 | 0 | Guidehouse PG 2023, 2021 Analysis | Com Building Standards ¦ SDG&E ¦ All | Com Building Standards | 1 | 1 | 0.999 | Guidehouse 2021 Assumption | 0 | 2012 | 0.95 | None
COM-WHOLEBLG-11.1 | Com ¦ Com Title 24 2022 Code ¦ PG&E ¦ All | Com ¦ Com Title 24 2022 Code | PG&E ¦ All | PG&E | All | Electric & Gas | Com Title 24 2022 Code | Efficient |  |  | 0 | Conventional | WholeBlg | Com - College | Com | NEW Only | 0 | 1000 sqft2 of floor space | 1000 sqft2 of floor space | 18 | DEER:HVAC_Duct_Sealing | -3026.7908 | -0.093103 | -36.1011 | CEC T24 2022 Impact Analysis | 2350.8565 | 2013 | 0 | 2013 | 0 | 0 | Guidehouse PG 2023, 2021 Analysis | Com Building Standards ¦ PG&E ¦ All | Com Building Standards | 1 | 1 | 0.001 | Guidehouse 2021 Assumption | 347.6017 | 2012 | 0.95 | None
COM-WHOLEBLG-11.2 | Com ¦ Com Title 24 2022 Code ¦ PG&E ¦ All | Com ¦ Com Title 24 2022 Code | PG&E ¦ All | PG&E | All | Electric & Gas | Com Title 24 2022 Code | Efficient |  |  | 0 | Conventional | WholeBlg | Com - Health | Com | NEW Only | 0 | 1000 sqft2 of floor space | 1000 sqft2 of floor space | 18 | DEER:HVAC_Duct_Sealing | -935.3854 | -0.15523 | -80.9341 | CEC T24 2022 Impact Analysis | 9651.5696 | 2013 | 0 | 2013 | 0 | 0 | Guidehouse PG 2023, 2021 Analysis | Com Building Standards ¦ PG&E ¦ All | Com Building Standards | 1 | 1 | 0.001 | Guidehouse 2021 Assumption | 289.8133 | 2012 | 0.95 | None
COM-WHOLEBLG-11.3 | Com ¦ Com Title 24 2022 Code ¦ PG&E ¦ All | Com ¦ Com Title 24 2022 Code | PG&E ¦ All | PG&E | All | Electric & Gas | Com Title 24 2022 Code | Efficient |  |  | 0 | Conventional | WholeBlg | Com - Lodging | Com | NEW Only | 0 | 1000 sqft2 of floor space | 1000 sqft2 of floor space | 18 | DEER:HVAC_Duct_Sealing | -984.2884 | -0.0439 | 0 | CEC T24 2022 Impact Analysis | 1132.0068 | 2013 | 0 | 2013 | 0 | 0 | Guidehouse PG 2023, 2021 Analysis | Com Building Standards ¦ PG&E ¦ All | Com Building Standards | 1 | 1 | 0.001 | Guidehouse 2021 Assumption | 155.2051 | 2012 | 0.95 | None
COM-WHOLEBLG-11.4 | Com ¦ Com Title 24 2022 Code ¦ PG&E ¦ All | Com ¦ Com Title 24 2022 Code | PG&E ¦ All | PG&E | All | Electric & Gas | Com Title 24 2022 Code | Efficient |  |  | 0 | Conventional | WholeBlg | Com - Office (Large) | Com | NEW Only | 0 | 1000 sqft2 of floor space | 1000 sqft2 of floor space | 18 | DEER:HVAC_Duct_Sealing | -5067.6937 | -0.13233 | -16.2872 | CEC T24 2022 Impact Analysis | 4039.3133 | 2013 | 0 | 2013 | 0 | 0 | Guidehouse PG 2023, 2021 Analysis | Com Building Standards ¦ PG&E ¦ All | Com Building Standards | 1 | 1 | 0.001 | Guidehouse 2021 Assumption | 577.1302 | 2012 | 0.95 | None
COM-WHOLEBLG-11.5 | Com ¦ Com Title 24 2022 Code ¦ PG&E ¦ All | Com ¦ Com Title 24 2022 Code | PG&E ¦ All | PG&E | All | Electric & Gas | Com Title 24 2022 Code | Efficient |  |  | 0 | Conventional | WholeBlg | Com - Office (Small) | Com | NEW Only | 0 | 1000 sqft2 of floor space | 1000 sqft2 of floor space | 18 | DEER:HVAC_Duct_Sealing | -5315.5948 | -0.02267 | -29.8294 | CEC T24 2022 Impact Analysis | 5657.0215 | 2013 | 0 | 2013 | 0 | 0 | Guidehouse PG 2023, 2021 Analysis | Com Building Standards ¦ PG&E ¦ All | Com Building Standards | 1 | 1 | 0.001 | Guidehouse 2021 Assumption | 302.7621 | 2012 | 0.95 | None
COM-WHOLEBLG-11.6 | Com ¦ Com Title 24 2022 Code ¦ PG&E ¦ All | Com ¦ Com Title 24 2022 Code | PG&E ¦ All | PG&E | All | Electric & Gas | Com Title 24 2022 Code | Efficient |  |  | 0 | Conventional | WholeBlg | Com - Other | Com | NEW Only | 0 | 1000 sqft2 of floor space | 1000 sqft2 of floor space | 18 | DEER:HVAC_Duct_Sealing | -1543.1341 | -0.062036 | 9.0468 | CEC T24 2022 Impact Analysis | 1153.0459 | 2013 | 0 | 2013 | 0 | 0 | Guidehouse PG 2023, 2021 Analysis | Com Building Standards ¦ PG&E ¦ All | Com Building Standards | 1 | 1 | 0.001 | Guidehouse 2021 Assumption | 129.4175 | 2012 | 0.95 | None
COM-WHOLEBLG-11.7 | Com ¦ Com Title 24 2022 Code ¦ PG&E ¦ All | Com ¦ Com Title 24 2022 Code | PG&E ¦ All | PG&E | All | Electric & Gas | Com Title 24 2022 Code | Efficient |  |  | 0 | Conventional | WholeBlg | Com - Restaurant | Com | NEW Only | 0 | 1000 sqft2 of floor space | 1000 sqft2 of floor space | 18 | DEER:HVAC_Duct_Sealing | -8335.2234 | -0.37423 | 54.4341 | CEC T24 2022 Impact Analysis | 1765.6372 | 2013 | 0 | 2013 | 0 | 0 | Guidehouse PG 2023, 2021 Analysis | Com Building Standards ¦ PG&E ¦ All | Com Building Standards | 1 | 1 | 0.001 | Guidehouse 2021 Assumption | 107.2327 | 2012 | 0.95 | None
COM-WHOLEBLG-11.8 | Com ¦ Com Title 24 2022 Code ¦ PG&E ¦ All | Com ¦ Com Title 24 2022 Code | PG&E ¦ All | PG&E | All | Electric & Gas | Com Title 24 2022 Code | Efficient |  |  | 0 | Conventional | WholeBlg | Com - Retail | Com | NEW Only | 0 | 1000 sqft2 of floor space | 1000 sqft2 of floor space | 18 | DEER:HVAC_Duct_Sealing | -4978.4508 | 0.031062 | -36.1095 | CEC T24 2022 Impact Analysis | 1057.1382 | 2013 | 0 | 2013 | 0 | 0 | Guidehouse PG 2023, 2021 Analysis | Com Building Standards ¦ PG&E ¦ All | Com Building Standards | 1 | 1 | 0.001 | Guidehouse 2021 Assumption | 1927.4371 | 2012 | 0.95 | None
COM-WHOLEBLG-11.9 | Com ¦ Com Title 24 2022 Code ¦ PG&E ¦ All | Com ¦ Com Title 24 2022 Code | PG&E ¦ All | PG&E | All | Electric & Gas | Com Title 24 2022 Code | Efficient |  |  | 0 | Conventional | WholeBlg | Com - School | Com | NEW Only | 0 | 1000 sqft2 of floor space | 1000 sqft2 of floor space | 18 | DEER:HVAC_Duct_Sealing | -2526.4841 | 0.38677 | -73.9556 | CEC T24 2022 Impact Analysis | 4435.0786 | 2013 | 0 | 2013 | 0 | 0 | Guidehouse PG 2023, 2021 Analysis | Com Building Standards ¦ PG&E ¦ All | Com Building Standards | 1 | 1 | 0.001 | Guidehouse 2021 Assumption | 584.9452 | 2012 | 0.95 | None
COM-WHOLEBLG-11.10 | Com ¦ Com Title 24 2022 Code ¦ PG&E ¦ All | Com ¦ Com Title 24 2022 Code | PG&E ¦ All | PG&E | All | Electric & Gas | Com Title 24 2022 Code | Efficient |  |  | 0 | Conventional | WholeBlg | Com - Warehouse | Com | NEW Only | 0 | 1000 sqft2 of floor space | 1000 sqft2 of floor space | 18 | DEER:HVAC_Duct_Sealing | -1965.9213 | -0.021041 | 19.391 | CEC T24 2022 Impact Analysis | 631.6016 | 2013 | 0 | 2013 | 0 | 0 | Guidehouse PG 2023, 2021 Analysis | Com Building Standards ¦ PG&E ¦ All | Com Building Standards | 1 | 1 | 0.001 | Guidehouse 2021 Assumption | 507.4912 | 2012 | 0.95 | None
COM-WHOLEBLG-11.11 | Com ¦ Com Title 24 2022 Code ¦ SCE ¦ All | Com ¦ Com Title 24 2022 Code | SCE ¦ All | SCE | All | Electric & Gas | Com Title 24 2022 Code | Efficient |  |  | 0 | Conventional | WholeBlg | Com - College | Com | NEW Only | 0 | 1000 sqft2 of floor space | 1000 sqft2 of floor space | 18 | DEER:HVAC_Duct_Sealing | -3026.7908 | -0.093103 | -36.1011 | CEC T24 2022 Impact Analysis | 2677.818 | 2013 | 0 | 2013 | 0 | 0 | Guidehouse PG 2023, 2021 Analysis | Com Building Standards ¦ SCE ¦ All | Com Building Standards | 1 | 1 | 0.001 | Guidehouse 2021 Assumption | 347.6017 | 2012 | 0.95 | None
COM-WHOLEBLG-11.12 | Com ¦ Com Title 24 2022 Code ¦ SCE ¦ All | Com ¦ Com Title 24 2022 Code | SCE ¦ All | SCE | All | Electric & Gas | Com Title 24 2022 Code | Efficient |  |  | 0 | Conventional | WholeBlg | Com - Health | Com | NEW Only | 0 | 1000 sqft2 of floor space | 1000 sqft2 of floor space | 18 | DEER:HVAC_Duct_Sealing | -935.3854 | -0.15523 | -80.9341 | CEC T24 2022 Impact Analysis | 10011.1611 | 2013 | 0 | 2013 | 0 | 0 | Guidehouse PG 2023, 2021 Analysis | Com Building Standards ¦ SCE ¦ All | Com Building Standards | 1 | 1 | 0.001 | Guidehouse 2021 Assumption | 289.8133 | 2012 | 0.95 | None
COM-WHOLEBLG-11.13 | Com ¦ Com Title 24 2022 Code ¦ SCE ¦ All | Com ¦ Com Title 24 2022 Code | SCE ¦ All | SCE | All | Electric & Gas | Com Title 24 2022 Code | Efficient |  |  | 0 | Conventional | WholeBlg | Com - Lodging | Com | NEW Only | 0 | 1000 sqft2 of floor space | 1000 sqft2 of floor space | 18 | DEER:HVAC_Duct_Sealing | -984.2884 | -0.0439 | 0 | CEC T24 2022 Impact Analysis | 1289.1619 | 2013 | 0 | 2013 | 0 | 0 | Guidehouse PG 2023, 2021 Analysis | Com Building Standards ¦ SCE ¦ All | Com Building Standards | 1 | 1 | 0.001 | Guidehouse 2021 Assumption | 155.2051 | 2012 | 0.95 | None
COM-WHOLEBLG-11.14 | Com ¦ Com Title 24 2022 Code ¦ SCE ¦ All | Com ¦ Com Title 24 2022 Code | SCE ¦ All | SCE | All | Electric & Gas | Com Title 24 2022 Code | Efficient |  |  | 0 | Conventional | WholeBlg | Com - Office (Large) | Com | NEW Only | 0 | 1000 sqft2 of floor space | 1000 sqft2 of floor space | 18 | DEER:HVAC_Duct_Sealing | -5067.6937 | -0.13233 | -16.2872 | CEC T24 2022 Impact Analysis | 4324.2164 | 2013 | 0 | 2013 | 0 | 0 | Guidehouse PG 2023, 2021 Analysis | Com Building Standards ¦ SCE ¦ All | Com Building Standards | 1 | 1 | 0.001 | Guidehouse 2021 Assumption | 577.1302 | 2012 | 0.95 | None
COM-WHOLEBLG-11.15 | Com ¦ Com Title 24 2022 Code ¦ SCE ¦ All | Com ¦ Com Title 24 2022 Code | SCE ¦ All | SCE | All | Electric & Gas | Com Title 24 2022 Code | Efficient |  |  | 0 | Conventional | WholeBlg | Com - Office (Small) | Com | NEW Only | 0 | 1000 sqft2 of floor space | 1000 sqft2 of floor space | 18 | DEER:HVAC_Duct_Sealing | -5315.5948 | -0.02267 | -29.8294 | CEC T24 2022 Impact Analysis | 5858.0344 | 2013 | 0 | 2013 | 0 | 0 | Guidehouse PG 2023, 2021 Analysis | Com Building Standards ¦ SCE ¦ All | Com Building Standards | 1 | 1 | 0.001 | Guidehouse 2021 Assumption | 302.7621 | 2012 | 0.95 | None
COM-WHOLEBLG-11.16 | Com ¦ Com Title 24 2022 Code ¦ SCE ¦ All | Com ¦ Com Title 24 2022 Code | SCE ¦ All | SCE | All | Electric & Gas | Com Title 24 2022 Code | Efficient |  |  | 0 | Conventional | WholeBlg | Com - Other | Com | NEW Only | 0 | 1000 sqft2 of floor space | 1000 sqft2 of floor space | 18 | DEER:HVAC_Duct_Sealing | -1543.1341 | -0.062036 | 9.0468 | CEC T24 2022 Impact Analysis | 1269.3217 | 2013 | 0 | 2013 | 0 | 0 | Guidehouse PG 2023, 2021 Analysis | Com Building Standards ¦ SCE ¦ All | Com Building Standards | 1 | 1 | 0.001 | Guidehouse 2021 Assumption | 129.4175 | 2012 | 0.95 | None
COM-WHOLEBLG-11.17 | Com ¦ Com Title 24 2022 Code ¦ SCE ¦ All | Com ¦ Com Title 24 2022 Code | SCE ¦ All | SCE | All | Electric & Gas | Com Title 24 2022 Code | Efficient |  |  | 0 | Conventional | WholeBlg | Com - Restaurant | Com | NEW Only | 0 | 1000 sqft2 of floor space | 1000 sqft2 of floor space | 18 | DEER:HVAC_Duct_Sealing | -8335.2234 | -0.37423 | 54.4341 | CEC T24 2022 Impact Analysis | 2119.4184 | 2013 | 0 | 2013 | 0 | 0 | Guidehouse PG 2023, 2021 Analysis | Com Building Standards ¦ SCE ¦ All | Com Building Standards | 1 | 1 | 0.001 | Guidehouse 2021 Assumption | 107.2327 | 2012 | 0.95 | None
COM-WHOLEBLG-11.18 | Com ¦ Com Title 24 2022 Code ¦ SCE ¦ All | Com ¦ Com Title 24 2022 Code | SCE ¦ All | SCE | All | Electric & Gas | Com Title 24 2022 Code | Efficient |  |  | 0 | Conventional | WholeBlg | Com - Retail | Com | NEW Only | 0 | 1000 sqft2 of floor space | 1000 sqft2 of floor space | 18 | DEER:HVAC_Duct_Sealing | -4978.4508 | 0.031062 | -36.1095 | CEC T24 2022 Impact Analysis | 1235.2155 | 2013 | 0 | 2013 | 0 | 0 | Guidehouse PG 2023, 2021 Analysis | Com Building Standards ¦ SCE ¦ All | Com Building Standards | 1 | 1 | 0.001 | Guidehouse 2021 Assumption | 1927.4371 | 2012 | 0.95 | None
COM-WHOLEBLG-11.19 | Com ¦ Com Title 24 2022 Code ¦ SCE ¦ All | Com ¦ Com Title 24 2022 Code | SCE ¦ All | SCE | All | Electric & Gas | Com Title 24 2022 Code | Efficient |  |  | 0 | Conventional | WholeBlg | Com - School | Com | NEW Only | 0 | 1000 sqft2 of floor space | 1000 sqft2 of floor space | 18 | DEER:HVAC_Duct_Sealing | -2526.4841 | 0.38677 | -73.9556 | CEC T24 2022 Impact Analysis | 5005.639 | 2013 | 0 | 2013 | 0 | 0 | Guidehouse PG 2023, 2021 Analysis | Com Building Standards ¦ SCE ¦ All | Com Building Standards | 1 | 1 | 0.001 | Guidehouse 2021 Assumption | 584.9452 | 2012 | 0.95 | None
COM-WHOLEBLG-11.20 | Com ¦ Com Title 24 2022 Code ¦ SCE ¦ All | Com ¦ Com Title 24 2022 Code | SCE ¦ All | SCE | All | Electric & Gas | Com Title 24 2022 Code | Efficient |  |  | 0 | Conventional | WholeBlg | Com - Warehouse | Com | NEW Only | 0 | 1000 sqft2 of floor space | 1000 sqft2 of floor space | 18 | DEER:HVAC_Duct_Sealing | -1965.9213 | -0.021041 | 19.391 | CEC T24 2022 Impact Analysis | 887.3889 | 2013 | 0 | 2013 | 0 | 0 | Guidehouse PG 2023, 2021 Analysis | Com Building Standards ¦ SCE ¦ All | Com Building Standards | 1 | 1 | 0.001 | Guidehouse 2021 Assumption | 507.4912 | 2012 | 0.95 | None
COM-WHOLEBLG-11.21 | Com ¦ Com Title 24 2022 Code ¦ SCG ¦ All | Com ¦ Com Title 24 2022 Code | SCG ¦ All | SCG | All | Electric & Gas | Com Title 24 2022 Code | Efficient |  |  | 0 | Conventional | WholeBlg | Com - College | Com | NEW Only | 0 | 1000 sqft2 of floor space | 1000 sqft2 of floor space | 18 | DEER:HVAC_Duct_Sealing | -3026.7908 | -0.093103 | -36.1011 | CEC T24 2022 Impact Analysis | 2677.818 | 2013 | 0 | 2013 | 0 | 0 | Guidehouse PG 2023, 2021 Analysis | Com Building Standards ¦ SCG ¦ All | Com Building Standards | 1 | 1 | 0.001 | Guidehouse 2021 Assumption | 347.6017 | 2012 | 0.95 | None
COM-WHOLEBLG-11.22 | Com ¦ Com Title 24 2022 Code ¦ SCG ¦ All | Com ¦ Com Title 24 2022 Code | SCG ¦ All | SCG | All | Electric & Gas | Com Title 24 2022 Code | Efficient |  |  | 0 | Conventional | WholeBlg | Com - Health | Com | NEW Only | 0 | 1000 sqft2 of floor space | 1000 sqft2 of floor space | 18 | DEER:HVAC_Duct_Sealing | -935.3854 | -0.15523 | -80.9341 | CEC T24 2022 Impact Analysis | 10011.1611 | 2013 | 0 | 2013 | 0 | 0 | Guidehouse PG 2023, 2021 Analysis | Com Building Standards ¦ SCG ¦ All | Com Building Standards | 1 | 1 | 0.001 | Guidehouse 2021 Assumption | 289.8133 | 2012 | 0.95 | None
COM-WHOLEBLG-11.23 | Com ¦ Com Title 24 2022 Code ¦ SCG ¦ All | Com ¦ Com Title 24 2022 Code | SCG ¦ All | SCG | All | Electric & Gas | Com Title 24 2022 Code | Efficient |  |  | 0 | Conventional | WholeBlg | Com - Lodging | Com | NEW Only | 0 | 1000 sqft2 of floor space | 1000 sqft2 of floor space | 18 | DEER:HVAC_Duct_Sealing | -984.2884 | -0.0439 | 0 | CEC T24 2022 Impact Analysis | 1289.1619 | 2013 | 0 | 2013 | 0 | 0 | Guidehouse PG 2023, 2021 Analysis | Com Building Standards ¦ SCG ¦ All | Com Building Standards | 1 | 1 | 0.001 | Guidehouse 2021 Assumption | 155.2051 | 2012 | 0.95 | None
COM-WHOLEBLG-11.24 | Com ¦ Com Title 24 2022 Code ¦ SCG ¦ All | Com ¦ Com Title 24 2022 Code | SCG ¦ All | SCG | All | Electric & Gas | Com Title 24 2022 Code | Efficient |  |  | 0 | Conventional | WholeBlg | Com - Office (Large) | Com | NEW Only | 0 | 1000 sqft2 of floor space | 1000 sqft2 of floor space | 18 | DEER:HVAC_Duct_Sealing | -5067.6937 | -0.13233 | -16.2872 | CEC T24 2022 Impact Analysis | 4324.2164 | 2013 | 0 | 2013 | 0 | 0 | Guidehouse PG 2023, 2021 Analysis | Com Building Standards ¦ SCG ¦ All | Com Building Standards | 1 | 1 | 0.001 | Guidehouse 2021 Assumption | 577.1302 | 2012 | 0.95 | None
COM-WHOLEBLG-11.25 | Com ¦ Com Title 24 2022 Code ¦ SCG ¦ All | Com ¦ Com Title 24 2022 Code | SCG ¦ All | SCG | All | Electric & Gas | Com Title 24 2022 Code | Efficient |  |  | 0 | Conventional | WholeBlg | Com - Office (Small) | Com | NEW Only | 0 | 1000 sqft2 of floor space | 1000 sqft2 of floor space | 18 | DEER:HVAC_Duct_Sealing | -5315.5948 | -0.02267 | -29.8294 | CEC T24 2022 Impact Analysis | 5858.0344 | 2013 | 0 | 2013 | 0 | 0 | Guidehouse PG 2023, 2021 Analysis | Com Building Standards ¦ SCG ¦ All | Com Building Standards | 1 | 1 | 0.001 | Guidehouse 2021 Assumption | 302.7621 | 2012 | 0.95 | None
COM-WHOLEBLG-11.26 | Com ¦ Com Title 24 2022 Code ¦ SCG ¦ All | Com ¦ Com Title 24 2022 Code | SCG ¦ All | SCG | All | Electric & Gas | Com Title 24 2022 Code | Efficient |  |  | 0 | Conventional | WholeBlg | Com - Other | Com | NEW Only | 0 | 1000 sqft2 of floor space | 1000 sqft2 of floor space | 18 | DEER:HVAC_Duct_Sealing | -1543.1341 | -0.062036 | 9.0468 | CEC T24 2022 Impact Analysis | 1269.3217 | 2013 | 0 | 2013 | 0 | 0 | Guidehouse PG 2023, 2021 Analysis | Com Building Standards ¦ SCG ¦ All | Com Building Standards | 1 | 1 | 0.001 | Guidehouse 2021 Assumption | 129.4175 | 2012 | 0.95 | None
COM-WHOLEBLG-11.27 | Com ¦ Com Title 24 2022 Code ¦ SCG ¦ All | Com ¦ Com Title 24 2022 Code | SCG ¦ All | SCG | All | Electric & Gas | Com Title 24 2022 Code | Efficient |  |  | 0 | Conventional | WholeBlg | Com - Restaurant | Com | NEW Only | 0 | 1000 sqft2 of floor space | 1000 sqft2 of floor space | 18 | DEER:HVAC_Duct_Sealing | -8335.2234 | -0.37423 | 54.4341 | CEC T24 2022 Impact Analysis | 2119.4184 | 2013 | 0 | 2013 | 0 | 0 | Guidehouse PG 2023, 2021 Analysis | Com Building Standards ¦ SCG ¦ All | Com Building Standards | 1 | 1 | 0.001 | Guidehouse 2021 Assumption | 107.2327 | 2012 | 0.95 | None
COM-WHOLEBLG-11.28 | Com ¦ Com Title 24 2022 Code ¦ SCG ¦ All | Com ¦ Com Title 24 2022 Code | SCG ¦ All | SCG | All | Electric & Gas | Com Title 24 2022 Code | Efficient |  |  | 0 | Conventional | WholeBlg | Com - Retail | Com | NEW Only | 0 | 1000 sqft2 of floor space | 1000 sqft2 of floor space | 18 | DEER:HVAC_Duct_Sealing | -4978.4508 | 0.031062 | -36.1095 | CEC T24 2022 Impact Analysis | 1235.2155 | 2013 | 0 | 2013 | 0 | 0 | Guidehouse PG 2023, 2021 Analysis | Com Building Standards ¦ SCG ¦ All | Com Building Standards | 1 | 1 | 0.001 | Guidehouse 2021 Assumption | 1927.4371 | 2012 | 0.95 | None
COM-WHOLEBLG-11.29 | Com ¦ Com Title 24 2022 Code ¦ SCG ¦ All | Com ¦ Com Title 24 2022 Code | SCG ¦ All | SCG | All | Electric & Gas | Com Title 24 2022 Code | Efficient |  |  | 0 | Conventional | WholeBlg | Com - School | Com | NEW Only | 0 | 1000 sqft2 of floor space | 1000 sqft2 of floor space | 18 | DEER:HVAC_Duct_Sealing | -2526.4841 | 0.38677 | -73.9556 | CEC T24 2022 Impact Analysis | 5005.639 | 2013 | 0 | 2013 | 0 | 0 | Guidehouse PG 2023, 2021 Analysis | Com Building Standards ¦ SCG ¦ All | Com Building Standards | 1 | 1 | 0.001 | Guidehouse 2021 Assumption | 584.9452 | 2012 | 0.95 | None
COM-WHOLEBLG-11.30 | Com ¦ Com Title 24 2022 Code ¦ SCG ¦ All | Com ¦ Com Title 24 2022 Code | SCG ¦ All | SCG | All | Electric & Gas | Com Title 24 2022 Code | Efficient |  |  | 0 | Conventional | WholeBlg | Com - Warehouse | Com | NEW Only | 0 | 1000 sqft2 of floor space | 1000 sqft2 of floor space | 18 | DEER:HVAC_Duct_Sealing | -1965.9213 | -0.021041 | 19.391 | CEC T24 2022 Impact Analysis | 887.3889 | 2013 | 0 | 2013 | 0 | 0 | Guidehouse PG 2023, 2021 Analysis | Com Building Standards ¦ SCG ¦ All | Com Building Standards | 1 | 1 | 0.001 | Guidehouse 2021 Assumption | 507.4912 | 2012 | 0.95 | None
COM-WHOLEBLG-11.31 | Com ¦ Com Title 24 2022 Code ¦ SDG&E ¦ All | Com ¦ Com Title 24 2022 Code | SDG&E ¦ All | SDG&E | All | Electric & Gas | Com Title 24 2022 Code | Efficient |  |  | 0 | Conventional | WholeBlg | Com - College | Com | NEW Only | 0 | 1000 sqft2 of floor space | 1000 sqft2 of floor space | 18 | DEER:HVAC_Duct_Sealing | -3026.7908 | -0.093103 | -36.1011 | CEC T24 2022 Impact Analysis | 3146.7182 | 2013 | 0 | 2013 | 0 | 0 | Guidehouse PG 2023, 2021 Analysis | Com Building Standards ¦ SDG&E ¦ All | Com Building Standards | 1 | 1 | 0.001 | Guidehouse 2021 Assumption | 347.6017 | 2012 | 0.95 | None
COM-WHOLEBLG-11.32 | Com ¦ Com Title 24 2022 Code ¦ SDG&E ¦ All | Com ¦ Com Title 24 2022 Code | SDG&E ¦ All | SDG&E | All | Electric & Gas | Com Title 24 2022 Code | Efficient |  |  | 0 | Conventional | WholeBlg | Com - Health | Com | NEW Only | 0 | 1000 sqft2 of floor space | 1000 sqft2 of floor space | 18 | DEER:HVAC_Duct_Sealing | -935.3854 | -0.15523 | -80.9341 | CEC T24 2022 Impact Analysis | 10727.1006 | 2013 | 0 | 2013 | 0 | 0 | Guidehouse PG 2023, 2021 Analysis | Com Building Standards ¦ SDG&E ¦ All | Com Building Standards | 1 | 1 | 0.001 | Guidehouse 2021 Assumption | 289.8133 | 2012 | 0.95 | None
COM-WHOLEBLG-11.33 | Com ¦ Com Title 24 2022 Code ¦ SDG&E ¦ All | Com ¦ Com Title 24 2022 Code | SDG&E ¦ All | SDG&E | All | Electric & Gas | Com Title 24 2022 Code | Efficient |  |  | 0 | Conventional | WholeBlg | Com - Lodging | Com | NEW Only | 0 | 1000 sqft2 of floor space | 1000 sqft2 of floor space | 18 | DEER:HVAC_Duct_Sealing | -984.2884 | -0.0439 | 0 | CEC T24 2022 Impact Analysis | 1508.2261 | 2013 | 0 | 2013 | 0 | 0 | Guidehouse PG 2023, 2021 Analysis | Com Building Standards ¦ SDG&E ¦ All | Com Building Standards | 1 | 1 | 0.001 | Guidehouse 2021 Assumption | 155.2051 | 2012 | 0.95 | None
COM-WHOLEBLG-11.34 | Com ¦ Com Title 24 2022 Code ¦ SDG&E ¦ All | Com ¦ Com Title 24 2022 Code | SDG&E ¦ All | SDG&E | All | Electric & Gas | Com Title 24 2022 Code | Efficient |  |  | 0 | Conventional | WholeBlg | Com - Office (Large) | Com | NEW Only | 0 | 1000 sqft2 of floor space | 1000 sqft2 of floor space | 18 | DEER:HVAC_Duct_Sealing | -5067.6937 | -0.13233 | -16.2872 | CEC T24 2022 Impact Analysis | 4919.8104 | 2013 | 0 | 2013 | 0 | 0 | Guidehouse PG 2023, 2021 Analysis | Com Building Standards ¦ SDG&E ¦ All | Com Building Standards | 1 | 1 | 0.001 | Guidehouse 2021 Assumption | 577.1302 | 2012 | 0.95 | None
COM-WHOLEBLG-11.35 | Com ¦ Com Title 24 2022 Code ¦ SDG&E ¦ All | Com ¦ Com Title 24 2022 Code | SDG&E ¦ All | SDG&E | All | Electric & Gas | Com Title 24 2022 Code | Efficient |  |  | 0 | Conventional | WholeBlg | Com - Office (Small) | Com | NEW Only | 0 | 1000 sqft2 of floor space | 1000 sqft2 of floor space | 18 | DEER:HVAC_Duct_Sealing | -5315.5948 | -0.02267 | -29.8294 | CEC T24 2022 Impact Analysis | 6537.2513 | 2013 | 0 | 2013 | 0 | 0 | Guidehouse PG 2023, 2021 Analysis | Com Building Standards ¦ SDG&E ¦ All | Com Building Standards | 1 | 1 | 0.001 | Guidehouse 2021 Assumption | 302.7621 | 2012 | 0.95 | None
COM-WHOLEBLG-11.36 | Com ¦ Com Title 24 2022 Code ¦ SDG&E ¦ All | Com ¦ Com Title 24 2022 Code | SDG&E ¦ All | SDG&E | All | Electric & Gas | Com Title 24 2022 Code | Efficient |  |  | 0 | Conventional | WholeBlg | Com - Other | Com | NEW Only | 0 | 1000 sqft2 of floor space | 1000 sqft2 of floor space | 18 | DEER:HVAC_Duct_Sealing | -1543.1341 | -0.062036 | 9.0468 | CEC T24 2022 Impact Analysis | 1454.8629 | 2013 | 0 | 2013 | 0 | 0 | Guidehouse PG 2023, 2021 Analysis | Com Building Standards ¦ SDG&E ¦ All | Com Building Standards | 1 | 1 | 0.001 | Guidehouse 2021 Assumption | 129.4175 | 2012 | 0.95 | None
COM-WHOLEBLG-11.37 | Com ¦ Com Title 24 2022 Code ¦ SDG&E ¦ All | Com ¦ Com Title 24 2022 Code | SDG&E ¦ All | SDG&E | All | Electric & Gas | Com Title 24 2022 Code | Efficient |  |  | 0 | Conventional | WholeBlg | Com - Restaurant | Com | NEW Only | 0 | 1000 sqft2 of floor space | 1000 sqft2 of floor space | 18 | DEER:HVAC_Duct_Sealing | -8335.2234 | -0.37423 | 54.4341 | CEC T24 2022 Impact Analysis | 2545.3141 | 2013 | 0 | 2013 | 0 | 0 | Guidehouse PG 2023, 2021 Analysis | Com Building Standards ¦ SDG&E ¦ All | Com Building Standards | 1 | 1 | 0.001 | Guidehouse 2021 Assumption | 107.2327 | 2012 | 0.95 | None
COM-WHOLEBLG-11.38 | Com ¦ Com Title 24 2022 Code ¦ SDG&E ¦ All | Com ¦ Com Title 24 2022 Code | SDG&E ¦ All | SDG&E | All | Electric & Gas | Com Title 24 2022 Code | Efficient |  |  | 0 | Conventional | WholeBlg | Com - Retail | Com | NEW Only | 0 | 1000 sqft2 of floor space | 1000 sqft2 of floor space | 18 | DEER:HVAC_Duct_Sealing | -4978.4508 | 0.031062 | -36.1095 | CEC T24 2022 Impact Analysis | 1515.1328 | 2013 | 0 | 2013 | 0 | 0 | Guidehouse PG 2023, 2021 Analysis | Com Building Standards ¦ SDG&E ¦ All | Com Building Standards | 1 | 1 | 0.001 | Guidehouse 2021 Assumption | 1927.4371 | 2012 | 0.95 | None
COM-WHOLEBLG-11.39 | Com ¦ Com Title 24 2022 Code ¦ SDG&E ¦ All | Com ¦ Com Title 24 2022 Code | SDG&E ¦ All | SDG&E | All | Electric & Gas | Com Title 24 2022 Code | Efficient |  |  | 0 | Conventional | WholeBlg | Com - School | Com | NEW Only | 0 | 1000 sqft2 of floor space | 1000 sqft2 of floor space | 18 | DEER:HVAC_Duct_Sealing | -2526.4841 | 0.38677 | -73.9556 | CEC T24 2022 Impact Analysis | 6006.7032 | 2013 | 0 | 2013 | 0 | 0 | Guidehouse PG 2023, 2021 Analysis | Com Building Standards ¦ SDG&E ¦ All | Com Building Standards | 1 | 1 | 0.001 | Guidehouse 2021 Assumption | 584.9452 | 2012 | 0.95 | None
COM-WHOLEBLG-11.40 | Com ¦ Com Title 24 2022 Code ¦ SDG&E ¦ All | Com ¦ Com Title 24 2022 Code | SDG&E ¦ All | SDG&E | All | Electric & Gas | Com Title 24 2022 Code | Efficient |  |  | 0 | Conventional | WholeBlg | Com - Warehouse | Com | NEW Only | 0 | 1000 sqft2 of floor space | 1000 sqft2 of floor space | 18 | DEER:HVAC_Duct_Sealing | -1965.9213 | -0.021041 | 19.391 | CEC T24 2022 Impact Analysis | 1184.8581 | 2013 | 0 | 2013 | 0 | 0 | Guidehouse PG 2023, 2021 Analysis | Com Building Standards ¦ SDG&E ¦ All | Com Building Standards | 1 | 1 | 0.001 | Guidehouse 2021 Assumption | 507.4912 | 2012 | 0.95 | None
COM-HVAC-FS-10-ZEAS.1 | Com ¦ Large Code HVAC System Integrated Furnace and AC - ZEAS 2030 - Marine ¦ PG&E ¦ Marine | Com ¦ Large Code HVAC System Integrated Furnace and AC - ZEAS 2030 - Marine | PG&E ¦ Marine | PG&E | All | Electric & Gas | Code split-package AC with gas furnace, 240-760 kbtuh | Average Existing and Code |  | 2030 | 1 | Conventional | HVAC | Com - College | Com | ROB Only | 0 | 1000 sqft2 of floor space | Cap-Tons | 15 | DEER:HVAC_Split-Package_HP | 0 | 0 | 0 | SWHC046-03 | 903.64 | 2021 | 304.56 | 2021 | 0 | 0 | SWHC046-03 | Com Central HVAC (Large) - Fuel Sub - ZEAS 2030 - Marine ¦ PG&E ¦ Marine | Com Central HVAC (Large) - Fuel Sub - ZEAS 2030 - Marine | 0.11162 | 0.814 | 1 | CBSA 2014, adjusted to reflect new efficiencies | 0 | 2012 | 1 | SWHC046-03
COM-HVAC-FS-10-ZEAS.2 | Com ¦ Large Code HVAC System Integrated Furnace and AC - ZEAS 2030 - Marine ¦ PG&E ¦ Marine | Com ¦ Large Code HVAC System Integrated Furnace and AC - ZEAS 2030 - Marine | PG&E ¦ Marine | PG&E | All | Electric & Gas | Code split-package AC with gas furnace, 240-760 kbtuh | Average Existing and Code |  | 2030 | 1 | Conventional | HVAC | Com - Grocery | Com | ROB Only | 0 | 1000 sqft2 of floor space | Cap-Tons | 15 | DEER:HVAC_Split-Package_HP | 0 | 0 | 0 | SWHC046-03 | 903.64 | 2021 | 304.56 | 2021 | 0 | 0 | SWHC046-03 | Com Central HVAC (Large) - Fuel Sub - ZEAS 2030 - Marine ¦ PG&E ¦ Marine | Com Central HVAC (Large) - Fuel Sub - ZEAS 2030 - Marine | 0.18624 | 0.814 | 1 | CBSA 2014, adjusted to reflect new efficiencies | 0 | 2012 | 1 | SWHC046-03
COM-HVAC-FS-10-ZEAS.3 | Com ¦ Large Code HVAC System Integrated Furnace and AC - ZEAS 2030 - Marine ¦ PG&E ¦ Marine | Com ¦ Large Code HVAC System Integrated Furnace and AC - ZEAS 2030 - Marine | PG&E ¦ Marine | PG&E | All | Electric & Gas | Code split-package AC with gas furnace, 240-760 kbtuh | Average Existing and Code |  | 2030 | 1 | Conventional | HVAC | Com - Health | Com | ROB Only | 0 | 1000 sqft2 of floor space | Cap-Tons | 15 | DEER:HVAC_Split-Package_HP | 0 | 0 | 0 | SWHC046-03 | 903.64 | 2021 | 304.56 | 2021 | 0 | 0 | SWHC046-03 | Com Central HVAC (Large) - Fuel Sub - ZEAS 2030 - Marine ¦ PG&E ¦ Marine | Com Central HVAC (Large) - Fuel Sub - ZEAS 2030 - Marine | 0.16483 | 0.814 | 1 | CBSA 2014, adjusted to reflect new efficiencies | 0 | 2012 | 1 | SWHC046-03
COM-HVAC-FS-10-ZEAS.4 | Com ¦ Large Code HVAC System Integrated Furnace and AC - ZEAS 2030 - Marine ¦ PG&E ¦ Marine | Com ¦ Large Code HVAC System Integrated Furnace and AC - ZEAS 2030 - Marine | PG&E ¦ Marine | PG&E | All | Electric & Gas | Code split-package AC with gas furnace, 240-760 kbtuh | Average Existing and Code |  | 2030 | 1 | Conventional | HVAC | Com - Lodging | Com | ROB Only | 0 | 1000 sqft2 of floor space | Cap-Tons | 15 | DEER:HVAC_Split-Package_HP | 0 | 0 | 0 | SWHC046-03 | 903.64 | 2021 | 304.56 | 2021 | 0 | 0 | SWHC046-03 | Com Central HVAC (Large) - Fuel Sub - ZEAS 2030 - Marine ¦ PG&E ¦ Marine | Com Central HVAC (Large) - Fuel Sub - ZEAS 2030 - Marine | 0.08786 | 0.814 | 1 | CBSA 2014, adjusted to reflect new efficiencies | 0 | 2012 | 1 | SWHC046-03
COM-HVAC-FS-10-ZEAS.5 | Com ¦ Large Code HVAC System Integrated Furnace and AC - ZEAS 2030 - Marine ¦ PG&E ¦ Marine | Com ¦ Large Code HVAC System Integrated Furnace and AC - ZEAS 2030 - Marine | PG&E ¦ Marine | PG&E | All | Electric & Gas | Code split-package AC with gas furnace, 240-760 kbtuh | Average Existing and Code |  | 2030 | 1 | Conventional | HVAC | Com - Office (Large) | Com | ROB Only | 0 | 1000 sqft2 of floor space | Cap-Tons | 15 | DEER:HVAC_Split-Package_HP | 0 | 0 | 0 | SWHC046-03 | 903.64 | 2021 | 304.56 | 2021 | 0 | 0 | SWHC046-03 | Com Central HVAC (Large) - Fuel Sub - ZEAS 2030 - Marine ¦ PG&E ¦ Marine | Com Central HVAC (Large) - Fuel Sub - ZEAS 2030 - Marine | 0.11704 | 0.814 | 1 | CBSA 2014, adjusted to reflect new efficiencies | 0 | 2012 | 1 | SWHC046-03
COM-HVAC-FS-10-ZEAS.6 | Com ¦ Large Code HVAC System Integrated Furnace and AC - ZEAS 2030 - Marine ¦ PG&E ¦ Marine | Com ¦ Large Code HVAC System Integrated Furnace and AC - ZEAS 2030 - Marine | PG&E ¦ Marine | PG&E | All | Electric & Gas | Code split-package AC with gas furnace, 240-760 kbtuh | Average Existing and Code |  | 2030 | 1 | Conventional | HVAC | Com - Office (Small) | Com | ROB Only | 0 | 1000 sqft2 of floor space | Cap-Tons | 15 | DEER:HVAC_Split-Package_HP | 0 | 0 | 0 | SWHC046-03 | 903.64 | 2021 | 304.56 | 2021 | 0 | 0 | SWHC046-03 | Com Central HVAC (Large) - Fuel Sub - ZEAS 2030 - Marine ¦ PG&E ¦ Marine | Com Central HVAC (Large) - Fuel Sub - ZEAS 2030 - Marine | 0.13689 | 0.814 | 1 | CBSA 2014, adjusted to reflect new efficiencies | 0 | 2012 | 1 | SWHC046-03
COM-HVAC-FS-10-ZEAS.7 | Com ¦ Large Code HVAC System Integrated Furnace and AC - ZEAS 2030 - Marine ¦ PG&E ¦ Marine | Com ¦ Large Code HVAC System Integrated Furnace and AC - ZEAS 2030 - Marine | PG&E ¦ Marine | PG&E | All | Electric & Gas | Code split-package AC with gas furnace, 240-760 kbtuh | Average Existing and Code |  | 2030 | 1 | Conventional | HVAC | Com - Other | Com | ROB Only | 0 | 1000 sqft2 of floor space | Cap-Tons | 15 | DEER:HVAC_Split-Package_HP | 0 | 0 | 0 | SWHC046-03 | 903.64 | 2021 | 304.56 | 2021 | 0 | 0 | SWHC046-03 | Com Central HVAC (Large) - Fuel Sub - ZEAS 2030 - Marine ¦ PG&E ¦ Marine | Com Central HVAC (Large) - Fuel Sub - ZEAS 2030 - Marine | 0.1938 | 0.814 | 1 | CBSA 2014, adjusted to reflect new efficiencies | 0 | 2012 | 1 | SWHC046-03
COM-HVAC-FS-10-ZEAS.8 | Com ¦ Large Code HVAC System Integrated Furnace and AC - ZEAS 2030 - Marine ¦ PG&E ¦ Marine | Com ¦ Large Code HVAC System Integrated Furnace and AC - ZEAS 2030 - Marine | PG&E ¦ Marine | PG&E | All | Electric & Gas | Code split-package AC with gas furnace, 240-760 kbtuh | Average Existing and Code |  | 2030 | 1 | Conventional | HVAC | Com - Refrig. Warehouse | Com | ROB Only | 0 | 1000 sqft2 of floor space | Cap-Tons | 15 | DEER:HVAC_Split-Package_HP | 0 | 0 | 0 | SWHC046-03 | 0 | 2021 | 0 | 2021 | 0 | 0 | SWHC046-03 | Com Central HVAC (Large) - Fuel Sub - ZEAS 2030 - Marine ¦ PG&E ¦ Marine | Com Central HVAC (Large) - Fuel Sub - ZEAS 2030 - Marine | 0 | 0.814 | 1 | CBSA 2014, adjusted to reflect new efficiencies | 0 | 2012 | 1 | SWHC046-03
COM-HVAC-FS-10-ZEAS.9 | Com ¦ Large Code HVAC System Integrated Furnace and AC - ZEAS 2030 - Marine ¦ PG&E ¦ Marine | Com ¦ Large Code HVAC System Integrated Furnace and AC - ZEAS 2030 - Marine | PG&E ¦ Marine | PG&E | All | Electric & Gas | Code split-package AC with gas furnace, 240-760 kbtuh | Average Existing and Code |  | 2030 | 1 | Conventional | HVAC | Com - Restaurant | Com | ROB Only | 0 | 1000 sqft2 of floor space | Cap-Tons | 15 | DEER:HVAC_Split-Package_HP | 0 | 0 | 0 | SWHC046-03 | 903.64 | 2021 | 304.56 | 2021 | 0 | 0 | SWHC046-03 | Com Central HVAC (Large) - Fuel Sub - ZEAS 2030 - Marine ¦ PG&E ¦ Marine | Com Central HVAC (Large) - Fuel Sub - ZEAS 2030 - Marine | 0.1978 | 0.814 | 1 | CBSA 2014, adjusted to reflect new efficiencies | 0 | 2012 | 1 | SWHC046-03
COM-HVAC-FS-10-ZEAS.10 | Com ¦ Large Code HVAC System Integrated Furnace and AC - ZEAS 2030 - Marine ¦ PG&E ¦ Marine | Com ¦ Large Code HVAC System Integrated Furnace and AC - ZEAS 2030 - Marine | PG&E ¦ Marine | PG&E | All | Electric & Gas | Code split-package AC with gas furnace, 240-760 kbtuh | Average Existing and Code |  | 2030 | 1 | Conventional | HVAC | Com - Retail | Com | ROB Only | 0 | 1000 sqft2 of floor space | Cap-Tons | 15 | DEER:HVAC_Split-Package_HP | 0 | 0 | 0 | SWHC046-03 | 903.64 | 2021 | 304.56 | 2021 | 0 | 0 | SWHC046-03 | Com Central HVAC (Large) - Fuel Sub - ZEAS 2030 - Marine ¦ PG&E ¦ Marine | Com Central HVAC (Large) - Fuel Sub - ZEAS 2030 - Marine | 0.082433 | 0.814 | 1 | CBSA 2014, adjusted to reflect new efficiencies | 0 | 2012 | 1 | SWHC046-03
COM-HVAC-FS-10-ZEAS.11 | Com ¦ Large Code HVAC System Integrated Furnace and AC - ZEAS 2030 - Marine ¦ PG&E ¦ Marine | Com ¦ Large Code HVAC System Integrated Furnace and AC - ZEAS 2030 - Marine | PG&E ¦ Marine | PG&E | All | Electric & Gas | Code split-package AC with gas furnace, 240-760 kbtuh | Average Existing and Code |  | 2030 | 1 | Conventional | HVAC | Com - School | Com | ROB Only | 0 | 1000 sqft2 of floor space | Cap-Tons | 15 | DEER:HVAC_Split-Package_HP | 0 | 0 | 0 | SWHC046-03 | 903.64 | 2021 | 304.56 | 2021 | 0 | 0 | SWHC046-03 | Com Central HVAC (Large) - Fuel Sub - ZEAS 2030 - Marine ¦ PG&E ¦ Marine | Com Central HVAC (Large) - Fuel Sub - ZEAS 2030 - Marine | 0.12518 | 0.814 | 1 | CBSA 2014, adjusted to reflect new efficiencies | 0 | 2012 | 1 | SWHC046-03
COM-HVAC-FS-10-ZEAS.12 | Com ¦ Large Code HVAC System Integrated Furnace and AC - ZEAS 2030 - Marine ¦ PG&E ¦ Marine | Com ¦ Large Code HVAC System Integrated Furnace and AC - ZEAS 2030 - Marine | PG&E ¦ Marine | PG&E | All | Electric & Gas | Code split-package AC with gas furnace, 240-760 kbtuh | Average Existing and Code |  | 2030 | 1 | Conventional | HVAC | Com - Warehouse | Com | ROB Only | 0 | 1000 sqft2 of floor space | Cap-Tons | 15 | DEER:HVAC_Split-Package_HP | 0 | 0 | 0 | SWHC046-03 | 903.64 | 2021 | 304.56 | 2021 | 0 | 0 | SWHC046-03 | Com Central HVAC (Large) - Fuel Sub - ZEAS 2030 - Marine ¦ PG&E ¦ Marine | Com Central HVAC (Large) - Fuel Sub - ZEAS 2030 - Marine | 0.025654 | 0.814 | 1 | CBSA 2014, adjusted to reflect new efficiencies | 0 | 2012 | 1 | SWHC046-03
COM-HVAC-FS-10-ZEAS.13 | Com ¦ Large Code HVAC System Integrated Furnace and AC - ZEAS 2030 - Hot-Dry ¦ PG&E ¦ Hot-Dry | Com ¦ Large Code HVAC System Integrated Furnace and AC - ZEAS 2030 - Hot-Dry | PG&E ¦ Hot-Dry | PG&E | All | Electric & Gas | Code split-package AC with gas furnace, 240-760 kbtuh | Average Existing and Code |  | 2030 | 1 | Conventional | HVAC | Com - College | Com | ROB Only | 0 | 1000 sqft2 of floor space | Cap-Tons | 15 | DEER:HVAC_Split-Package_HP | 0 | 0 | 0 | SWHC046-03 | 903.64 | 2021 | 304.56 | 2021 | 0 | 0 | SWHC046-03 | Com Central HVAC (Large) - Fuel Sub - ZEAS 2030 - Hot-Dry ¦ PG&E ¦ Hot-Dry | Com Central HVAC (Large) - Fuel Sub - ZEAS 2030 - Hot-Dry | 0.11162 | 0.814 | 1 | CBSA 2014, adjusted to reflect new efficiencies | 0 | 2012 | 1 | SWHC046-03
COM-HVAC-FS-10-ZEAS.14 | Com ¦ Large Code HVAC System Integrated Furnace and AC - ZEAS 2030 - Hot-Dry ¦ PG&E ¦ Hot-Dry | Com ¦ Large Code HVAC System Integrated Furnace and AC - ZEAS 2030 - Hot-Dry | PG&E ¦ Hot-Dry | PG&E | All | Electric & Gas | Code split-package AC with gas furnace, 240-760 kbtuh | Average Existing and Code |  | 2030 | 1 | Conventional | HVAC | Com - Grocery | Com | ROB Only | 0 | 1000 sqft2 of floor space | Cap-Tons | 15 | DEER:HVAC_Split-Package_HP | 0 | 0 | 0 | SWHC046-03 | 903.64 | 2021 | 304.56 | 2021 | 0 | 0 | SWHC046-03 | Com Central HVAC (Large) - Fuel Sub - ZEAS 2030 - Hot-Dry ¦ PG&E ¦ Hot-Dry | Com Central HVAC (Large) - Fuel Sub - ZEAS 2030 - Hot-Dry | 0.18624 | 0.814 | 1 | CBSA 2014, adjusted to reflect new efficiencies | 0 | 2012 | 1 | SWHC046-03
COM-HVAC-FS-10-ZEAS.15 | Com ¦ Large Code HVAC System Integrated Furnace and AC - ZEAS 2030 - Hot-Dry ¦ PG&E ¦ Hot-Dry | Com ¦ Large Code HVAC System Integrated Furnace and AC - ZEAS 2030 - Hot-Dry | PG&E ¦ Hot-Dry | PG&E | All | Electric & Gas | Code split-package AC with gas furnace, 240-760 kbtuh | Average Existing and Code |  | 2030 | 1 | Conventional | HVAC | Com - Health | Com | ROB Only | 0 | 1000 sqft2 of floor space | Cap-Tons | 15 | DEER:HVAC_Split-Package_HP | 0 | 0 | 0 | SWHC046-03 | 903.64 | 2021 | 304.56 | 2021 | 0 | 0 | SWHC046-03 | Com Central HVAC (Large) - Fuel Sub - ZEAS 2030 - Hot-Dry ¦ PG&E ¦ Hot-Dry | Com Central HVAC (Large) - Fuel Sub - ZEAS 2030 - Hot-Dry | 0.16483 | 0.814 | 1 | CBSA 2014, adjusted to reflect new efficiencies | 0 | 2012 | 1 | SWHC046-03
COM-HVAC-FS-10-ZEAS.16 | Com ¦ Large Code HVAC System Integrated Furnace and AC - ZEAS 2030 - Hot-Dry ¦ PG&E ¦ Hot-Dry | Com ¦ Large Code HVAC System Integrated Furnace and AC - ZEAS 2030 - Hot-Dry | PG&E ¦ Hot-Dry | PG&E | All | Electric & Gas | Code split-package AC with gas furnace, 240-760 kbtuh | Average Existing and Code |  | 2030 | 1 | Conventional | HVAC | Com - Lodging | Com | ROB Only | 0 | 1000 sqft2 of floor space | Cap-Tons | 15 | DEER:HVAC_Split-Package_HP | 0 | 0 | 0 | SWHC046-03 | 903.64 | 2021 | 304.56 | 2021 | 0 | 0 | SWHC046-03 | Com Central HVAC (Large) - Fuel Sub - ZEAS 2030 - Hot-Dry ¦ PG&E ¦ Hot-Dry | Com Central HVAC (Large) - Fuel Sub - ZEAS 2030 - Hot-Dry | 0.08786 | 0.814 | 1 | CBSA 2014, adjusted to reflect new efficiencies | 0 | 2012 | 1 | SWHC046-03
COM-HVAC-FS-10-ZEAS.17 | Com ¦ Large Code HVAC System Integrated Furnace and AC - ZEAS 2030 - Hot-Dry ¦ PG&E ¦ Hot-Dry | Com ¦ Large Code HVAC System Integrated Furnace and AC - ZEAS 2030 - Hot-Dry | PG&E ¦ Hot-Dry | PG&E | All | Electric & Gas | Code split-package AC with gas furnace, 240-760 kbtuh | Average Existing and Code |  | 2030 | 1 | Conventional | HVAC | Com - Office (Large) | Com | ROB Only | 0 | 1000 sqft2 of floor space | Cap-Tons | 15 | DEER:HVAC_Split-Package_HP | 0 | 0 | 0 | SWHC046-03 | 903.64 | 2021 | 304.56 | 2021 | 0 | 0 | SWHC046-03 | Com Central HVAC (Large) - Fuel Sub - ZEAS 2030 - Hot-Dry ¦ PG&E ¦ Hot-Dry | Com Central HVAC (Large) - Fuel Sub - ZEAS 2030 - Hot-Dry | 0.11704 | 0.814 | 1 | CBSA 2014, adjusted to reflect new efficiencies | 0 | 2012 | 1 | SWHC046-03
COM-HVAC-FS-10-ZEAS.18 | Com ¦ Large Code HVAC System Integrated Furnace and AC - ZEAS 2030 - Hot-Dry ¦ PG&E ¦ Hot-Dry | Com ¦ Large Code HVAC System Integrated Furnace and AC - ZEAS 2030 - Hot-Dry | PG&E ¦ Hot-Dry | PG&E | All | Electric & Gas | Code split-package AC with gas furnace, 240-760 kbtuh | Average Existing and Code |  | 2030 | 1 | Conventional | HVAC | Com - Office (Small) | Com | ROB Only | 0 | 1000 sqft2 of floor space | Cap-Tons | 15 | DEER:HVAC_Split-Package_HP | 0 | 0 | 0 | SWHC046-03 | 903.64 | 2021 | 304.56 | 2021 | 0 | 0 | SWHC046-03 | Com Central HVAC (Large) - Fuel Sub - ZEAS 2030 - Hot-Dry ¦ PG&E ¦ Hot-Dry | Com Central HVAC (Large) - Fuel Sub - ZEAS 2030 - Hot-Dry | 0.13689 | 0.814 | 1 | CBSA 2014, adjusted to reflect new efficiencies | 0 | 2012 | 1 | SWHC046-03
COM-HVAC-FS-10-ZEAS.19 | Com ¦ Large Code HVAC System Integrated Furnace and AC - ZEAS 2030 - Hot-Dry ¦ PG&E ¦ Hot-Dry | Com ¦ Large Code HVAC System Integrated Furnace and AC - ZEAS 2030 - Hot-Dry | PG&E ¦ Hot-Dry | PG&E | All | Electric & Gas | Code split-package AC with gas furnace, 240-760 kbtuh | Average Existing and Code |  | 2030 | 1 | Conventional | HVAC | Com - Other | Com | ROB Only | 0 | 1000 sqft2 of floor space | Cap-Tons | 15 | DEER:HVAC_Split-Package_HP | 0 | 0 | 0 | SWHC046-03 | 903.64 | 2021 | 304.56 | 2021 | 0 | 0 | SWHC046-03 | Com Central HVAC (Large) - Fuel Sub - ZEAS 2030 - Hot-Dry ¦ PG&E ¦ Hot-Dry | Com Central HVAC (Large) - Fuel Sub - ZEAS 2030 - Hot-Dry | 0.1938 | 0.814 | 1 | CBSA 2014, adjusted to reflect new efficiencies | 0 | 2012 | 1 | SWHC046-03
COM-HVAC-FS-10-ZEAS.20 | Com ¦ Large Code HVAC System Integrated Furnace and AC - ZEAS 2030 - Hot-Dry ¦ PG&E ¦ Hot-Dry | Com ¦ Large Code HVAC System Integrated Furnace and AC - ZEAS 2030 - Hot-Dry | PG&E ¦ Hot-Dry | PG&E | All | Electric & Gas | Code split-package AC with gas furnace, 240-760 kbtuh | Average Existing and Code |  | 2030 | 1 | Conventional | HVAC | Com - Refrig. Warehouse | Com | ROB Only | 0 | 1000 sqft2 of floor space | Cap-Tons | 15 | DEER:HVAC_Split-Package_HP | 0 | 0 | 0 | SWHC046-03 | 0 | 2021 | 0 | 2021 | 0 | 0 | SWHC046-03 | Com Central HVAC (Large) - Fuel Sub - ZEAS 2030 - Hot-Dry ¦ PG&E ¦ Hot-Dry | Com Central HVAC (Large) - Fuel Sub - ZEAS 2030 - Hot-Dry | 0 | 0.814 | 1 | CBSA 2014, adjusted to reflect new efficiencies | 0 | 2012 | 1 | SWHC046-03
COM-HVAC-FS-10-ZEAS.21 | Com ¦ Large Code HVAC System Integrated Furnace and AC - ZEAS 2030 - Hot-Dry ¦ PG&E ¦ Hot-Dry | Com ¦ Large Code HVAC System Integrated Furnace and AC - ZEAS 2030 - Hot-Dry | PG&E ¦ Hot-Dry | PG&E | All | Electric & Gas | Code split-package AC with gas furnace, 240-760 kbtuh | Average Existing and Code |  | 2030 | 1 | Conventional | HVAC | Com - Restaurant | Com | ROB Only | 0 | 1000 sqft2 of floor space | Cap-Tons | 15 | DEER:HVAC_Split-Package_HP | 0 | 0 | 0 | SWHC046-03 | 903.64 | 2021 | 304.56 | 2021 | 0 | 0 | SWHC046-03 | Com Central HVAC (Large) - Fuel Sub - ZEAS 2030 - Hot-Dry ¦ PG&E ¦ Hot-Dry | Com Central HVAC (Large) - Fuel Sub - ZEAS 2030 - Hot-Dry | 0.1978 | 0.814 | 1 | CBSA 2014, adjusted to reflect new efficiencies | 0 | 2012 | 1 | SWHC046-03
COM-HVAC-FS-10-ZEAS.22 | Com ¦ Large Code HVAC System Integrated Furnace and AC - ZEAS 2030 - Hot-Dry ¦ PG&E ¦ Hot-Dry | Com ¦ Large Code HVAC System Integrated Furnace and AC - ZEAS 2030 - Hot-Dry | PG&E ¦ Hot-Dry | PG&E | All | Electric & Gas | Code split-package AC with gas furnace, 240-760 kbtuh | Average Existing and Code |  | 2030 | 1 | Conventional | HVAC | Com - Retail | Com | ROB Only | 0 | 1000 sqft2 of floor space | Cap-Tons | 15 | DEER:HVAC_Split-Package_HP | 0 | 0 | 0 | SWHC046-03 | 903.64 | 2021 | 304.56 | 2021 | 0 | 0 | SWHC046-03 | Com Central HVAC (Large) - Fuel Sub - ZEAS 2030 - Hot-Dry ¦ PG&E ¦ Hot-Dry | Com Central HVAC (Large) - Fuel Sub - ZEAS 2030 - Hot-Dry | 0.082433 | 0.814 | 1 | CBSA 2014, adjusted to reflect new efficiencies | 0 | 2012 | 1 | SWHC046-03
COM-HVAC-FS-10-ZEAS.23 | Com ¦ Large Code HVAC System Integrated Furnace and AC - ZEAS 2030 - Hot-Dry ¦ PG&E ¦ Hot-Dry | Com ¦ Large Code HVAC System Integrated Furnace and AC - ZEAS 2030 - Hot-Dry | PG&E ¦ Hot-Dry | PG&E | All | Electric & Gas | Code split-package AC with gas furnace, 240-760 kbtuh | Average Existing and Code |  | 2030 | 1 | Conventional | HVAC | Com - School | Com | ROB Only | 0 | 1000 sqft2 of floor space | Cap-Tons | 15 | DEER:HVAC_Split-Package_HP | 0 | 0 | 0 | SWHC046-03 | 903.64 | 2021 | 304.56 | 2021 | 0 | 0 | SWHC046-03 | Com Central HVAC (Large) - Fuel Sub - ZEAS 2030 - Hot-Dry ¦ PG&E ¦ Hot-Dry | Com Central HVAC (Large) - Fuel Sub - ZEAS 2030 - Hot-Dry | 0.12518 | 0.814 | 1 | CBSA 2014, adjusted to reflect new efficiencies | 0 | 2012 | 1 | SWHC046-03
COM-HVAC-FS-10-ZEAS.24 | Com ¦ Large Code HVAC System Integrated Furnace and AC - ZEAS 2030 - Hot-Dry ¦ PG&E ¦ Hot-Dry | Com ¦ Large Code HVAC System Integrated Furnace and AC - ZEAS 2030 - Hot-Dry | PG&E ¦ Hot-Dry | PG&E | All | Electric & Gas | Code split-package AC with gas furnace, 240-760 kbtuh | Average Existing and Code |  | 2030 | 1 | Conventional | HVAC | Com - Warehouse | Com | ROB Only | 0 | 1000 sqft2 of floor space | Cap-Tons | 15 | DEER:HVAC_Split-Package_HP | 0 | 0 | 0 | SWHC046-03 | 903.64 | 2021 | 304.56 | 2021 | 0 | 0 | SWHC046-03 | Com Central HVAC (Large) - Fuel Sub - ZEAS 2030 - Hot-Dry ¦ PG&E ¦ Hot-Dry | Com Central HVAC (Large) - Fuel Sub - ZEAS 2030 - Hot-Dry | 0.025654 | 0.814 | 1 | CBSA 2014, adjusted to reflect new efficiencies | 0 | 2012 | 1 | SWHC046-03
COM-HVAC-FS-10-ZEAS.25 | Com ¦ Large Code HVAC System Integrated Furnace and AC - ZEAS 2030 - Cold ¦ PG&E ¦ Cold | Com ¦ Large Code HVAC System Integrated Furnace and AC - ZEAS 2030 - Cold | PG&E ¦ Cold | PG&E | All | Electric & Gas | Code split-package AC with gas furnace, 240-760 kbtuh | Average Existing and Code |  | 2030 | 1 | Conventional | HVAC | Com - College | Com | ROB Only | 0 | 1000 sqft2 of floor space | Cap-Tons | 15 | DEER:HVAC_Split-Package_HP | 0 | 0 | 0 | SWHC046-03 | 903.64 | 2021 | 304.56 | 2021 | 0 | 0 | SWHC046-03 | Com Central HVAC (Large) - Fuel Sub - ZEAS 2030 - Cold ¦ PG&E ¦ Cold | Com Central HVAC (Large) - Fuel Sub - ZEAS 2030 - Cold | 0.11162 | 0.814 | 1 | CBSA 2014, adjusted to reflect new efficiencies | 0 | 2012 | 1 | SWHC046-03
COM-HVAC-FS-10-ZEAS.26 | Com ¦ Large Code HVAC System Integrated Furnace and AC - ZEAS 2030 - Cold ¦ PG&E ¦ Cold | Com ¦ Large Code HVAC System Integrated Furnace and AC - ZEAS 2030 - Cold | PG&E ¦ Cold | PG&E | All | Electric & Gas | Code split-package AC with gas furnace, 240-760 kbtuh | Average Existing and Code |  | 2030 | 1 | Conventional | HVAC | Com - Grocery | Com | ROB Only | 0 | 1000 sqft2 of floor space | Cap-Tons | 15 | DEER:HVAC_Split-Package_HP | 0 | 0 | 0 | SWHC046-03 | 903.64 | 2021 | 304.56 | 2021 | 0 | 0 | SWHC046-03 | Com Central HVAC (Large) - Fuel Sub - ZEAS 2030 - Cold ¦ PG&E ¦ Cold | Com Central HVAC (Large) - Fuel Sub - ZEAS 2030 - Cold | 0.18624 | 0.814 | 1 | CBSA 2014, adjusted to reflect new efficiencies | 0 | 2012 | 1 | SWHC046-03
COM-HVAC-FS-10-ZEAS.27 | Com ¦ Large Code HVAC System Integrated Furnace and AC - ZEAS 2030 - Cold ¦ PG&E ¦ Cold | Com ¦ Large Code HVAC System Integrated Furnace and AC - ZEAS 2030 - Cold | PG&E ¦ Cold | PG&E | All | Electric & Gas | Code split-package AC with gas furnace, 240-760 kbtuh | Average Existing and Code |  | 2030 | 1 | Conventional | HVAC | Com - Health | Com | ROB Only | 0 | 1000 sqft2 of floor space | Cap-Tons | 15 | DEER:HVAC_Split-Package_HP | 0 | 0 | 0 | SWHC046-03 | 903.64 | 2021 | 304.56 | 2021 | 0 | 0 | SWHC046-03 | Com Central HVAC (Large) - Fuel Sub - ZEAS 2030 - Cold ¦ PG&E ¦ Cold | Com Central HVAC (Large) - Fuel Sub - ZEAS 2030 - Cold | 0.16483 | 0.814 | 1 | CBSA 2014, adjusted to reflect new efficiencies | 0 | 2012 | 1 | SWHC046-03
COM-HVAC-FS-10-ZEAS.28 | Com ¦ Large Code HVAC System Integrated Furnace and AC - ZEAS 2030 - Cold ¦ PG&E ¦ Cold | Com ¦ Large Code HVAC System Integrated Furnace and AC - ZEAS 2030 - Cold | PG&E ¦ Cold | PG&E | All | Electric & Gas | Code split-package AC with gas furnace, 240-760 kbtuh | Average Existing and Code |  | 2030 | 1 | Conventional | HVAC | Com - Lodging | Com | ROB Only | 0 | 1000 sqft2 of floor space | Cap-Tons | 15 | DEER:HVAC_Split-Package_HP | 0 | 0 | 0 | SWHC046-03 | 903.64 | 2021 | 304.56 | 2021 | 0 | 0 | SWHC046-03 | Com Central HVAC (Large) - Fuel Sub - ZEAS 2030 - Cold ¦ PG&E ¦ Cold | Com Central HVAC (Large) - Fuel Sub - ZEAS 2030 - Cold | 0.08786 | 0.814 | 1 | CBSA 2014, adjusted to reflect new efficiencies | 0 | 2012 | 1 | SWHC046-03
COM-HVAC-FS-10-ZEAS.29 | Com ¦ Large Code HVAC System Integrated Furnace and AC - ZEAS 2030 - Cold ¦ PG&E ¦ Cold | Com ¦ Large Code HVAC System Integrated Furnace and AC - ZEAS 2030 - Cold | PG&E ¦ Cold | PG&E | All | Electric & Gas | Code split-package AC with gas furnace, 240-760 kbtuh | Average Existing and Code |  | 2030 | 1 | Conventional | HVAC | Com - Office (Large) | Com | ROB Only | 0 | 1000 sqft2 of floor space | Cap-Tons | 15 | DEER:HVAC_Split-Package_HP | 0 | 0 | 0 | SWHC046-03 | 903.64 | 2021 | 304.56 | 2021 | 0 | 0 | SWHC046-03 | Com Central HVAC (Large) - Fuel Sub - ZEAS 2030 - Cold ¦ PG&E ¦ Cold | Com Central HVAC (Large) - Fuel Sub - ZEAS 2030 - Cold | 0.11704 | 0.814 | 1 | CBSA 2014, adjusted to reflect new efficiencies | 0 | 2012 | 1 | SWHC046-03
COM-HVAC-FS-10-ZEAS.30 | Com ¦ Large Code HVAC System Integrated Furnace and AC - ZEAS 2030 - Cold ¦ PG&E ¦ Cold | Com ¦ Large Code HVAC System Integrated Furnace and AC - ZEAS 2030 - Cold | PG&E ¦ Cold | PG&E | All | Electric & Gas | Code split-package AC with gas furnace, 240-760 kbtuh | Average Existing and Code |  | 2030 | 1 | Conventional | HVAC | Com - Office (Small) | Com | ROB Only | 0 | 1000 sqft2 of floor space | Cap-Tons | 15 | DEER:HVAC_Split-Package_HP | 0 | 0 | 0 | SWHC046-03 | 903.64 | 2021 | 304.56 | 2021 | 0 | 0 | SWHC046-03 | Com Central HVAC (Large) - Fuel Sub - ZEAS 2030 - Cold ¦ PG&E ¦ Cold | Com Central HVAC (Large) - Fuel Sub - ZEAS 2030 - Cold | 0.13689 | 0.814 | 1 | CBSA 2014, adjusted to reflect new efficiencies | 0 | 2012 | 1 | SWHC046-03
COM-HVAC-FS-10-ZEAS.31 | Com ¦ Large Code HVAC System Integrated Furnace and AC - ZEAS 2030 - Cold ¦ PG&E ¦ Cold | Com ¦ Large Code HVAC System Integrated Furnace and AC - ZEAS 2030 - Cold | PG&E ¦ Cold | PG&E | All | Electric & Gas | Code split-package AC with gas furnace, 240-760 kbtuh | Average Existing and Code |  | 2030 | 1 | Conventional | HVAC | Com - Other | Com | ROB Only | 0 | 1000 sqft2 of floor space | Cap-Tons | 15 | DEER:HVAC_Split-Package_HP | 0 | 0 | 0 | SWHC046-03 | 903.64 | 2021 | 304.56 | 2021 | 0 | 0 | SWHC046-03 | Com Central HVAC (Large) - Fuel Sub - ZEAS 2030 - Cold ¦ PG&E ¦ Cold | Com Central HVAC (Large) - Fuel Sub - ZEAS 2030 - Cold | 0.1938 | 0.814 | 1 | CBSA 2014, adjusted to reflect new efficiencies | 0 | 2012 | 1 | SWHC046-03
COM-HVAC-FS-10-ZEAS.32 | Com ¦ Large Code HVAC System Integrated Furnace and AC - ZEAS 2030 - Cold ¦ PG&E ¦ Cold | Com ¦ Large Code HVAC System Integrated Furnace and AC - ZEAS 2030 - Cold | PG&E ¦ Cold | PG&E | All | Electric & Gas | Code split-package AC with gas furnace, 240-760 kbtuh | Average Existing and Code |  | 2030 | 1 | Conventional | HVAC | Com - Refrig. Warehouse | Com | ROB Only | 0 | 1000 sqft2 of floor space | Cap-Tons | 15 | DEER:HVAC_Split-Package_HP | 0 | 0 | 0 | SWHC046-03 | 0 | 2021 | 0 | 2021 | 0 | 0 | SWHC046-03 | Com Central HVAC (Large) - Fuel Sub - ZEAS 2030 - Cold ¦ PG&E ¦ Cold | Com Central HVAC (Large) - Fuel Sub - ZEAS 2030 - Cold | 0 | 0.814 | 1 | CBSA 2014, adjusted to reflect new efficiencies | 0 | 2012 | 1 | SWHC046-03
COM-HVAC-FS-10-ZEAS.33 | Com ¦ Large Code HVAC System Integrated Furnace and AC - ZEAS 2030 - Cold ¦ PG&E ¦ Cold | Com ¦ Large Code HVAC System Integrated Furnace and AC - ZEAS 2030 - Cold | PG&E ¦ Cold | PG&E | All | Electric & Gas | Code split-package AC with gas furnace, 240-760 kbtuh | Average Existing and Code |  | 2030 | 1 | Conventional | HVAC | Com - Restaurant | Com | ROB Only | 0 | 1000 sqft2 of floor space | Cap-Tons | 15 | DEER:HVAC_Split-Package_HP | 0 | 0 | 0 | SWHC046-03 | 903.64 | 2021 | 304.56 | 2021 | 0 | 0 | SWHC046-03 | Com Central HVAC (Large) - Fuel Sub - ZEAS 2030 - Cold ¦ PG&E ¦ Cold | Com Central HVAC (Large) - Fuel Sub - ZEAS 2030 - Cold | 0.1978 | 0.814 | 1 | CBSA 2014, adjusted to reflect new efficiencies | 0 | 2012 | 1 | SWHC046-03
COM-HVAC-FS-10-ZEAS.34 | Com ¦ Large Code HVAC System Integrated Furnace and AC - ZEAS 2030 - Cold ¦ PG&E ¦ Cold | Com ¦ Large Code HVAC System Integrated Furnace and AC - ZEAS 2030 - Cold | PG&E ¦ Cold | PG&E | All | Electric & Gas | Code split-package AC with gas furnace, 240-760 kbtuh | Average Existing and Code |  | 2030 | 1 | Conventional | HVAC | Com - Retail | Com | ROB Only | 0 | 1000 sqft2 of floor space | Cap-Tons | 15 | DEER:HVAC_Split-Package_HP | 0 | 0 | 0 | SWHC046-03 | 903.64 | 2021 | 304.56 | 2021 | 0 | 0 | SWHC046-03 | Com Central HVAC (Large) - Fuel Sub - ZEAS 2030 - Cold ¦ PG&E ¦ Cold | Com Central HVAC (Large) - Fuel Sub - ZEAS 2030 - Cold | 0.082433 | 0.814 | 1 | CBSA 2014, adjusted to reflect new efficiencies | 0 | 2012 | 1 | SWHC046-03
COM-HVAC-FS-10-ZEAS.35 | Com ¦ Large Code HVAC System Integrated Furnace and AC - ZEAS 2030 - Cold ¦ PG&E ¦ Cold | Com ¦ Large Code HVAC System Integrated Furnace and AC - ZEAS 2030 - Cold | PG&E ¦ Cold | PG&E | All | Electric & Gas | Code split-package AC with gas furnace, 240-760 kbtuh | Average Existing and Code |  | 2030 | 1 | Conventional | HVAC | Com - School | Com | ROB Only | 0 | 1000 sqft2 of floor space | Cap-Tons | 15 | DEER:HVAC_Split-Package_HP | 0 | 0 | 0 | SWHC046-03 | 903.64 | 2021 | 304.56 | 2021 | 0 | 0 | SWHC046-03 | Com Central HVAC (Large) - Fuel Sub - ZEAS 2030 - Cold ¦ PG&E ¦ Cold | Com Central HVAC (Large) - Fuel Sub - ZEAS 2030 - Cold | 0.12518 | 0.814 | 1 | CBSA 2014, adjusted to reflect new efficiencies | 0 | 2012 | 1 | SWHC046-03
COM-HVAC-FS-10-ZEAS.36 | Com ¦ Large Code HVAC System Integrated Furnace and AC - ZEAS 2030 - Cold ¦ PG&E ¦ Cold | Com ¦ Large Code HVAC System Integrated Furnace and AC - ZEAS 2030 - Cold | PG&E ¦ Cold | PG&E | All | Electric & Gas | Code split-package AC with gas furnace, 240-760 kbtuh | Average Existing and Code |  | 2030 | 1 | Conventional | HVAC | Com - Warehouse | Com | ROB Only | 0 | 1000 sqft2 of floor space | Cap-Tons | 15 | DEER:HVAC_Split-Package_HP | 0 | 0 | 0 | SWHC046-03 | 903.64 | 2021 | 304.56 | 2021 | 0 | 0 | SWHC046-03 | Com Central HVAC (Large) - Fuel Sub - ZEAS 2030 - Cold ¦ PG&E ¦ Cold | Com Central HVAC (Large) - Fuel Sub - ZEAS 2030 - Cold | 0.025654 | 0.814 | 1 | CBSA 2014, adjusted to reflect new efficiencies | 0 | 2012 | 1 | SWHC046-03
COM-HVAC-FS-10-ZEAS.37 | Com ¦ Large Code HVAC System Integrated Furnace and AC - ZEAS 2030 - Marine ¦ SCG ¦ Marine | Com ¦ Large Code HVAC System Integrated Furnace and AC - ZEAS 2030 - Marine | SCG ¦ Marine | SCG | All | Electric & Gas | Code split-package AC with gas furnace, 240-760 kbtuh | Average Existing and Code |  | 2030 | 1 | Conventional | HVAC | Com - College | Com | ROB Only | 0 | 1000 sqft2 of floor space | Cap-Tons | 15 | DEER:HVAC_Split-Package_HP | 0 | 0 | 0 | SWHC046-03 | 903.64 | 2021 | 304.56 | 2021 | 0 | 0 | SWHC046-03 | Com Central HVAC (Large) - Fuel Sub - ZEAS 2030 - Marine ¦ SCG ¦ Marine | Com Central HVAC (Large) - Fuel Sub - ZEAS 2030 - Marine | 0.12457 | 0.814 | 1 | CBSA 2014, adjusted to reflect new efficiencies | 0 | 2012 | 1 | SWHC046-03
COM-HVAC-FS-10-ZEAS.38 | Com ¦ Large Code HVAC System Integrated Furnace and AC - ZEAS 2030 - Marine ¦ SCG ¦ Marine | Com ¦ Large Code HVAC System Integrated Furnace and AC - ZEAS 2030 - Marine | SCG ¦ Marine | SCG | All | Electric & Gas | Code split-package AC with gas furnace, 240-760 kbtuh | Average Existing and Code |  | 2030 | 1 | Conventional | HVAC | Com - Grocery | Com | ROB Only | 0 | 1000 sqft2 of floor space | Cap-Tons | 15 | DEER:HVAC_Split-Package_HP | 0 | 0 | 0 | SWHC046-03 | 903.64 | 2021 | 304.56 | 2021 | 0 | 0 | SWHC046-03 | Com Central HVAC (Large) - Fuel Sub - ZEAS 2030 - Marine ¦ SCG ¦ Marine | Com Central HVAC (Large) - Fuel Sub - ZEAS 2030 - Marine | 0.22158 | 0.814 | 1 | CBSA 2014, adjusted to reflect new efficiencies | 0 | 2012 | 1 | SWHC046-03
COM-HVAC-FS-10-ZEAS.39 | Com ¦ Large Code HVAC System Integrated Furnace and AC - ZEAS 2030 - Marine ¦ SCG ¦ Marine | Com ¦ Large Code HVAC System Integrated Furnace and AC - ZEAS 2030 - Marine | SCG ¦ Marine | SCG | All | Electric & Gas | Code split-package AC with gas furnace, 240-760 kbtuh | Average Existing and Code |  | 2030 | 1 | Conventional | HVAC | Com - Health | Com | ROB Only | 0 | 1000 sqft2 of floor space | Cap-Tons | 15 | DEER:HVAC_Split-Package_HP | 0 | 0 | 0 | SWHC046-03 | 903.64 | 2021 | 304.56 | 2021 | 0 | 0 | SWHC046-03 | Com Central HVAC (Large) - Fuel Sub - ZEAS 2030 - Marine ¦ SCG ¦ Marine | Com Central HVAC (Large) - Fuel Sub - ZEAS 2030 - Marine | 0.17666 | 0.814 | 1 | CBSA 2014, adjusted to reflect new efficiencies | 0 | 2012 | 1 | SWHC046-03
COM-HVAC-FS-10-ZEAS.40 | Com ¦ Large Code HVAC System Integrated Furnace and AC - ZEAS 2030 - Marine ¦ SCG ¦ Marine | Com ¦ Large Code HVAC System Integrated Furnace and AC - ZEAS 2030 - Marine | SCG ¦ Marine | SCG | All | Electric & Gas | Code split-package AC with gas furnace, 240-760 kbtuh | Average Existing and Code |  | 2030 | 1 | Conventional | HVAC | Com - Lodging | Com | ROB Only | 0 | 1000 sqft2 of floor space | Cap-Tons | 15 | DEER:HVAC_Split-Package_HP | 0 | 0 | 0 | SWHC046-03 | 903.64 | 2021 | 304.56 | 2021 | 0 | 0 | SWHC046-03 | Com Central HVAC (Large) - Fuel Sub - ZEAS 2030 - Marine ¦ SCG ¦ Marine | Com Central HVAC (Large) - Fuel Sub - ZEAS 2030 - Marine | 0.099203 | 0.814 | 1 | CBSA 2014, adjusted to reflect new efficiencies | 0 | 2012 | 1 | SWHC046-03
COM-HVAC-FS-10-ZEAS.41 | Com ¦ Large Code HVAC System Integrated Furnace and AC - ZEAS 2030 - Marine ¦ SCG ¦ Marine | Com ¦ Large Code HVAC System Integrated Furnace and AC - ZEAS 2030 - Marine | SCG ¦ Marine | SCG | All | Electric & Gas | Code split-package AC with gas furnace, 240-760 kbtuh | Average Existing and Code |  | 2030 | 1 | Conventional | HVAC | Com - Office (Large) | Com | ROB Only | 0 | 1000 sqft2 of floor space | Cap-Tons | 15 | DEER:HVAC_Split-Package_HP | 0 | 0 | 0 | SWHC046-03 | 903.64 | 2021 | 304.56 | 2021 | 0 | 0 | SWHC046-03 | Com Central HVAC (Large) - Fuel Sub - ZEAS 2030 - Marine ¦ SCG ¦ Marine | Com Central HVAC (Large) - Fuel Sub - ZEAS 2030 - Marine | 0.13151 | 0.814 | 1 | CBSA 2014, adjusted to reflect new efficiencies | 0 | 2012 | 1 | SWHC046-03
COM-HVAC-FS-10-ZEAS.42 | Com ¦ Large Code HVAC System Integrated Furnace and AC - ZEAS 2030 - Marine ¦ SCG ¦ Marine | Com ¦ Large Code HVAC System Integrated Furnace and AC - ZEAS 2030 - Marine | SCG ¦ Marine | SCG | All | Electric & Gas | Code split-package AC with gas furnace, 240-760 kbtuh | Average Existing and Code |  | 2030 | 1 | Conventional | HVAC | Com - Office (Small) | Com | ROB Only | 0 | 1000 sqft2 of floor space | Cap-Tons | 15 | DEER:HVAC_Split-Package_HP | 0 | 0 | 0 | SWHC046-03 | 903.64 | 2021 | 304.56 | 2021 | 0 | 0 | SWHC046-03 | Com Central HVAC (Large) - Fuel Sub - ZEAS 2030 - Marine ¦ SCG ¦ Marine | Com Central HVAC (Large) - Fuel Sub - ZEAS 2030 - Marine | 0.1492 | 0.814 | 1 | CBSA 2014, adjusted to reflect new efficiencies | 0 | 2012 | 1 | SWHC046-03
COM-HVAC-FS-10-ZEAS.43 | Com ¦ Large Code HVAC System Integrated Furnace and AC - ZEAS 2030 - Marine ¦ SCG ¦ Marine | Com ¦ Large Code HVAC System Integrated Furnace and AC - ZEAS 2030 - Marine | SCG ¦ Marine | SCG | All | Electric & Gas | Code split-package AC with gas furnace, 240-760 kbtuh | Average Existing and Code |  | 2030 | 1 | Conventional | HVAC | Com - Other | Com | ROB Only | 0 | 1000 sqft2 of floor space | Cap-Tons | 15 | DEER:HVAC_Split-Package_HP | 0 | 0 | 0 | SWHC046-03 | 903.64 | 2021 | 304.56 | 2021 | 0 | 0 | SWHC046-03 | Com Central HVAC (Large) - Fuel Sub - ZEAS 2030 - Marine ¦ SCG ¦ Marine | Com Central HVAC (Large) - Fuel Sub - ZEAS 2030 - Marine | 0.21371 | 0.814 | 1 | CBSA 2014, adjusted to reflect new efficiencies | 0 | 2012 | 1 | SWHC046-03
COM-HVAC-FS-10-ZEAS.44 | Com ¦ Large Code HVAC System Integrated Furnace and AC - ZEAS 2030 - Marine ¦ SCG ¦ Marine | Com ¦ Large Code HVAC System Integrated Furnace and AC - ZEAS 2030 - Marine | SCG ¦ Marine | SCG | All | Electric & Gas | Code split-package AC with gas furnace, 240-760 kbtuh | Average Existing and Code |  | 2030 | 1 | Conventional | HVAC | Com - Refrig. Warehouse | Com | ROB Only | 0 | 1000 sqft2 of floor space | Cap-Tons | 15 | DEER:HVAC_Split-Package_HP | 0 | 0 | 0 | SWHC046-03 | 0 | 2021 | 0 | 2021 | 0 | 0 | SWHC046-03 | Com Central HVAC (Large) - Fuel Sub - ZEAS 2030 - Marine ¦ SCG ¦ Marine | Com Central HVAC (Large) - Fuel Sub - ZEAS 2030 - Marine | 0 | 0.814 | 1 | CBSA 2014, adjusted to reflect new efficiencies | 0 | 2012 | 1 | SWHC046-03
COM-HVAC-FS-10-ZEAS.45 | Com ¦ Large Code HVAC System Integrated Furnace and AC - ZEAS 2030 - Marine ¦ SCG ¦ Marine | Com ¦ Large Code HVAC System Integrated Furnace and AC - ZEAS 2030 - Marine | SCG ¦ Marine | SCG | All | Electric & Gas | Code split-package AC with gas furnace, 240-760 kbtuh | Average Existing and Code |  | 2030 | 1 | Conventional | HVAC | Com - Restaurant | Com | ROB Only | 0 | 1000 sqft2 of floor space | Cap-Tons | 15 | DEER:HVAC_Split-Package_HP | 0 | 0 | 0 | SWHC046-03 | 903.64 | 2021 | 304.56 | 2021 | 0 | 0 | SWHC046-03 | Com Central HVAC (Large) - Fuel Sub - ZEAS 2030 - Marine ¦ SCG ¦ Marine | Com Central HVAC (Large) - Fuel Sub - ZEAS 2030 - Marine | 0.21772 | 0.814 | 1 | CBSA 2014, adjusted to reflect new efficiencies | 0 | 2012 | 1 | SWHC046-03
COM-HVAC-FS-10-ZEAS.46 | Com ¦ Large Code HVAC System Integrated Furnace and AC - ZEAS 2030 - Marine ¦ SCG ¦ Marine | Com ¦ Large Code HVAC System Integrated Furnace and AC - ZEAS 2030 - Marine | SCG ¦ Marine | SCG | All | Electric & Gas | Code split-package AC with gas furnace, 240-760 kbtuh | Average Existing and Code |  | 2030 | 1 | Conventional | HVAC | Com - Retail | Com | ROB Only | 0 | 1000 sqft2 of floor space | Cap-Tons | 15 | DEER:HVAC_Split-Package_HP | 0 | 0 | 0 | SWHC046-03 | 903.64 | 2021 | 304.56 | 2021 | 0 | 0 | SWHC046-03 | Com Central HVAC (Large) - Fuel Sub - ZEAS 2030 - Marine ¦ SCG ¦ Marine | Com Central HVAC (Large) - Fuel Sub - ZEAS 2030 - Marine | 0.092114 | 0.814 | 1 | CBSA 2014, adjusted to reflect new efficiencies | 0 | 2012 | 1 | SWHC046-03
COM-HVAC-FS-10-ZEAS.47 | Com ¦ Large Code HVAC System Integrated Furnace and AC - ZEAS 2030 - Marine ¦ SCG ¦ Marine | Com ¦ Large Code HVAC System Integrated Furnace and AC - ZEAS 2030 - Marine | SCG ¦ Marine | SCG | All | Electric & Gas | Code split-package AC with gas furnace, 240-760 kbtuh | Average Existing and Code |  | 2030 | 1 | Conventional | HVAC | Com - School | Com | ROB Only | 0 | 1000 sqft2 of floor space | Cap-Tons | 15 | DEER:HVAC_Split-Package_HP | 0 | 0 | 0 | SWHC046-03 | 903.64 | 2021 | 304.56 | 2021 | 0 | 0 | SWHC046-03 | Com Central HVAC (Large) - Fuel Sub - ZEAS 2030 - Marine ¦ SCG ¦ Marine | Com Central HVAC (Large) - Fuel Sub - ZEAS 2030 - Marine | 0.15 | 0.814 | 1 | CBSA 2014, adjusted to reflect new efficiencies | 0 | 2012 | 1 | SWHC046-03
COM-HVAC-FS-10-ZEAS.48 | Com ¦ Large Code HVAC System Integrated Furnace and AC - ZEAS 2030 - Marine ¦ SCG ¦ Marine | Com ¦ Large Code HVAC System Integrated Furnace and AC - ZEAS 2030 - Marine | SCG ¦ Marine | SCG | All | Electric & Gas | Code split-package AC with gas furnace, 240-760 kbtuh | Average Existing and Code |  | 2030 | 1 | Conventional | HVAC | Com - Warehouse | Com | ROB Only | 0 | 1000 sqft2 of floor space | Cap-Tons | 15 | DEER:HVAC_Split-Package_HP | 0 | 0 | 0 | SWHC046-03 | 903.64 | 2021 | 304.56 | 2021 | 0 | 0 | SWHC046-03 | Com Central HVAC (Large) - Fuel Sub - ZEAS 2030 - Marine ¦ SCG ¦ Marine | Com Central HVAC (Large) - Fuel Sub - ZEAS 2030 - Marine | 0.028212 | 0.814 | 1 | CBSA 2014, adjusted to reflect new efficiencies | 0 | 2012 | 1 | SWHC046-03
COM-HVAC-FS-10-ZEAS.49 | Com ¦ Large Code HVAC System Integrated Furnace and AC - ZEAS 2030 - Hot-Dry ¦ SCG ¦ Hot-Dry | Com ¦ Large Code HVAC System Integrated Furnace and AC - ZEAS 2030 - Hot-Dry | SCG ¦ Hot-Dry | SCG | All | Electric & Gas | Code split-package AC with gas furnace, 240-760 kbtuh | Average Existing and Code |  | 2030 | 1 | Conventional | HVAC | Com - College | Com | ROB Only | 0 | 1000 sqft2 of floor space | Cap-Tons | 15 | DEER:HVAC_Split-Package_HP | 0 | 0 | 0 | SWHC046-03 | 903.64 | 2021 | 304.56 | 2021 | 0 | 0 | SWHC046-03 | Com Central HVAC (Large) - Fuel Sub - ZEAS 2030 - Hot-Dry ¦ SCG ¦ Hot-Dry | Com Central HVAC (Large) - Fuel Sub - ZEAS 2030 - Hot-Dry | 0.12457 | 0.814 | 1 | CBSA 2014, adjusted to reflect new efficiencies | 0 | 2012 | 1 | SWHC046-03
COM-HVAC-FS-10-ZEAS.50 | Com ¦ Large Code HVAC System Integrated Furnace and AC - ZEAS 2030 - Hot-Dry ¦ SCG ¦ Hot-Dry | Com ¦ Large Code HVAC System Integrated Furnace and AC - ZEAS 2030 - Hot-Dry | SCG ¦ Hot-Dry | SCG | All | Electric & Gas | Code split-package AC with gas furnace, 240-760 kbtuh | Average Existing and Code |  | 2030 | 1 | Conventional | HVAC | Com - Grocery | Com | ROB Only | 0 | 1000 sqft2 of floor space | Cap-Tons | 15 | DEER:HVAC_Split-Package_HP | 0 | 0 | 0 | SWHC046-03 | 903.64 | 2021 | 304.56 | 2021 | 0 | 0 | SWHC046-03 | Com Central HVAC (Large) - Fuel Sub - ZEAS 2030 - Hot-Dry ¦ SCG ¦ Hot-Dry | Com Central HVAC (Large) - Fuel Sub - ZEAS 2030 - Hot-Dry | 0.22158 | 0.814 | 1 | CBSA 2014, adjusted to reflect new efficiencies | 0 | 2012 | 1 | SWHC046-03
COM-HVAC-FS-10-ZEAS.51 | Com ¦ Large Code HVAC System Integrated Furnace and AC - ZEAS 2030 - Hot-Dry ¦ SCG ¦ Hot-Dry | Com ¦ Large Code HVAC System Integrated Furnace and AC - ZEAS 2030 - Hot-Dry | SCG ¦ Hot-Dry | SCG | All | Electric & Gas | Code split-package AC with gas furnace, 240-760 kbtuh | Average Existing and Code |  | 2030 | 1 | Conventional | HVAC | Com - Health | Com | ROB Only | 0 | 1000 sqft2 of floor space | Cap-Tons | 15 | DEER:HVAC_Split-Package_HP | 0 | 0 | 0 | SWHC046-03 | 903.64 | 2021 | 304.56 | 2021 | 0 | 0 | SWHC046-03 | Com Central HVAC (Large) - Fuel Sub - ZEAS 2030 - Hot-Dry ¦ SCG ¦ Hot-Dry | Com Central HVAC (Large) - Fuel Sub - ZEAS 2030 - Hot-Dry | 0.17666 | 0.814 | 1 | CBSA 2014, adjusted to reflect new efficiencies | 0 | 2012 | 1 | SWHC046-03
COM-HVAC-FS-10-ZEAS.52 | Com ¦ Large Code HVAC System Integrated Furnace and AC - ZEAS 2030 - Hot-Dry ¦ SCG ¦ Hot-Dry | Com ¦ Large Code HVAC System Integrated Furnace and AC - ZEAS 2030 - Hot-Dry | SCG ¦ Hot-Dry | SCG | All | Electric & Gas | Code split-package AC with gas furnace, 240-760 kbtuh | Average Existing and Code |  | 2030 | 1 | Conventional | HVAC | Com - Lodging | Com | ROB Only | 0 | 1000 sqft2 of floor space | Cap-Tons | 15 | DEER:HVAC_Split-Package_HP | 0 | 0 | 0 | SWHC046-03 | 903.64 | 2021 | 304.56 | 2021 | 0 | 0 | SWHC046-03 | Com Central HVAC (Large) - Fuel Sub - ZEAS 2030 - Hot-Dry ¦ SCG ¦ Hot-Dry | Com Central HVAC (Large) - Fuel Sub - ZEAS 2030 - Hot-Dry | 0.099203 | 0.814 | 1 | CBSA 2014, adjusted to reflect new efficiencies | 0 | 2012 | 1 | SWHC046-03
COM-HVAC-FS-10-ZEAS.53 | Com ¦ Large Code HVAC System Integrated Furnace and AC - ZEAS 2030 - Hot-Dry ¦ SCG ¦ Hot-Dry | Com ¦ Large Code HVAC System Integrated Furnace and AC - ZEAS 2030 - Hot-Dry | SCG ¦ Hot-Dry | SCG | All | Electric & Gas | Code split-package AC with gas furnace, 240-760 kbtuh | Average Existing and Code |  | 2030 | 1 | Conventional | HVAC | Com - Office (Large) | Com | ROB Only | 0 | 1000 sqft2 of floor space | Cap-Tons | 15 | DEER:HVAC_Split-Package_HP | 0 | 0 | 0 | SWHC046-03 | 903.64 | 2021 | 304.56 | 2021 | 0 | 0 | SWHC046-03 | Com Central HVAC (Large) - Fuel Sub - ZEAS 2030 - Hot-Dry ¦ SCG ¦ Hot-Dry | Com Central HVAC (Large) - Fuel Sub - ZEAS 2030 - Hot-Dry | 0.13151 | 0.814 | 1 | CBSA 2014, adjusted to reflect new efficiencies | 0 | 2012 | 1 | SWHC046-03
COM-HVAC-FS-10-ZEAS.54 | Com ¦ Large Code HVAC System Integrated Furnace and AC - ZEAS 2030 - Hot-Dry ¦ SCG ¦ Hot-Dry | Com ¦ Large Code HVAC System Integrated Furnace and AC - ZEAS 2030 - Hot-Dry | SCG ¦ Hot-Dry | SCG | All | Electric & Gas | Code split-package AC with gas furnace, 240-760 kbtuh | Average Existing and Code |  | 2030 | 1 | Conventional | HVAC | Com - Office (Small) | Com | ROB Only | 0 | 1000 sqft2 of floor space | Cap-Tons | 15 | DEER:HVAC_Split-Package_HP | 0 | 0 | 0 | SWHC046-03 | 903.64 | 2021 | 304.56 | 2021 | 0 | 0 | SWHC046-03 | Com Central HVAC (Large) - Fuel Sub - ZEAS 2030 - Hot-Dry ¦ SCG ¦ Hot-Dry | Com Central HVAC (Large) - Fuel Sub - ZEAS 2030 - Hot-Dry | 0.1492 | 0.814 | 1 | CBSA 2014, adjusted to reflect new efficiencies | 0 | 2012 | 1 | SWHC046-03
COM-HVAC-FS-10-ZEAS.55 | Com ¦ Large Code HVAC System Integrated Furnace and AC - ZEAS 2030 - Hot-Dry ¦ SCG ¦ Hot-Dry | Com ¦ Large Code HVAC System Integrated Furnace and AC - ZEAS 2030 - Hot-Dry | SCG ¦ Hot-Dry | SCG | All | Electric & Gas | Code split-package AC with gas furnace, 240-760 kbtuh | Average Existing and Code |  | 2030 | 1 | Conventional | HVAC | Com - Other | Com | ROB Only | 0 | 1000 sqft2 of floor space | Cap-Tons | 15 | DEER:HVAC_Split-Package_HP | 0 | 0 | 0 | SWHC046-03 | 903.64 | 2021 | 304.56 | 2021 | 0 | 0 | SWHC046-03 | Com Central HVAC (Large) - Fuel Sub - ZEAS 2030 - Hot-Dry ¦ SCG ¦ Hot-Dry | Com Central HVAC (Large) - Fuel Sub - ZEAS 2030 - Hot-Dry | 0.21371 | 0.814 | 1 | CBSA 2014, adjusted to reflect new efficiencies | 0 | 2012 | 1 | SWHC046-03
COM-HVAC-FS-10-ZEAS.56 | Com ¦ Large Code HVAC System Integrated Furnace and AC - ZEAS 2030 - Hot-Dry ¦ SCG ¦ Hot-Dry | Com ¦ Large Code HVAC System Integrated Furnace and AC - ZEAS 2030 - Hot-Dry | SCG ¦ Hot-Dry | SCG | All | Electric & Gas | Code split-package AC with gas furnace, 240-760 kbtuh | Average Existing and Code |  | 2030 | 1 | Conventional | HVAC | Com - Refrig. Warehouse | Com | ROB Only | 0 | 1000 sqft2 of floor space | Cap-Tons | 15 | DEER:HVAC_Split-Package_HP | 0 | 0 | 0 | SWHC046-03 | 0 | 2021 | 0 | 2021 | 0 | 0 | SWHC046-03 | Com Central HVAC (Large) - Fuel Sub - ZEAS 2030 - Hot-Dry ¦ SCG ¦ Hot-Dry | Com Central HVAC (Large) - Fuel Sub - ZEAS 2030 - Hot-Dry | 0 | 0.814 | 1 | CBSA 2014, adjusted to reflect new efficiencies | 0 | 2012 | 1 | SWHC046-03
COM-HVAC-FS-10-ZEAS.57 | Com ¦ Large Code HVAC System Integrated Furnace and AC - ZEAS 2030 - Hot-Dry ¦ SCG ¦ Hot-Dry | Com ¦ Large Code HVAC System Integrated Furnace and AC - ZEAS 2030 - Hot-Dry | SCG ¦ Hot-Dry | SCG | All | Electric & Gas | Code split-package AC with gas furnace, 240-760 kbtuh | Average Existing and Code |  | 2030 | 1 | Conventional | HVAC | Com - Restaurant | Com | ROB Only | 0 | 1000 sqft2 of floor space | Cap-Tons | 15 | DEER:HVAC_Split-Package_HP | 0 | 0 | 0 | SWHC046-03 | 903.64 | 2021 | 304.56 | 2021 | 0 | 0 | SWHC046-03 | Com Central HVAC (Large) - Fuel Sub - ZEAS 2030 - Hot-Dry ¦ SCG ¦ Hot-Dry | Com Central HVAC (Large) - Fuel Sub - ZEAS 2030 - Hot-Dry | 0.21772 | 0.814 | 1 | CBSA 2014, adjusted to reflect new efficiencies | 0 | 2012 | 1 | SWHC046-03
COM-HVAC-FS-10-ZEAS.58 | Com ¦ Large Code HVAC System Integrated Furnace and AC - ZEAS 2030 - Hot-Dry ¦ SCG ¦ Hot-Dry | Com ¦ Large Code HVAC System Integrated Furnace and AC - ZEAS 2030 - Hot-Dry | SCG ¦ Hot-Dry | SCG | All | Electric & Gas | Code split-package AC with gas furnace, 240-760 kbtuh | Average Existing and Code |  | 2030 | 1 | Conventional | HVAC | Com - Retail | Com | ROB Only | 0 | 1000 sqft2 of floor space | Cap-Tons | 15 | DEER:HVAC_Split-Package_HP | 0 | 0 | 0 | SWHC046-03 | 903.64 | 2021 | 304.56 | 2021 | 0 | 0 | SWHC046-03 | Com Central HVAC (Large) - Fuel Sub - ZEAS 2030 - Hot-Dry ¦ SCG ¦ Hot-Dry | Com Central HVAC (Large) - Fuel Sub - ZEAS 2030 - Hot-Dry | 0.092114 | 0.814 | 1 | CBSA 2014, adjusted to reflect new efficiencies | 0 | 2012 | 1 | SWHC046-03
COM-HVAC-FS-10-ZEAS.59 | Com ¦ Large Code HVAC System Integrated Furnace and AC - ZEAS 2030 - Hot-Dry ¦ SCG ¦ Hot-Dry | Com ¦ Large Code HVAC System Integrated Furnace and AC - ZEAS 2030 - Hot-Dry | SCG ¦ Hot-Dry | SCG | All | Electric & Gas | Code split-package AC with gas furnace, 240-760 kbtuh | Average Existing and Code |  | 2030 | 1 | Conventional | HVAC | Com - School | Com | ROB Only | 0 | 1000 sqft2 of floor space | Cap-Tons | 15 | DEER:HVAC_Split-Package_HP | 0 | 0 | 0 | SWHC046-03 | 903.64 | 2021 | 304.56 | 2021 | 0 | 0 | SWHC046-03 | Com Central HVAC (Large) - Fuel Sub - ZEAS 2030 - Hot-Dry ¦ SCG ¦ Hot-Dry | Com Central HVAC (Large) - Fuel Sub - ZEAS 2030 - Hot-Dry | 0.15 | 0.814 | 1 | CBSA 2014, adjusted to reflect new efficiencies | 0 | 2012 | 1 | SWHC046-03
COM-HVAC-FS-10-ZEAS.60 | Com ¦ Large Code HVAC System Integrated Furnace and AC - ZEAS 2030 - Hot-Dry ¦ SCG ¦ Hot-Dry | Com ¦ Large Code HVAC System Integrated Furnace and AC - ZEAS 2030 - Hot-Dry | SCG ¦ Hot-Dry | SCG | All | Electric & Gas | Code split-package AC with gas furnace, 240-760 kbtuh | Average Existing and Code |  | 2030 | 1 | Conventional | HVAC | Com - Warehouse | Com | ROB Only | 0 | 1000 sqft2 of floor space | Cap-Tons | 15 | DEER:HVAC_Split-Package_HP | 0 | 0 | 0 | SWHC046-03 | 903.64 | 2021 | 304.56 | 2021 | 0 | 0 | SWHC046-03 | Com Central HVAC (Large) - Fuel Sub - ZEAS 2030 - Hot-Dry ¦ SCG ¦ Hot-Dry | Com Central HVAC (Large) - Fuel Sub - ZEAS 2030 - Hot-Dry | 0.028212 | 0.814 | 1 | CBSA 2014, adjusted to reflect new efficiencies | 0 | 2012 | 1 | SWHC046-03
COM-HVAC-FS-10-ZEAS.61 | Com ¦ Large Code HVAC System Integrated Furnace and AC - ZEAS 2030 - Cold ¦ SCG ¦ Cold | Com ¦ Large Code HVAC System Integrated Furnace and AC - ZEAS 2030 - Cold | SCG ¦ Cold | SCG | All | Electric & Gas | Code split-package AC with gas furnace, 240-760 kbtuh | Average Existing and Code |  | 2030 | 1 | Conventional | HVAC | Com - College | Com | ROB Only | 0 | 1000 sqft2 of floor space | Cap-Tons | 15 | DEER:HVAC_Split-Package_HP | 0 | 0 | 0 | SWHC046-03 | 903.64 | 2021 | 304.56 | 2021 | 0 | 0 | SWHC046-03 | Com Central HVAC (Large) - Fuel Sub - ZEAS 2030 - Cold ¦ SCG ¦ Cold | Com Central HVAC (Large) - Fuel Sub - ZEAS 2030 - Cold | 0.12457 | 0.814 | 1 | CBSA 2014, adjusted to reflect new efficiencies | 0 | 2012 | 1 | SWHC046-03
COM-HVAC-FS-10-ZEAS.62 | Com ¦ Large Code HVAC System Integrated Furnace and AC - ZEAS 2030 - Cold ¦ SCG ¦ Cold | Com ¦ Large Code HVAC System Integrated Furnace and AC - ZEAS 2030 - Cold | SCG ¦ Cold | SCG | All | Electric & Gas | Code split-package AC with gas furnace, 240-760 kbtuh | Average Existing and Code |  | 2030 | 1 | Conventional | HVAC | Com - Grocery | Com | ROB Only | 0 | 1000 sqft2 of floor space | Cap-Tons | 15 | DEER:HVAC_Split-Package_HP | 0 | 0 | 0 | SWHC046-03 | 903.64 | 2021 | 304.56 | 2021 | 0 | 0 | SWHC046-03 | Com Central HVAC (Large) - Fuel Sub - ZEAS 2030 - Cold ¦ SCG ¦ Cold | Com Central HVAC (Large) - Fuel Sub - ZEAS 2030 - Cold | 0.22158 | 0.814 | 1 | CBSA 2014, adjusted to reflect new efficiencies | 0 | 2012 | 1 | SWHC046-03
COM-HVAC-FS-10-ZEAS.63 | Com ¦ Large Code HVAC System Integrated Furnace and AC - ZEAS 2030 - Cold ¦ SCG ¦ Cold | Com ¦ Large Code HVAC System Integrated Furnace and AC - ZEAS 2030 - Cold | SCG ¦ Cold | SCG | All | Electric & Gas | Code split-package AC with gas furnace, 240-760 kbtuh | Average Existing and Code |  | 2030 | 1 | Conventional | HVAC | Com - Health | Com | ROB Only | 0 | 1000 sqft2 of floor space | Cap-Tons | 15 | DEER:HVAC_Split-Package_HP | 0 | 0 | 0 | SWHC046-03 | 903.64 | 2021 | 304.56 | 2021 | 0 | 0 | SWHC046-03 | Com Central HVAC (Large) - Fuel Sub - ZEAS 2030 - Cold ¦ SCG ¦ Cold | Com Central HVAC (Large) - Fuel Sub - ZEAS 2030 - Cold | 0.17666 | 0.814 | 1 | CBSA 2014, adjusted to reflect new efficiencies | 0 | 2012 | 1 | SWHC046-03
COM-HVAC-FS-10-ZEAS.64 | Com ¦ Large Code HVAC System Integrated Furnace and AC - ZEAS 2030 - Cold ¦ SCG ¦ Cold | Com ¦ Large Code HVAC System Integrated Furnace and AC - ZEAS 2030 - Cold | SCG ¦ Cold | SCG | All | Electric & Gas | Code split-package AC with gas furnace, 240-760 kbtuh | Average Existing and Code |  | 2030 | 1 | Conventional | HVAC | Com - Lodging | Com | ROB Only | 0 | 1000 sqft2 of floor space | Cap-Tons | 15 | DEER:HVAC_Split-Package_HP | 0 | 0 | 0 | SWHC046-03 | 903.64 | 2021 | 304.56 | 2021 | 0 | 0 | SWHC046-03 | Com Central HVAC (Large) - Fuel Sub - ZEAS 2030 - Cold ¦ SCG ¦ Cold | Com Central HVAC (Large) - Fuel Sub - ZEAS 2030 - Cold | 0.099203 | 0.814 | 1 | CBSA 2014, adjusted to reflect new efficiencies | 0 | 2012 | 1 | SWHC046-03
COM-HVAC-FS-10-ZEAS.65 | Com ¦ Large Code HVAC System Integrated Furnace and AC - ZEAS 2030 - Cold ¦ SCG ¦ Cold | Com ¦ Large Code HVAC System Integrated Furnace and AC - ZEAS 2030 - Cold | SCG ¦ Cold | SCG | All | Electric & Gas | Code split-package AC with gas furnace, 240-760 kbtuh | Average Existing and Code |  | 2030 | 1 | Conventional | HVAC | Com - Office (Large) | Com | ROB Only | 0 | 1000 sqft2 of floor space | Cap-Tons | 15 | DEER:HVAC_Split-Package_HP | 0 | 0 | 0 | SWHC046-03 | 903.64 | 2021 | 304.56 | 2021 | 0 | 0 | SWHC046-03 | Com Central HVAC (Large) - Fuel Sub - ZEAS 2030 - Cold ¦ SCG ¦ Cold | Com Central HVAC (Large) - Fuel Sub - ZEAS 2030 - Cold | 0.13151 | 0.814 | 1 | CBSA 2014, adjusted to reflect new efficiencies | 0 | 2012 | 1 | SWHC046-03
COM-HVAC-FS-10-ZEAS.66 | Com ¦ Large Code HVAC System Integrated Furnace and AC - ZEAS 2030 - Cold ¦ SCG ¦ Cold | Com ¦ Large Code HVAC System Integrated Furnace and AC - ZEAS 2030 - Cold | SCG ¦ Cold | SCG | All | Electric & Gas | Code split-package AC with gas furnace, 240-760 kbtuh | Average Existing and Code |  | 2030 | 1 | Conventional | HVAC | Com - Office (Small) | Com | ROB Only | 0 | 1000 sqft2 of floor space | Cap-Tons | 15 | DEER:HVAC_Split-Package_HP | 0 | 0 | 0 | SWHC046-03 | 903.64 | 2021 | 304.56 | 2021 | 0 | 0 | SWHC046-03 | Com Central HVAC (Large) - Fuel Sub - ZEAS 2030 - Cold ¦ SCG ¦ Cold | Com Central HVAC (Large) - Fuel Sub - ZEAS 2030 - Cold | 0.1492 | 0.814 | 1 | CBSA 2014, adjusted to reflect new efficiencies | 0 | 2012 | 1 | SWHC046-03
COM-HVAC-FS-10-ZEAS.67 | Com ¦ Large Code HVAC System Integrated Furnace and AC - ZEAS 2030 - Cold ¦ SCG ¦ Cold | Com ¦ Large Code HVAC System Integrated Furnace and AC - ZEAS 2030 - Cold | SCG ¦ Cold | SCG | All | Electric & Gas | Code split-package AC with gas furnace, 240-760 kbtuh | Average Existing and Code |  | 2030 | 1 | Conventional | HVAC | Com - Other | Com | ROB Only | 0 | 1000 sqft2 of floor space | Cap-Tons | 15 | DEER:HVAC_Split-Package_HP | 0 | 0 | 0 | SWHC046-03 | 903.64 | 2021 | 304.56 | 2021 | 0 | 0 | SWHC046-03 | Com Central HVAC (Large) - Fuel Sub - ZEAS 2030 - Cold ¦ SCG ¦ Cold | Com Central HVAC (Large) - Fuel Sub - ZEAS 2030 - Cold | 0.21371 | 0.814 | 1 | CBSA 2014, adjusted to reflect new efficiencies | 0 | 2012 | 1 | SWHC046-03
COM-HVAC-FS-10-ZEAS.68 | Com ¦ Large Code HVAC System Integrated Furnace and AC - ZEAS 2030 - Cold ¦ SCG ¦ Cold | Com ¦ Large Code HVAC System Integrated Furnace and AC - ZEAS 2030 - Cold | SCG ¦ Cold | SCG | All | Electric & Gas | Code split-package AC with gas furnace, 240-760 kbtuh | Average Existing and Code |  | 2030 | 1 | Conventional | HVAC | Com - Refrig. Warehouse | Com | ROB Only | 0 | 1000 sqft2 of floor space | Cap-Tons | 15 | DEER:HVAC_Split-Package_HP | 0 | 0 | 0 | SWHC046-03 | 0 | 2021 | 0 | 2021 | 0 | 0 | SWHC046-03 | Com Central HVAC (Large) - Fuel Sub - ZEAS 2030 - Cold ¦ SCG ¦ Cold | Com Central HVAC (Large) - Fuel Sub - ZEAS 2030 - Cold | 0 | 0.814 | 1 | CBSA 2014, adjusted to reflect new efficiencies | 0 | 2012 | 1 | SWHC046-03
COM-HVAC-FS-10-ZEAS.69 | Com ¦ Large Code HVAC System Integrated Furnace and AC - ZEAS 2030 - Cold ¦ SCG ¦ Cold | Com ¦ Large Code HVAC System Integrated Furnace and AC - ZEAS 2030 - Cold | SCG ¦ Cold | SCG | All | Electric & Gas | Code split-package AC with gas furnace, 240-760 kbtuh | Average Existing and Code |  | 2030 | 1 | Conventional | HVAC | Com - Restaurant | Com | ROB Only | 0 | 1000 sqft2 of floor space | Cap-Tons | 15 | DEER:HVAC_Split-Package_HP | 0 | 0 | 0 | SWHC046-03 | 903.64 | 2021 | 304.56 | 2021 | 0 | 0 | SWHC046-03 | Com Central HVAC (Large) - Fuel Sub - ZEAS 2030 - Cold ¦ SCG ¦ Cold | Com Central HVAC (Large) - Fuel Sub - ZEAS 2030 - Cold | 0.21772 | 0.814 | 1 | CBSA 2014, adjusted to reflect new efficiencies | 0 | 2012 | 1 | SWHC046-03
COM-HVAC-FS-10-ZEAS.70 | Com ¦ Large Code HVAC System Integrated Furnace and AC - ZEAS 2030 - Cold ¦ SCG ¦ Cold | Com ¦ Large Code HVAC System Integrated Furnace and AC - ZEAS 2030 - Cold | SCG ¦ Cold | SCG | All | Electric & Gas | Code split-package AC with gas furnace, 240-760 kbtuh | Average Existing and Code |  | 2030 | 1 | Conventional | HVAC | Com - Retail | Com | ROB Only | 0 | 1000 sqft2 of floor space | Cap-Tons | 15 | DEER:HVAC_Split-Package_HP | 0 | 0 | 0 | SWHC046-03 | 903.64 | 2021 | 304.56 | 2021 | 0 | 0 | SWHC046-03 | Com Central HVAC (Large) - Fuel Sub - ZEAS 2030 - Cold ¦ SCG ¦ Cold | Com Central HVAC (Large) - Fuel Sub - ZEAS 2030 - Cold | 0.092114 | 0.814 | 1 | CBSA 2014, adjusted to reflect new efficiencies | 0 | 2012 | 1 | SWHC046-03
COM-HVAC-FS-10-ZEAS.71 | Com ¦ Large Code HVAC System Integrated Furnace and AC - ZEAS 2030 - Cold ¦ SCG ¦ Cold | Com ¦ Large Code HVAC System Integrated Furnace and AC - ZEAS 2030 - Cold | SCG ¦ Cold | SCG | All | Electric & Gas | Code split-package AC with gas furnace, 240-760 kbtuh | Average Existing and Code |  | 2030 | 1 | Conventional | HVAC | Com - School | Com | ROB Only | 0 | 1000 sqft2 of floor space | Cap-Tons | 15 | DEER:HVAC_Split-Package_HP | 0 | 0 | 0 | SWHC046-03 | 903.64 | 2021 | 304.56 | 2021 | 0 | 0 | SWHC046-03 | Com Central HVAC (Large) - Fuel Sub - ZEAS 2030 - Cold ¦ SCG ¦ Cold | Com Central HVAC (Large) - Fuel Sub - ZEAS 2030 - Cold | 0.15 | 0.814 | 1 | CBSA 2014, adjusted to reflect new efficiencies | 0 | 2012 | 1 | SWHC046-03
COM-HVAC-FS-10-ZEAS.72 | Com ¦ Large Code HVAC System Integrated Furnace and AC - ZEAS 2030 - Cold ¦ SCG ¦ Cold | Com ¦ Large Code HVAC System Integrated Furnace and AC - ZEAS 2030 - Cold | SCG ¦ Cold | SCG | All | Electric & Gas | Code split-package AC with gas furnace, 240-760 kbtuh | Average Existing and Code |  | 2030 | 1 | Conventional | HVAC | Com - Warehouse | Com | ROB Only | 0 | 1000 sqft2 of floor space | Cap-Tons | 15 | DEER:HVAC_Split-Package_HP | 0 | 0 | 0 | SWHC046-03 | 903.64 | 2021 | 304.56 | 2021 | 0 | 0 | SWHC046-03 | Com Central HVAC (Large) - Fuel Sub - ZEAS 2030 - Cold ¦ SCG ¦ Cold | Com Central HVAC (Large) - Fuel Sub - ZEAS 2030 - Cold | 0.028212 | 0.814 | 1 | CBSA 2014, adjusted to reflect new efficiencies | 0 | 2012 | 1 | SWHC046-03
COM-HVAC-FS-10-ZEAS.73 | Com ¦ Large Code HVAC System Integrated Furnace and AC - ZEAS 2030 - Marine ¦ SDG&E ¦ Marine | Com ¦ Large Code HVAC System Integrated Furnace and AC - ZEAS 2030 - Marine | SDG&E ¦ Marine | SDG&E | All | Electric & Gas | Code split-package AC with gas furnace, 240-760 kbtuh | Average Existing and Code |  | 2030 | 1 | Conventional | HVAC | Com - College | Com | ROB Only | 0 | 1000 sqft2 of floor space | Cap-Tons | 15 | DEER:HVAC_Split-Package_HP | 0 | 0 | 0 | SWHC046-03 | 903.64 | 2021 | 304.56 | 2021 | 0 | 0 | SWHC046-03 | Com Central HVAC (Large) - Fuel Sub - ZEAS 2030 - Marine ¦ SDG&E ¦ Marine | Com Central HVAC (Large) - Fuel Sub - ZEAS 2030 - Marine | 0.12207 | 0.814 | 1 | CBSA 2014, adjusted to reflect new efficiencies | 0 | 2012 | 1 | SWHC046-03
COM-HVAC-FS-10-ZEAS.74 | Com ¦ Large Code HVAC System Integrated Furnace and AC - ZEAS 2030 - Marine ¦ SDG&E ¦ Marine | Com ¦ Large Code HVAC System Integrated Furnace and AC - ZEAS 2030 - Marine | SDG&E ¦ Marine | SDG&E | All | Electric & Gas | Code split-package AC with gas furnace, 240-760 kbtuh | Average Existing and Code |  | 2030 | 1 | Conventional | HVAC | Com - Grocery | Com | ROB Only | 0 | 1000 sqft2 of floor space | Cap-Tons | 15 | DEER:HVAC_Split-Package_HP | 0 | 0 | 0 | SWHC046-03 | 903.64 | 2021 | 304.56 | 2021 | 0 | 0 | SWHC046-03 | Com Central HVAC (Large) - Fuel Sub - ZEAS 2030 - Marine ¦ SDG&E ¦ Marine | Com Central HVAC (Large) - Fuel Sub - ZEAS 2030 - Marine | 0.22528 | 0.814 | 1 | CBSA 2014, adjusted to reflect new efficiencies | 0 | 2012 | 1 | SWHC046-03
COM-HVAC-FS-10-ZEAS.75 | Com ¦ Large Code HVAC System Integrated Furnace and AC - ZEAS 2030 - Marine ¦ SDG&E ¦ Marine | Com ¦ Large Code HVAC System Integrated Furnace and AC - ZEAS 2030 - Marine | SDG&E ¦ Marine | SDG&E | All | Electric & Gas | Code split-package AC with gas furnace, 240-760 kbtuh | Average Existing and Code |  | 2030 | 1 | Conventional | HVAC | Com - Health | Com | ROB Only | 0 | 1000 sqft2 of floor space | Cap-Tons | 15 | DEER:HVAC_Split-Package_HP | 0 | 0 | 0 | SWHC046-03 | 903.64 | 2021 | 304.56 | 2021 | 0 | 0 | SWHC046-03 | Com Central HVAC (Large) - Fuel Sub - ZEAS 2030 - Marine ¦ SDG&E ¦ Marine | Com Central HVAC (Large) - Fuel Sub - ZEAS 2030 - Marine | 0.17567 | 0.814 | 1 | CBSA 2014, adjusted to reflect new efficiencies | 0 | 2012 | 1 | SWHC046-03
COM-HVAC-FS-10-ZEAS.76 | Com ¦ Large Code HVAC System Integrated Furnace and AC - ZEAS 2030 - Marine ¦ SDG&E ¦ Marine | Com ¦ Large Code HVAC System Integrated Furnace and AC - ZEAS 2030 - Marine | SDG&E ¦ Marine | SDG&E | All | Electric & Gas | Code split-package AC with gas furnace, 240-760 kbtuh | Average Existing and Code |  | 2030 | 1 | Conventional | HVAC | Com - Lodging | Com | ROB Only | 0 | 1000 sqft2 of floor space | Cap-Tons | 15 | DEER:HVAC_Split-Package_HP | 0 | 0 | 0 | SWHC046-03 | 903.64 | 2021 | 304.56 | 2021 | 0 | 0 | SWHC046-03 | Com Central HVAC (Large) - Fuel Sub - ZEAS 2030 - Marine ¦ SDG&E ¦ Marine | Com Central HVAC (Large) - Fuel Sub - ZEAS 2030 - Marine | 0.098289 | 0.814 | 1 | CBSA 2014, adjusted to reflect new efficiencies | 0 | 2012 | 1 | SWHC046-03
COM-HVAC-FS-10-ZEAS.77 | Com ¦ Large Code HVAC System Integrated Furnace and AC - ZEAS 2030 - Marine ¦ SDG&E ¦ Marine | Com ¦ Large Code HVAC System Integrated Furnace and AC - ZEAS 2030 - Marine | SDG&E ¦ Marine | SDG&E | All | Electric & Gas | Code split-package AC with gas furnace, 240-760 kbtuh | Average Existing and Code |  | 2030 | 1 | Conventional | HVAC | Com - Office (Large) | Com | ROB Only | 0 | 1000 sqft2 of floor space | Cap-Tons | 15 | DEER:HVAC_Split-Package_HP | 0 | 0 | 0 | SWHC046-03 | 903.64 | 2021 | 304.56 | 2021 | 0 | 0 | SWHC046-03 | Com Central HVAC (Large) - Fuel Sub - ZEAS 2030 - Marine ¦ SDG&E ¦ Marine | Com Central HVAC (Large) - Fuel Sub - ZEAS 2030 - Marine | 0.12833 | 0.814 | 1 | CBSA 2014, adjusted to reflect new efficiencies | 0 | 2012 | 1 | SWHC046-03
COM-HVAC-FS-10-ZEAS.78 | Com ¦ Large Code HVAC System Integrated Furnace and AC - ZEAS 2030 - Marine ¦ SDG&E ¦ Marine | Com ¦ Large Code HVAC System Integrated Furnace and AC - ZEAS 2030 - Marine | SDG&E ¦ Marine | SDG&E | All | Electric & Gas | Code split-package AC with gas furnace, 240-760 kbtuh | Average Existing and Code |  | 2030 | 1 | Conventional | HVAC | Com - Office (Small) | Com | ROB Only | 0 | 1000 sqft2 of floor space | Cap-Tons | 15 | DEER:HVAC_Split-Package_HP | 0 | 0 | 0 | SWHC046-03 | 903.64 | 2021 | 304.56 | 2021 | 0 | 0 | SWHC046-03 | Com Central HVAC (Large) - Fuel Sub - ZEAS 2030 - Marine ¦ SDG&E ¦ Marine | Com Central HVAC (Large) - Fuel Sub - ZEAS 2030 - Marine | 0.15582 | 0.814 | 1 | CBSA 2014, adjusted to reflect new efficiencies | 0 | 2012 | 1 | SWHC046-03
COM-HVAC-FS-10-ZEAS.79 | Com ¦ Large Code HVAC System Integrated Furnace and AC - ZEAS 2030 - Marine ¦ SDG&E ¦ Marine | Com ¦ Large Code HVAC System Integrated Furnace and AC - ZEAS 2030 - Marine | SDG&E ¦ Marine | SDG&E | All | Electric & Gas | Code split-package AC with gas furnace, 240-760 kbtuh | Average Existing and Code |  | 2030 | 1 | Conventional | HVAC | Com - Other | Com | ROB Only | 0 | 1000 sqft2 of floor space | Cap-Tons | 15 | DEER:HVAC_Split-Package_HP | 0 | 0 | 0 | SWHC046-03 | 903.64 | 2021 | 304.56 | 2021 | 0 | 0 | SWHC046-03 | Com Central HVAC (Large) - Fuel Sub - ZEAS 2030 - Marine ¦ SDG&E ¦ Marine | Com Central HVAC (Large) - Fuel Sub - ZEAS 2030 - Marine | 0.21005 | 0.814 | 1 | CBSA 2014, adjusted to reflect new efficiencies | 0 | 2012 | 1 | SWHC046-03
COM-HVAC-FS-10-ZEAS.80 | Com ¦ Large Code HVAC System Integrated Furnace and AC - ZEAS 2030 - Marine ¦ SDG&E ¦ Marine | Com ¦ Large Code HVAC System Integrated Furnace and AC - ZEAS 2030 - Marine | SDG&E ¦ Marine | SDG&E | All | Electric & Gas | Code split-package AC with gas furnace, 240-760 kbtuh | Average Existing and Code |  | 2030 | 1 | Conventional | HVAC | Com - Refrig. Warehouse | Com | ROB Only | 0 | 1000 sqft2 of floor space | Cap-Tons | 15 | DEER:HVAC_Split-Package_HP | 0 | 0 | 0 | SWHC046-03 | 0 | 2021 | 0 | 2021 | 0 | 0 | SWHC046-03 | Com Central HVAC (Large) - Fuel Sub - ZEAS 2030 - Marine ¦ SDG&E ¦ Marine | Com Central HVAC (Large) - Fuel Sub - ZEAS 2030 - Marine | 0 | 0.814 | 1 | CBSA 2014, adjusted to reflect new efficiencies | 0 | 2012 | 1 | SWHC046-03
COM-HVAC-FS-10-ZEAS.81 | Com ¦ Large Code HVAC System Integrated Furnace and AC - ZEAS 2030 - Marine ¦ SDG&E ¦ Marine | Com ¦ Large Code HVAC System Integrated Furnace and AC - ZEAS 2030 - Marine | SDG&E ¦ Marine | SDG&E | All | Electric & Gas | Code split-package AC with gas furnace, 240-760 kbtuh | Average Existing and Code |  | 2030 | 1 | Conventional | HVAC | Com - Restaurant | Com | ROB Only | 0 | 1000 sqft2 of floor space | Cap-Tons | 15 | DEER:HVAC_Split-Package_HP | 0 | 0 | 0 | SWHC046-03 | 903.64 | 2021 | 304.56 | 2021 | 0 | 0 | SWHC046-03 | Com Central HVAC (Large) - Fuel Sub - ZEAS 2030 - Marine ¦ SDG&E ¦ Marine | Com Central HVAC (Large) - Fuel Sub - ZEAS 2030 - Marine | 0.22744 | 0.814 | 1 | CBSA 2014, adjusted to reflect new efficiencies | 0 | 2012 | 1 | SWHC046-03
COM-HVAC-FS-10-ZEAS.82 | Com ¦ Large Code HVAC System Integrated Furnace and AC - ZEAS 2030 - Marine ¦ SDG&E ¦ Marine | Com ¦ Large Code HVAC System Integrated Furnace and AC - ZEAS 2030 - Marine | SDG&E ¦ Marine | SDG&E | All | Electric & Gas | Code split-package AC with gas furnace, 240-760 kbtuh | Average Existing and Code |  | 2030 | 1 | Conventional | HVAC | Com - Retail | Com | ROB Only | 0 | 1000 sqft2 of floor space | Cap-Tons | 15 | DEER:HVAC_Split-Package_HP | 0 | 0 | 0 | SWHC046-03 | 903.64 | 2021 | 304.56 | 2021 | 0 | 0 | SWHC046-03 | Com Central HVAC (Large) - Fuel Sub - ZEAS 2030 - Marine ¦ SDG&E ¦ Marine | Com Central HVAC (Large) - Fuel Sub - ZEAS 2030 - Marine | 0.092203 | 0.814 | 1 | CBSA 2014, adjusted to reflect new efficiencies | 0 | 2012 | 1 | SWHC046-03
COM-HVAC-FS-10-ZEAS.83 | Com ¦ Large Code HVAC System Integrated Furnace and AC - ZEAS 2030 - Marine ¦ SDG&E ¦ Marine | Com ¦ Large Code HVAC System Integrated Furnace and AC - ZEAS 2030 - Marine | SDG&E ¦ Marine | SDG&E | All | Electric & Gas | Code split-package AC with gas furnace, 240-760 kbtuh | Average Existing and Code |  | 2030 | 1 | Conventional | HVAC | Com - School | Com | ROB Only | 0 | 1000 sqft2 of floor space | Cap-Tons | 15 | DEER:HVAC_Split-Package_HP | 0 | 0 | 0 | SWHC046-03 | 903.64 | 2021 | 304.56 | 2021 | 0 | 0 | SWHC046-03 | Com Central HVAC (Large) - Fuel Sub - ZEAS 2030 - Marine ¦ SDG&E ¦ Marine | Com Central HVAC (Large) - Fuel Sub - ZEAS 2030 - Marine | 0.15505 | 0.814 | 1 | CBSA 2014, adjusted to reflect new efficiencies | 0 | 2012 | 1 | SWHC046-03
COM-HVAC-FS-10-ZEAS.84 | Com ¦ Large Code HVAC System Integrated Furnace and AC - ZEAS 2030 - Marine ¦ SDG&E ¦ Marine | Com ¦ Large Code HVAC System Integrated Furnace and AC - ZEAS 2030 - Marine | SDG&E ¦ Marine | SDG&E | All | Electric & Gas | Code split-package AC with gas furnace, 240-760 kbtuh | Average Existing and Code |  | 2030 | 1 | Conventional | HVAC | Com - Warehouse | Com | ROB Only | 0 | 1000 sqft2 of floor space | Cap-Tons | 15 | DEER:HVAC_Split-Package_HP | 0 | 0 | 0 | SWHC046-03 | 903.64 | 2021 | 304.56 | 2021 | 0 | 0 | SWHC046-03 | Com Central HVAC (Large) - Fuel Sub - ZEAS 2030 - Marine ¦ SDG&E ¦ Marine | Com Central HVAC (Large) - Fuel Sub - ZEAS 2030 - Marine | 0.028275 | 0.814 | 1 | CBSA 2014, adjusted to reflect new efficiencies | 0 | 2012 | 1 | SWHC046-03
COM-HVAC-FS-10-ZEAS.85 | Com ¦ Large Code HVAC System Integrated Furnace and AC - ZEAS 2030 - Hot-Dry ¦ SDG&E ¦ Hot-Dry | Com ¦ Large Code HVAC System Integrated Furnace and AC - ZEAS 2030 - Hot-Dry | SDG&E ¦ Hot-Dry | SDG&E | All | Electric & Gas | Code split-package AC with gas furnace, 240-760 kbtuh | Average Existing and Code |  | 2030 | 1 | Conventional | HVAC | Com - College | Com | ROB Only | 0 | 1000 sqft2 of floor space | Cap-Tons | 15 | DEER:HVAC_Split-Package_HP | 0 | 0 | 0 | SWHC046-03 | 903.64 | 2021 | 304.56 | 2021 | 0 | 0 | SWHC046-03 | Com Central HVAC (Large) - Fuel Sub - ZEAS 2030 - Hot-Dry ¦ SDG&E ¦ Hot-Dry | Com Central HVAC (Large) - Fuel Sub - ZEAS 2030 - Hot-Dry | 0.12207 | 0.814 | 1 | CBSA 2014, adjusted to reflect new efficiencies | 0 | 2012 | 1 | SWHC046-03
COM-HVAC-FS-10-ZEAS.86 | Com ¦ Large Code HVAC System Integrated Furnace and AC - ZEAS 2030 - Hot-Dry ¦ SDG&E ¦ Hot-Dry | Com ¦ Large Code HVAC System Integrated Furnace and AC - ZEAS 2030 - Hot-Dry | SDG&E ¦ Hot-Dry | SDG&E | All | Electric & Gas | Code split-package AC with gas furnace, 240-760 kbtuh | Average Existing and Code |  | 2030 | 1 | Conventional | HVAC | Com - Grocery | Com | ROB Only | 0 | 1000 sqft2 of floor space | Cap-Tons | 15 | DEER:HVAC_Split-Package_HP | 0 | 0 | 0 | SWHC046-03 | 903.64 | 2021 | 304.56 | 2021 | 0 | 0 | SWHC046-03 | Com Central HVAC (Large) - Fuel Sub - ZEAS 2030 - Hot-Dry ¦ SDG&E ¦ Hot-Dry | Com Central HVAC (Large) - Fuel Sub - ZEAS 2030 - Hot-Dry | 0.22528 | 0.814 | 1 | CBSA 2014, adjusted to reflect new efficiencies | 0 | 2012 | 1 | SWHC046-03
COM-HVAC-FS-10-ZEAS.87 | Com ¦ Large Code HVAC System Integrated Furnace and AC - ZEAS 2030 - Hot-Dry ¦ SDG&E ¦ Hot-Dry | Com ¦ Large Code HVAC System Integrated Furnace and AC - ZEAS 2030 - Hot-Dry | SDG&E ¦ Hot-Dry | SDG&E | All | Electric & Gas | Code split-package AC with gas furnace, 240-760 kbtuh | Average Existing and Code |  | 2030 | 1 | Conventional | HVAC | Com - Health | Com | ROB Only | 0 | 1000 sqft2 of floor space | Cap-Tons | 15 | DEER:HVAC_Split-Package_HP | 0 | 0 | 0 | SWHC046-03 | 903.64 | 2021 | 304.56 | 2021 | 0 | 0 | SWHC046-03 | Com Central HVAC (Large) - Fuel Sub - ZEAS 2030 - Hot-Dry ¦ SDG&E ¦ Hot-Dry | Com Central HVAC (Large) - Fuel Sub - ZEAS 2030 - Hot-Dry | 0.17567 | 0.814 | 1 | CBSA 2014, adjusted to reflect new efficiencies | 0 | 2012 | 1 | SWHC046-03
COM-HVAC-FS-10-ZEAS.88 | Com ¦ Large Code HVAC System Integrated Furnace and AC - ZEAS 2030 - Hot-Dry ¦ SDG&E ¦ Hot-Dry | Com ¦ Large Code HVAC System Integrated Furnace and AC - ZEAS 2030 - Hot-Dry | SDG&E ¦ Hot-Dry | SDG&E | All | Electric & Gas | Code split-package AC with gas furnace, 240-760 kbtuh | Average Existing and Code |  | 2030 | 1 | Conventional | HVAC | Com - Lodging | Com | ROB Only | 0 | 1000 sqft2 of floor space | Cap-Tons | 15 | DEER:HVAC_Split-Package_HP | 0 | 0 | 0 | SWHC046-03 | 903.64 | 2021 | 304.56 | 2021 | 0 | 0 | SWHC046-03 | Com Central HVAC (Large) - Fuel Sub - ZEAS 2030 - Hot-Dry ¦ SDG&E ¦ Hot-Dry | Com Central HVAC (Large) - Fuel Sub - ZEAS 2030 - Hot-Dry | 0.098289 | 0.814 | 1 | CBSA 2014, adjusted to reflect new efficiencies | 0 | 2012 | 1 | SWHC046-03
COM-HVAC-FS-10-ZEAS.89 | Com ¦ Large Code HVAC System Integrated Furnace and AC - ZEAS 2030 - Hot-Dry ¦ SDG&E ¦ Hot-Dry | Com ¦ Large Code HVAC System Integrated Furnace and AC - ZEAS 2030 - Hot-Dry | SDG&E ¦ Hot-Dry | SDG&E | All | Electric & Gas | Code split-package AC with gas furnace, 240-760 kbtuh | Average Existing and Code |  | 2030 | 1 | Conventional | HVAC | Com - Office (Large) | Com | ROB Only | 0 | 1000 sqft2 of floor space | Cap-Tons | 15 | DEER:HVAC_Split-Package_HP | 0 | 0 | 0 | SWHC046-03 | 903.64 | 2021 | 304.56 | 2021 | 0 | 0 | SWHC046-03 | Com Central HVAC (Large) - Fuel Sub - ZEAS 2030 - Hot-Dry ¦ SDG&E ¦ Hot-Dry | Com Central HVAC (Large) - Fuel Sub - ZEAS 2030 - Hot-Dry | 0.12833 | 0.814 | 1 | CBSA 2014, adjusted to reflect new efficiencies | 0 | 2012 | 1 | SWHC046-03
COM-HVAC-FS-10-ZEAS.90 | Com ¦ Large Code HVAC System Integrated Furnace and AC - ZEAS 2030 - Hot-Dry ¦ SDG&E ¦ Hot-Dry | Com ¦ Large Code HVAC System Integrated Furnace and AC - ZEAS 2030 - Hot-Dry | SDG&E ¦ Hot-Dry | SDG&E | All | Electric & Gas | Code split-package AC with gas furnace, 240-760 kbtuh | Average Existing and Code |  | 2030 | 1 | Conventional | HVAC | Com - Office (Small) | Com | ROB Only | 0 | 1000 sqft2 of floor space | Cap-Tons | 15 | DEER:HVAC_Split-Package_HP | 0 | 0 | 0 | SWHC046-03 | 903.64 | 2021 | 304.56 | 2021 | 0 | 0 | SWHC046-03 | Com Central HVAC (Large) - Fuel Sub - ZEAS 2030 - Hot-Dry ¦ SDG&E ¦ Hot-Dry | Com Central HVAC (Large) - Fuel Sub - ZEAS 2030 - Hot-Dry | 0.15582 | 0.814 | 1 | CBSA 2014, adjusted to reflect new efficiencies | 0 | 2012 | 1 | SWHC046-03
COM-HVAC-FS-10-ZEAS.91 | Com ¦ Large Code HVAC System Integrated Furnace and AC - ZEAS 2030 - Hot-Dry ¦ SDG&E ¦ Hot-Dry | Com ¦ Large Code HVAC System Integrated Furnace and AC - ZEAS 2030 - Hot-Dry | SDG&E ¦ Hot-Dry | SDG&E | All | Electric & Gas | Code split-package AC with gas furnace, 240-760 kbtuh | Average Existing and Code |  | 2030 | 1 | Conventional | HVAC | Com - Other | Com | ROB Only | 0 | 1000 sqft2 of floor space | Cap-Tons | 15 | DEER:HVAC_Split-Package_HP | 0 | 0 | 0 | SWHC046-03 | 903.64 | 2021 | 304.56 | 2021 | 0 | 0 | SWHC046-03 | Com Central HVAC (Large) - Fuel Sub - ZEAS 2030 - Hot-Dry ¦ SDG&E ¦ Hot-Dry | Com Central HVAC (Large) - Fuel Sub - ZEAS 2030 - Hot-Dry | 0.21005 | 0.814 | 1 | CBSA 2014, adjusted to reflect new efficiencies | 0 | 2012 | 1 | SWHC046-03
COM-HVAC-FS-10-ZEAS.92 | Com ¦ Large Code HVAC System Integrated Furnace and AC - ZEAS 2030 - Hot-Dry ¦ SDG&E ¦ Hot-Dry | Com ¦ Large Code HVAC System Integrated Furnace and AC - ZEAS 2030 - Hot-Dry | SDG&E ¦ Hot-Dry | SDG&E | All | Electric & Gas | Code split-package AC with gas furnace, 240-760 kbtuh | Average Existing and Code |  | 2030 | 1 | Conventional | HVAC | Com - Refrig. Warehouse | Com | ROB Only | 0 | 1000 sqft2 of floor space | Cap-Tons | 15 | DEER:HVAC_Split-Package_HP | 0 | 0 | 0 | SWHC046-03 | 0 | 2021 | 0 | 2021 | 0 | 0 | SWHC046-03 | Com Central HVAC (Large) - Fuel Sub - ZEAS 2030 - Hot-Dry ¦ SDG&E ¦ Hot-Dry | Com Central HVAC (Large) - Fuel Sub - ZEAS 2030 - Hot-Dry | 0 | 0.814 | 1 | CBSA 2014, adjusted to reflect new efficiencies | 0 | 2012 | 1 | SWHC046-03
COM-HVAC-FS-10-ZEAS.93 | Com ¦ Large Code HVAC System Integrated Furnace and AC - ZEAS 2030 - Hot-Dry ¦ SDG&E ¦ Hot-Dry | Com ¦ Large Code HVAC System Integrated Furnace and AC - ZEAS 2030 - Hot-Dry | SDG&E ¦ Hot-Dry | SDG&E | All | Electric & Gas | Code split-package AC with gas furnace, 240-760 kbtuh | Average Existing and Code |  | 2030 | 1 | Conventional | HVAC | Com - Restaurant | Com | ROB Only | 0 | 1000 sqft2 of floor space | Cap-Tons | 15 | DEER:HVAC_Split-Package_HP | 0 | 0 | 0 | SWHC046-03 | 903.64 | 2021 | 304.56 | 2021 | 0 | 0 | SWHC046-03 | Com Central HVAC (Large) - Fuel Sub - ZEAS 2030 - Hot-Dry ¦ SDG&E ¦ Hot-Dry | Com Central HVAC (Large) - Fuel Sub - ZEAS 2030 - Hot-Dry | 0.22744 | 0.814 | 1 | CBSA 2014, adjusted to reflect new efficiencies | 0 | 2012 | 1 | SWHC046-03
COM-HVAC-FS-10-ZEAS.94 | Com ¦ Large Code HVAC System Integrated Furnace and AC - ZEAS 2030 - Hot-Dry ¦ SDG&E ¦ Hot-Dry | Com ¦ Large Code HVAC System Integrated Furnace and AC - ZEAS 2030 - Hot-Dry | SDG&E ¦ Hot-Dry | SDG&E | All | Electric & Gas | Code split-package AC with gas furnace, 240-760 kbtuh | Average Existing and Code |  | 2030 | 1 | Conventional | HVAC | Com - Retail | Com | ROB Only | 0 | 1000 sqft2 of floor space | Cap-Tons | 15 | DEER:HVAC_Split-Package_HP | 0 | 0 | 0 | SWHC046-03 | 903.64 | 2021 | 304.56 | 2021 | 0 | 0 | SWHC046-03 | Com Central HVAC (Large) - Fuel Sub - ZEAS 2030 - Hot-Dry ¦ SDG&E ¦ Hot-Dry | Com Central HVAC (Large) - Fuel Sub - ZEAS 2030 - Hot-Dry | 0.092203 | 0.814 | 1 | CBSA 2014, adjusted to reflect new efficiencies | 0 | 2012 | 1 | SWHC046-03
COM-HVAC-FS-10-ZEAS.95 | Com ¦ Large Code HVAC System Integrated Furnace and AC - ZEAS 2030 - Hot-Dry ¦ SDG&E ¦ Hot-Dry | Com ¦ Large Code HVAC System Integrated Furnace and AC - ZEAS 2030 - Hot-Dry | SDG&E ¦ Hot-Dry | SDG&E | All | Electric & Gas | Code split-package AC with gas furnace, 240-760 kbtuh | Average Existing and Code |  | 2030 | 1 | Conventional | HVAC | Com - School | Com | ROB Only | 0 | 1000 sqft2 of floor space | Cap-Tons | 15 | DEER:HVAC_Split-Package_HP | 0 | 0 | 0 | SWHC046-03 | 903.64 | 2021 | 304.56 | 2021 | 0 | 0 | SWHC046-03 | Com Central HVAC (Large) - Fuel Sub - ZEAS 2030 - Hot-Dry ¦ SDG&E ¦ Hot-Dry | Com Central HVAC (Large) - Fuel Sub - ZEAS 2030 - Hot-Dry | 0.15505 | 0.814 | 1 | CBSA 2014, adjusted to reflect new efficiencies | 0 | 2012 | 1 | SWHC046-03
COM-HVAC-FS-10-ZEAS.96 | Com ¦ Large Code HVAC System Integrated Furnace and AC - ZEAS 2030 - Hot-Dry ¦ SDG&E ¦ Hot-Dry | Com ¦ Large Code HVAC System Integrated Furnace and AC - ZEAS 2030 - Hot-Dry | SDG&E ¦ Hot-Dry | SDG&E | All | Electric & Gas | Code split-package AC with gas furnace, 240-760 kbtuh | Average Existing and Code |  | 2030 | 1 | Conventional | HVAC | Com - Warehouse | Com | ROB Only | 0 | 1000 sqft2 of floor space | Cap-Tons | 15 | DEER:HVAC_Split-Package_HP | 0 | 0 | 0 | SWHC046-03 | 903.64 | 2021 | 304.56 | 2021 | 0 | 0 | SWHC046-03 | Com Central HVAC (Large) - Fuel Sub - ZEAS 2030 - Hot-Dry ¦ SDG&E ¦ Hot-Dry | Com Central HVAC (Large) - Fuel Sub - ZEAS 2030 - Hot-Dry | 0.028275 | 0.814 | 1 | CBSA 2014, adjusted to reflect new efficiencies | 0 | 2012 | 1 | SWHC046-03
COM-HVAC-FS-10B-ZEAS.1 | Com ¦ Large Packaged Heat Pump (EER 9.3) - Fuel Sub Future Baseline - ZEAS 2030 - Marine ¦ PG&E ¦ Marine | Com ¦ Large Packaged Heat Pump (EER 9.3) - Fuel Sub Future Baseline - ZEAS 2030 - Marine | PG&E ¦ Marine | PG&E | All | Electric & Gas | Large Unitary Heat Pump (EER 9.3) | Efficient | 2030 |  | 1 | Conventional | HVAC | Com - College | Com | ROB Only | 0 | 1000 sqft2 of floor space | Cap-Tons | 15 | DEER:HVAC_Split-Package_HP | 193.9275 | 0.0096174 | -25.9026 | SWHC013-05 | 1068.69 | 2021 | 278.83 | 2021 | 0 | -50.09 | SWHC013-05 | Com Central HVAC (Large) - Fuel Sub - ZEAS 2030 - Marine ¦ PG&E ¦ Marine | Com Central HVAC (Large) - Fuel Sub - ZEAS 2030 - Marine | 0.11162 | 0.814 | 0 | CBSA 2014, adjusted to reflect new efficiencies | 70.8024 | 2012 | 1 | SWHC013-05
COM-HVAC-FS-10B-ZEAS.2 | Com ¦ Large Packaged Heat Pump (EER 9.3) - Fuel Sub Future Baseline - ZEAS 2030 - Marine ¦ PG&E ¦ Marine | Com ¦ Large Packaged Heat Pump (EER 9.3) - Fuel Sub Future Baseline - ZEAS 2030 - Marine | PG&E ¦ Marine | PG&E | All | Electric & Gas | Large Unitary Heat Pump (EER 9.3) | Efficient | 2030 |  | 1 | Conventional | HVAC | Com - Grocery | Com | ROB Only | 0 | 1000 sqft2 of floor space | Cap-Tons | 15 | DEER:HVAC_Split-Package_HP | 1223.455 | 0.006 | -156 | SWHC013-05 | 1068.69 | 2021 | 278.83 | 2021 | 0 | -50.09 | SWHC013-05 | Com Central HVAC (Large) - Fuel Sub - ZEAS 2030 - Marine ¦ PG&E ¦ Marine | Com Central HVAC (Large) - Fuel Sub - ZEAS 2030 - Marine | 0.18624 | 0.814 | 0 | CBSA 2014, adjusted to reflect new efficiencies | 297.4999 | 2012 | 1 | SWHC013-05
COM-HVAC-FS-10B-ZEAS.3 | Com ¦ Large Packaged Heat Pump (EER 9.3) - Fuel Sub Future Baseline - ZEAS 2030 - Marine ¦ PG&E ¦ Marine | Com ¦ Large Packaged Heat Pump (EER 9.3) - Fuel Sub Future Baseline - ZEAS 2030 - Marine | PG&E ¦ Marine | PG&E | All | Electric & Gas | Large Unitary Heat Pump (EER 9.3) | Efficient | 2030 |  | 1 | Conventional | HVAC | Com - Health | Com | ROB Only | 0 | 1000 sqft2 of floor space | Cap-Tons | 15 | DEER:HVAC_Split-Package_HP | 271.2595 | 0.0065133 | -33.5588 | SWHC013-05 | 1068.69 | 2021 | 278.83 | 2021 | 0 | -50.09 | SWHC013-05 | Com Central HVAC (Large) - Fuel Sub - ZEAS 2030 - Marine ¦ PG&E ¦ Marine | Com Central HVAC (Large) - Fuel Sub - ZEAS 2030 - Marine | 0.16483 | 0.814 | 0 | CBSA 2014, adjusted to reflect new efficiencies | 77.0393 | 2012 | 1 | SWHC013-05
COM-HVAC-FS-10B-ZEAS.4 | Com ¦ Large Packaged Heat Pump (EER 9.3) - Fuel Sub Future Baseline - ZEAS 2030 - Marine ¦ PG&E ¦ Marine | Com ¦ Large Packaged Heat Pump (EER 9.3) - Fuel Sub Future Baseline - ZEAS 2030 - Marine | PG&E ¦ Marine | PG&E | All | Electric & Gas | Large Unitary Heat Pump (EER 9.3) | Efficient | 2030 |  | 1 | Conventional | HVAC | Com - Lodging | Com | ROB Only | 0 | 1000 sqft2 of floor space | Cap-Tons | 15 | DEER:HVAC_Split-Package_HP | 598.8152 | 0.0080768 | -79.8896 | SWHC013-05 | 1068.69 | 2021 | 278.83 | 2021 | 0 | -50.09 | SWHC013-05 | Com Central HVAC (Large) - Fuel Sub - ZEAS 2030 - Marine ¦ PG&E ¦ Marine | Com Central HVAC (Large) - Fuel Sub - ZEAS 2030 - Marine | 0.08786 | 0.814 | 0 | CBSA 2014, adjusted to reflect new efficiencies | 694.7546 | 2012 | 1 | SWHC013-05
COM-HVAC-FS-10B-ZEAS.5 | Com ¦ Large Packaged Heat Pump (EER 9.3) - Fuel Sub Future Baseline - ZEAS 2030 - Marine ¦ PG&E ¦ Marine | Com ¦ Large Packaged Heat Pump (EER 9.3) - Fuel Sub Future Baseline - ZEAS 2030 - Marine | PG&E ¦ Marine | PG&E | All | Electric & Gas | Large Unitary Heat Pump (EER 9.3) | Efficient | 2030 |  | 1 | Conventional | HVAC | Com - Office (Large) | Com | ROB Only | 0 | 1000 sqft2 of floor space | Cap-Tons | 15 | DEER:HVAC_Split-Package_HP | 29.95 | 0.004235 | -2.78 | SWHC013-05 | 1068.69 | 2021 | 278.83 | 2021 | 0 | -50.09 | SWHC013-05 | Com Central HVAC (Large) - Fuel Sub - ZEAS 2030 - Marine ¦ PG&E ¦ Marine | Com Central HVAC (Large) - Fuel Sub - ZEAS 2030 - Marine | 0.11704 | 0.814 | 0 | CBSA 2014, adjusted to reflect new efficiencies | 9.5056 | 2012 | 1 | SWHC013-05
COM-HVAC-FS-10B-ZEAS.6 | Com ¦ Large Packaged Heat Pump (EER 9.3) - Fuel Sub Future Baseline - ZEAS 2030 - Marine ¦ PG&E ¦ Marine | Com ¦ Large Packaged Heat Pump (EER 9.3) - Fuel Sub Future Baseline - ZEAS 2030 - Marine | PG&E ¦ Marine | PG&E | All | Electric & Gas | Large Unitary Heat Pump (EER 9.3) | Efficient | 2030 |  | 1 | Conventional | HVAC | Com - Office (Small) | Com | ROB Only | 0 | 1000 sqft2 of floor space | Cap-Tons | 15 | DEER:HVAC_Split-Package_HP | 116.6 | 0.004075 | -14 | SWHC013-05 | 1068.69 | 2021 | 278.83 | 2021 | 0 | -50.09 | SWHC013-05 | Com Central HVAC (Large) - Fuel Sub - ZEAS 2030 - Marine ¦ PG&E ¦ Marine | Com Central HVAC (Large) - Fuel Sub - ZEAS 2030 - Marine | 0.13689 | 0.814 | 0 | CBSA 2014, adjusted to reflect new efficiencies | 22.3696 | 2012 | 1 | SWHC013-05
COM-HVAC-FS-10B-ZEAS.7 | Com ¦ Large Packaged Heat Pump (EER 9.3) - Fuel Sub Future Baseline - ZEAS 2030 - Marine ¦ PG&E ¦ Marine | Com ¦ Large Packaged Heat Pump (EER 9.3) - Fuel Sub Future Baseline - ZEAS 2030 - Marine | PG&E ¦ Marine | PG&E | All | Electric & Gas | Large Unitary Heat Pump (EER 9.3) | Efficient | 2030 |  | 1 | Conventional | HVAC | Com - Other | Com | ROB Only | 0 | 1000 sqft2 of floor space | Cap-Tons | 15 | DEER:HVAC_Split-Package_HP | 382.15 | 0.0092 | -49.6 | SWHC013-05 | 1068.69 | 2021 | 278.83 | 2021 | 0 | -50.09 | SWHC013-05 | Com Central HVAC (Large) - Fuel Sub - ZEAS 2030 - Marine ¦ PG&E ¦ Marine | Com Central HVAC (Large) - Fuel Sub - ZEAS 2030 - Marine | 0.1938 | 0.814 | 0 | CBSA 2014, adjusted to reflect new efficiencies | 182.4896 | 2012 | 1 | SWHC013-05
COM-HVAC-FS-10B-ZEAS.8 | Com ¦ Large Packaged Heat Pump (EER 9.3) - Fuel Sub Future Baseline - ZEAS 2030 - Marine ¦ PG&E ¦ Marine | Com ¦ Large Packaged Heat Pump (EER 9.3) - Fuel Sub Future Baseline - ZEAS 2030 - Marine | PG&E ¦ Marine | PG&E | All | Electric & Gas | Large Unitary Heat Pump (EER 9.3) | Efficient | 2030 |  | 1 | Conventional | HVAC | Com - Refrig. Warehouse | Com | ROB Only | 0 | 1000 sqft2 of floor space | Cap-Tons | 15 | DEER:HVAC_Split-Package_HP | 0 | 0 | 0 | SWHC013-05 | 0 | 2021 | 0 | 2021 | 0 | -50.09 | SWHC013-05 | Com Central HVAC (Large) - Fuel Sub - ZEAS 2030 - Marine ¦ PG&E ¦ Marine | Com Central HVAC (Large) - Fuel Sub - ZEAS 2030 - Marine | 0 | 0.814 | 0 | CBSA 2014, adjusted to reflect new efficiencies | 0 | 2012 | 1 | SWHC013-05
COM-HVAC-FS-10B-ZEAS.9 | Com ¦ Large Packaged Heat Pump (EER 9.3) - Fuel Sub Future Baseline - ZEAS 2030 - Marine ¦ PG&E ¦ Marine | Com ¦ Large Packaged Heat Pump (EER 9.3) - Fuel Sub Future Baseline - ZEAS 2030 - Marine | PG&E ¦ Marine | PG&E | All | Electric & Gas | Large Unitary Heat Pump (EER 9.3) | Efficient | 2030 |  | 1 | Conventional | HVAC | Com - Restaurant | Com | ROB Only | 0 | 1000 sqft2 of floor space | Cap-Tons | 15 | DEER:HVAC_Split-Package_HP | 152.5976 | 0.010462 | -17.7414 | SWHC013-05 | 1068.69 | 2021 | 278.83 | 2021 | 0 | -50.09 | SWHC013-05 | Com Central HVAC (Large) - Fuel Sub - ZEAS 2030 - Marine ¦ PG&E ¦ Marine | Com Central HVAC (Large) - Fuel Sub - ZEAS 2030 - Marine | 0.1978 | 0.814 | 0 | CBSA 2014, adjusted to reflect new efficiencies | 10.6162 | 2012 | 1 | SWHC013-05
COM-HVAC-FS-10B-ZEAS.10 | Com ¦ Large Packaged Heat Pump (EER 9.3) - Fuel Sub Future Baseline - ZEAS 2030 - Marine ¦ PG&E ¦ Marine | Com ¦ Large Packaged Heat Pump (EER 9.3) - Fuel Sub Future Baseline - ZEAS 2030 - Marine | PG&E ¦ Marine | PG&E | All | Electric & Gas | Large Unitary Heat Pump (EER 9.3) | Efficient | 2030 |  | 1 | Conventional | HVAC | Com - Retail | Com | ROB Only | 0 | 1000 sqft2 of floor space | Cap-Tons | 15 | DEER:HVAC_Split-Package_HP | 171.7683 | 0.011566 | -21.3006 | SWHC013-05 | 1068.69 | 2021 | 278.83 | 2021 | 0 | -50.09 | SWHC013-05 | Com Central HVAC (Large) - Fuel Sub - ZEAS 2030 - Marine ¦ PG&E ¦ Marine | Com Central HVAC (Large) - Fuel Sub - ZEAS 2030 - Marine | 0.082433 | 0.814 | 0 | CBSA 2014, adjusted to reflect new efficiencies | 44.9037 | 2012 | 1 | SWHC013-05
COM-HVAC-FS-10B-ZEAS.11 | Com ¦ Large Packaged Heat Pump (EER 9.3) - Fuel Sub Future Baseline - ZEAS 2030 - Marine ¦ PG&E ¦ Marine | Com ¦ Large Packaged Heat Pump (EER 9.3) - Fuel Sub Future Baseline - ZEAS 2030 - Marine | PG&E ¦ Marine | PG&E | All | Electric & Gas | Large Unitary Heat Pump (EER 9.3) | Efficient | 2030 |  | 1 | Conventional | HVAC | Com - School | Com | ROB Only | 0 | 1000 sqft2 of floor space | Cap-Tons | 15 | DEER:HVAC_Split-Package_HP | 187.0514 | 0.0046512 | -25.5444 | SWHC013-05 | 1068.69 | 2021 | 278.83 | 2021 | 0 | -50.09 | SWHC013-05 | Com Central HVAC (Large) - Fuel Sub - ZEAS 2030 - Marine ¦ PG&E ¦ Marine | Com Central HVAC (Large) - Fuel Sub - ZEAS 2030 - Marine | 0.12518 | 0.814 | 0 | CBSA 2014, adjusted to reflect new efficiencies | 27.565 | 2012 | 1 | SWHC013-05
COM-HVAC-FS-10B-ZEAS.12 | Com ¦ Large Packaged Heat Pump (EER 9.3) - Fuel Sub Future Baseline - ZEAS 2030 - Marine ¦ PG&E ¦ Marine | Com ¦ Large Packaged Heat Pump (EER 9.3) - Fuel Sub Future Baseline - ZEAS 2030 - Marine | PG&E ¦ Marine | PG&E | All | Electric & Gas | Large Unitary Heat Pump (EER 9.3) | Efficient | 2030 |  | 1 | Conventional | HVAC | Com - Warehouse | Com | ROB Only | 0 | 1000 sqft2 of floor space | Cap-Tons | 15 | DEER:HVAC_Split-Package_HP | 453.995 | 0.002005 | -56.4 | SWHC013-05 | 1068.69 | 2021 | 278.83 | 2021 | 0 | -50.09 | SWHC013-05 | Com Central HVAC (Large) - Fuel Sub - ZEAS 2030 - Marine ¦ PG&E ¦ Marine | Com Central HVAC (Large) - Fuel Sub - ZEAS 2030 - Marine | 0.025654 | 0.814 | 0 | CBSA 2014, adjusted to reflect new efficiencies | 101.6796 | 2012 | 1 | SWHC013-05
COM-HVAC-FS-10B-ZEAS.13 | Com ¦ Large Packaged Heat Pump (EER 9.3) - Fuel Sub Future Baseline - ZEAS 2030 - Hot-Dry ¦ PG&E ¦ Hot-Dry | Com ¦ Large Packaged Heat Pump (EER 9.3) - Fuel Sub Future Baseline - ZEAS 2030 - Hot-Dry | PG&E ¦ Hot-Dry | PG&E | All | Electric & Gas | Large Unitary Heat Pump (EER 9.3) | Efficient | 2030 |  | 1 | Conventional | HVAC | Com - College | Com | ROB Only | 0 | 1000 sqft2 of floor space | Cap-Tons | 15 | DEER:HVAC_Split-Package_HP | 202.3476 | 0.016072 | -24.2495 | SWHC013-05 | 1068.69 | 2021 | 278.83 | 2021 | 0 | -50.09 | SWHC013-05 | Com Central HVAC (Large) - Fuel Sub - ZEAS 2030 - Hot-Dry ¦ PG&E ¦ Hot-Dry | Com Central HVAC (Large) - Fuel Sub - ZEAS 2030 - Hot-Dry | 0.11162 | 0.814 | 0 | CBSA 2014, adjusted to reflect new efficiencies | 64.7139 | 2012 | 1 | SWHC013-05
COM-HVAC-FS-10B-ZEAS.14 | Com ¦ Large Packaged Heat Pump (EER 9.3) - Fuel Sub Future Baseline - ZEAS 2030 - Hot-Dry ¦ PG&E ¦ Hot-Dry | Com ¦ Large Packaged Heat Pump (EER 9.3) - Fuel Sub Future Baseline - ZEAS 2030 - Hot-Dry | PG&E ¦ Hot-Dry | PG&E | All | Electric & Gas | Large Unitary Heat Pump (EER 9.3) | Efficient | 2030 |  | 1 | Conventional | HVAC | Com - Grocery | Com | ROB Only | 0 | 1000 sqft2 of floor space | Cap-Tons | 15 | DEER:HVAC_Split-Package_HP | 909.55 | 0.0123 | -92.1 | SWHC013-05 | 1068.69 | 2021 | 278.83 | 2021 | 0 | -50.09 | SWHC013-05 | Com Central HVAC (Large) - Fuel Sub - ZEAS 2030 - Hot-Dry ¦ PG&E ¦ Hot-Dry | Com Central HVAC (Large) - Fuel Sub - ZEAS 2030 - Hot-Dry | 0.18624 | 0.814 | 0 | CBSA 2014, adjusted to reflect new efficiencies | 165.1073 | 2012 | 1 | SWHC013-05
COM-HVAC-FS-10B-ZEAS.15 | Com ¦ Large Packaged Heat Pump (EER 9.3) - Fuel Sub Future Baseline - ZEAS 2030 - Hot-Dry ¦ PG&E ¦ Hot-Dry | Com ¦ Large Packaged Heat Pump (EER 9.3) - Fuel Sub Future Baseline - ZEAS 2030 - Hot-Dry | PG&E ¦ Hot-Dry | PG&E | All | Electric & Gas | Large Unitary Heat Pump (EER 9.3) | Efficient | 2030 |  | 1 | Conventional | HVAC | Com - Health | Com | ROB Only | 0 | 1000 sqft2 of floor space | Cap-Tons | 15 | DEER:HVAC_Split-Package_HP | 310.9417 | 0.013195 | -37.4732 | SWHC013-05 | 1068.69 | 2021 | 278.83 | 2021 | 0 | -50.09 | SWHC013-05 | Com Central HVAC (Large) - Fuel Sub - ZEAS 2030 - Hot-Dry ¦ PG&E ¦ Hot-Dry | Com Central HVAC (Large) - Fuel Sub - ZEAS 2030 - Hot-Dry | 0.16483 | 0.814 | 0 | CBSA 2014, adjusted to reflect new efficiencies | 85.4991 | 2012 | 1 | SWHC013-05
COM-HVAC-FS-10B-ZEAS.16 | Com ¦ Large Packaged Heat Pump (EER 9.3) - Fuel Sub Future Baseline - ZEAS 2030 - Hot-Dry ¦ PG&E ¦ Hot-Dry | Com ¦ Large Packaged Heat Pump (EER 9.3) - Fuel Sub Future Baseline - ZEAS 2030 - Hot-Dry | PG&E ¦ Hot-Dry | PG&E | All | Electric & Gas | Large Unitary Heat Pump (EER 9.3) | Efficient | 2030 |  | 1 | Conventional | HVAC | Com - Lodging | Com | ROB Only | 0 | 1000 sqft2 of floor space | Cap-Tons | 15 | DEER:HVAC_Split-Package_HP | 531.9784 | 0.018469 | -64.0593 | SWHC013-05 | 1068.69 | 2021 | 278.83 | 2021 | 0 | -50.09 | SWHC013-05 | Com Central HVAC (Large) - Fuel Sub - ZEAS 2030 - Hot-Dry ¦ PG&E ¦ Hot-Dry | Com Central HVAC (Large) - Fuel Sub - ZEAS 2030 - Hot-Dry | 0.08786 | 0.814 | 0 | CBSA 2014, adjusted to reflect new efficiencies | 548.9164 | 2012 | 1 | SWHC013-05
COM-HVAC-FS-10B-ZEAS.17 | Com ¦ Large Packaged Heat Pump (EER 9.3) - Fuel Sub Future Baseline - ZEAS 2030 - Hot-Dry ¦ PG&E ¦ Hot-Dry | Com ¦ Large Packaged Heat Pump (EER 9.3) - Fuel Sub Future Baseline - ZEAS 2030 - Hot-Dry | PG&E ¦ Hot-Dry | PG&E | All | Electric & Gas | Large Unitary Heat Pump (EER 9.3) | Efficient | 2030 |  | 1 | Conventional | HVAC | Com - Office (Large) | Com | ROB Only | 0 | 1000 sqft2 of floor space | Cap-Tons | 15 | DEER:HVAC_Split-Package_HP | 44.85 | 0.00825 | -3.3 | SWHC013-05 | 1068.69 | 2021 | 278.83 | 2021 | 0 | -50.09 | SWHC013-05 | Com Central HVAC (Large) - Fuel Sub - ZEAS 2030 - Hot-Dry ¦ PG&E ¦ Hot-Dry | Com Central HVAC (Large) - Fuel Sub - ZEAS 2030 - Hot-Dry | 0.11704 | 0.814 | 0 | CBSA 2014, adjusted to reflect new efficiencies | 10.3589 | 2012 | 1 | SWHC013-05
COM-HVAC-FS-10B-ZEAS.18 | Com ¦ Large Packaged Heat Pump (EER 9.3) - Fuel Sub Future Baseline - ZEAS 2030 - Hot-Dry ¦ PG&E ¦ Hot-Dry | Com ¦ Large Packaged Heat Pump (EER 9.3) - Fuel Sub Future Baseline - ZEAS 2030 - Hot-Dry | PG&E ¦ Hot-Dry | PG&E | All | Electric & Gas | Large Unitary Heat Pump (EER 9.3) | Efficient | 2030 |  | 1 | Conventional | HVAC | Com - Office (Small) | Com | ROB Only | 0 | 1000 sqft2 of floor space | Cap-Tons | 15 | DEER:HVAC_Split-Package_HP | 117.9 | 0.00815 | -12.6 | SWHC013-05 | 1068.69 | 2021 | 278.83 | 2021 | 0 | -50.09 | SWHC013-05 | Com Central HVAC (Large) - Fuel Sub - ZEAS 2030 - Hot-Dry ¦ PG&E ¦ Hot-Dry | Com Central HVAC (Large) - Fuel Sub - ZEAS 2030 - Hot-Dry | 0.13689 | 0.814 | 0 | CBSA 2014, adjusted to reflect new efficiencies | 19.5384 | 2012 | 1 | SWHC013-05
COM-HVAC-FS-10B-ZEAS.19 | Com ¦ Large Packaged Heat Pump (EER 9.3) - Fuel Sub Future Baseline - ZEAS 2030 - Hot-Dry ¦ PG&E ¦ Hot-Dry | Com ¦ Large Packaged Heat Pump (EER 9.3) - Fuel Sub Future Baseline - ZEAS 2030 - Hot-Dry | PG&E ¦ Hot-Dry | PG&E | All | Electric & Gas | Large Unitary Heat Pump (EER 9.3) | Efficient | 2030 |  | 1 | Conventional | HVAC | Com - Other | Com | ROB Only | 0 | 1000 sqft2 of floor space | Cap-Tons | 15 | DEER:HVAC_Split-Package_HP | 351.35 | 0.01935 | -44.2 | SWHC013-05 | 1068.69 | 2021 | 278.83 | 2021 | 0 | -50.09 | SWHC013-05 | Com Central HVAC (Large) - Fuel Sub - ZEAS 2030 - Hot-Dry ¦ PG&E ¦ Hot-Dry | Com Central HVAC (Large) - Fuel Sub - ZEAS 2030 - Hot-Dry | 0.1938 | 0.814 | 0 | CBSA 2014, adjusted to reflect new efficiencies | 161.4287 | 2012 | 1 | SWHC013-05
COM-HVAC-FS-10B-ZEAS.20 | Com ¦ Large Packaged Heat Pump (EER 9.3) - Fuel Sub Future Baseline - ZEAS 2030 - Hot-Dry ¦ PG&E ¦ Hot-Dry | Com ¦ Large Packaged Heat Pump (EER 9.3) - Fuel Sub Future Baseline - ZEAS 2030 - Hot-Dry | PG&E ¦ Hot-Dry | PG&E | All | Electric & Gas | Large Unitary Heat Pump (EER 9.3) | Efficient | 2030 |  | 1 | Conventional | HVAC | Com - Refrig. Warehouse | Com | ROB Only | 0 | 1000 sqft2 of floor space | Cap-Tons | 15 | DEER:HVAC_Split-Package_HP | 0 | 0 | 0 | SWHC013-05 | 0 | 2021 | 0 | 2021 | 0 | -50.09 | SWHC013-05 | Com Central HVAC (Large) - Fuel Sub - ZEAS 2030 - Hot-Dry ¦ PG&E ¦ Hot-Dry | Com Central HVAC (Large) - Fuel Sub - ZEAS 2030 - Hot-Dry | 0 | 0.814 | 0 | CBSA 2014, adjusted to reflect new efficiencies | 0 | 2012 | 1 | SWHC013-05
COM-HVAC-FS-10B-ZEAS.21 | Com ¦ Large Packaged Heat Pump (EER 9.3) - Fuel Sub Future Baseline - ZEAS 2030 - Hot-Dry ¦ PG&E ¦ Hot-Dry | Com ¦ Large Packaged Heat Pump (EER 9.3) - Fuel Sub Future Baseline - ZEAS 2030 - Hot-Dry | PG&E ¦ Hot-Dry | PG&E | All | Electric & Gas | Large Unitary Heat Pump (EER 9.3) | Efficient | 2030 |  | 1 | Conventional | HVAC | Com - Restaurant | Com | ROB Only | 0 | 1000 sqft2 of floor space | Cap-Tons | 15 | DEER:HVAC_Split-Package_HP | 196.1467 | 0.0198 | -20.5512 | SWHC013-05 | 1068.69 | 2021 | 278.83 | 2021 | 0 | -50.09 | SWHC013-05 | Com Central HVAC (Large) - Fuel Sub - ZEAS 2030 - Hot-Dry ¦ PG&E ¦ Hot-Dry | Com Central HVAC (Large) - Fuel Sub - ZEAS 2030 - Hot-Dry | 0.1978 | 0.814 | 0 | CBSA 2014, adjusted to reflect new efficiencies | 11.9531 | 2012 | 1 | SWHC013-05
COM-HVAC-FS-10B-ZEAS.22 | Com ¦ Large Packaged Heat Pump (EER 9.3) - Fuel Sub Future Baseline - ZEAS 2030 - Hot-Dry ¦ PG&E ¦ Hot-Dry | Com ¦ Large Packaged Heat Pump (EER 9.3) - Fuel Sub Future Baseline - ZEAS 2030 - Hot-Dry | PG&E ¦ Hot-Dry | PG&E | All | Electric & Gas | Large Unitary Heat Pump (EER 9.3) | Efficient | 2030 |  | 1 | Conventional | HVAC | Com - Retail | Com | ROB Only | 0 | 1000 sqft2 of floor space | Cap-Tons | 15 | DEER:HVAC_Split-Package_HP | 170.8794 | 0.018444 | -17.8483 | SWHC013-05 | 1068.69 | 2021 | 278.83 | 2021 | 0 | -50.09 | SWHC013-05 | Com Central HVAC (Large) - Fuel Sub - ZEAS 2030 - Hot-Dry ¦ PG&E ¦ Hot-Dry | Com Central HVAC (Large) - Fuel Sub - ZEAS 2030 - Hot-Dry | 0.082433 | 0.814 | 0 | CBSA 2014, adjusted to reflect new efficiencies | 28.1578 | 2012 | 1 | SWHC013-05
COM-HVAC-FS-10B-ZEAS.23 | Com ¦ Large Packaged Heat Pump (EER 9.3) - Fuel Sub Future Baseline - ZEAS 2030 - Hot-Dry ¦ PG&E ¦ Hot-Dry | Com ¦ Large Packaged Heat Pump (EER 9.3) - Fuel Sub Future Baseline - ZEAS 2030 - Hot-Dry | PG&E ¦ Hot-Dry | PG&E | All | Electric & Gas | Large Unitary Heat Pump (EER 9.3) | Efficient | 2030 |  | 1 | Conventional | HVAC | Com - School | Com | ROB Only | 0 | 1000 sqft2 of floor space | Cap-Tons | 15 | DEER:HVAC_Split-Package_HP | 206.6387 | 0.0035361 | -25.2759 | SWHC013-05 | 1068.69 | 2021 | 278.83 | 2021 | 0 | -50.09 | SWHC013-05 | Com Central HVAC (Large) - Fuel Sub - ZEAS 2030 - Hot-Dry ¦ PG&E ¦ Hot-Dry | Com Central HVAC (Large) - Fuel Sub - ZEAS 2030 - Hot-Dry | 0.12518 | 0.814 | 0 | CBSA 2014, adjusted to reflect new efficiencies | 23.7266 | 2012 | 1 | SWHC013-05
COM-HVAC-FS-10B-ZEAS.24 | Com ¦ Large Packaged Heat Pump (EER 9.3) - Fuel Sub Future Baseline - ZEAS 2030 - Hot-Dry ¦ PG&E ¦ Hot-Dry | Com ¦ Large Packaged Heat Pump (EER 9.3) - Fuel Sub Future Baseline - ZEAS 2030 - Hot-Dry | PG&E ¦ Hot-Dry | PG&E | All | Electric & Gas | Large Unitary Heat Pump (EER 9.3) | Efficient | 2030 |  | 1 | Conventional | HVAC | Com - Warehouse | Com | ROB Only | 0 | 1000 sqft2 of floor space | Cap-Tons | 15 | DEER:HVAC_Split-Package_HP | 460.15 | 0.0099 | -58.5 | SWHC013-05 | 1068.69 | 2021 | 278.83 | 2021 | 0 | -50.09 | SWHC013-05 | Com Central HVAC (Large) - Fuel Sub - ZEAS 2030 - Hot-Dry ¦ PG&E ¦ Hot-Dry | Com Central HVAC (Large) - Fuel Sub - ZEAS 2030 - Hot-Dry | 0.025654 | 0.814 | 0 | CBSA 2014, adjusted to reflect new efficiencies | 108.6873 | 2012 | 1 | SWHC013-05
COM-HVAC-FS-10B-ZEAS.25 | Com ¦ Large Packaged Heat Pump (EER 9.3) - Fuel Sub Future Baseline - ZEAS 2030 - Cold ¦ PG&E ¦ Cold | Com ¦ Large Packaged Heat Pump (EER 9.3) - Fuel Sub Future Baseline - ZEAS 2030 - Cold | PG&E ¦ Cold | PG&E | All | Electric & Gas | Large Unitary Heat Pump (EER 9.3) | Efficient | 2030 |  | 1 | Conventional | HVAC | Com - College | Com | ROB Only | 0 | 1000 sqft2 of floor space | Cap-Tons | 15 | DEER:HVAC_Split-Package_HP | 625.5056 | 0.00178 | -68.7425 | SWHC013-05 | 1068.69 | 2021 | 278.83 | 2021 | 0 | -50.09 | SWHC013-05 | Com Central HVAC (Large) - Fuel Sub - ZEAS 2030 - Cold ¦ PG&E ¦ Cold | Com Central HVAC (Large) - Fuel Sub - ZEAS 2030 - Cold | 0.11162 | 0.814 | 0 | CBSA 2014, adjusted to reflect new efficiencies | 179.5333 | 2012 | 1 | SWHC013-05
COM-HVAC-FS-10B-ZEAS.26 | Com ¦ Large Packaged Heat Pump (EER 9.3) - Fuel Sub Future Baseline - ZEAS 2030 - Cold ¦ PG&E ¦ Cold | Com ¦ Large Packaged Heat Pump (EER 9.3) - Fuel Sub Future Baseline - ZEAS 2030 - Cold | PG&E ¦ Cold | PG&E | All | Electric & Gas | Large Unitary Heat Pump (EER 9.3) | Efficient | 2030 |  | 1 | Conventional | HVAC | Com - Grocery | Com | ROB Only | 0 | 1000 sqft2 of floor space | Cap-Tons | 15 | DEER:HVAC_Split-Package_HP | 2806.65 | 0.0081 | -283 | SWHC013-05 | 1068.69 | 2021 | 278.83 | 2021 | 0 | -50.09 | SWHC013-05 | Com Central HVAC (Large) - Fuel Sub - ZEAS 2030 - Cold ¦ PG&E ¦ Cold | Com Central HVAC (Large) - Fuel Sub - ZEAS 2030 - Cold | 0.18624 | 0.814 | 0 | CBSA 2014, adjusted to reflect new efficiencies | 506.6673 | 2012 | 1 | SWHC013-05
COM-HVAC-FS-10B-ZEAS.27 | Com ¦ Large Packaged Heat Pump (EER 9.3) - Fuel Sub Future Baseline - ZEAS 2030 - Cold ¦ PG&E ¦ Cold | Com ¦ Large Packaged Heat Pump (EER 9.3) - Fuel Sub Future Baseline - ZEAS 2030 - Cold | PG&E ¦ Cold | PG&E | All | Electric & Gas | Large Unitary Heat Pump (EER 9.3) | Efficient | 2030 |  | 1 | Conventional | HVAC | Com - Health | Com | ROB Only | 0 | 1000 sqft2 of floor space | Cap-Tons | 15 | DEER:HVAC_Split-Package_HP | 795.238 | 0.0067953 | -88.0091 | SWHC013-05 | 1068.69 | 2021 | 278.83 | 2021 | 0 | -50.09 | SWHC013-05 | Com Central HVAC (Large) - Fuel Sub - ZEAS 2030 - Cold ¦ PG&E ¦ Cold | Com Central HVAC (Large) - Fuel Sub - ZEAS 2030 - Cold | 0.16483 | 0.814 | 0 | CBSA 2014, adjusted to reflect new efficiencies | 196.5511 | 2012 | 1 | SWHC013-05
COM-HVAC-FS-10B-ZEAS.28 | Com ¦ Large Packaged Heat Pump (EER 9.3) - Fuel Sub Future Baseline - ZEAS 2030 - Cold ¦ PG&E ¦ Cold | Com ¦ Large Packaged Heat Pump (EER 9.3) - Fuel Sub Future Baseline - ZEAS 2030 - Cold | PG&E ¦ Cold | PG&E | All | Electric & Gas | Large Unitary Heat Pump (EER 9.3) | Efficient | 2030 |  | 1 | Conventional | HVAC | Com - Lodging | Com | ROB Only | 0 | 1000 sqft2 of floor space | Cap-Tons | 15 | DEER:HVAC_Split-Package_HP | 1550.5352 | 0.0089882 | -171.2941 | SWHC013-05 | 1068.69 | 2021 | 278.83 | 2021 | 0 | -50.09 | SWHC013-05 | Com Central HVAC (Large) - Fuel Sub - ZEAS 2030 - Cold ¦ PG&E ¦ Cold | Com Central HVAC (Large) - Fuel Sub - ZEAS 2030 - Cold | 0.08786 | 0.814 | 0 | CBSA 2014, adjusted to reflect new efficiencies | 1447.6106 | 2012 | 1 | SWHC013-05
COM-HVAC-FS-10B-ZEAS.29 | Com ¦ Large Packaged Heat Pump (EER 9.3) - Fuel Sub Future Baseline - ZEAS 2030 - Cold ¦ PG&E ¦ Cold | Com ¦ Large Packaged Heat Pump (EER 9.3) - Fuel Sub Future Baseline - ZEAS 2030 - Cold | PG&E ¦ Cold | PG&E | All | Electric & Gas | Large Unitary Heat Pump (EER 9.3) | Efficient | 2030 |  | 1 | Conventional | HVAC | Com - Office (Large) | Com | ROB Only | 0 | 1000 sqft2 of floor space | Cap-Tons | 15 | DEER:HVAC_Split-Package_HP | 157.95 | 0.004315 | -15.8 | SWHC013-05 | 1068.69 | 2021 | 278.83 | 2021 | 0 | -50.09 | SWHC013-05 | Com Central HVAC (Large) - Fuel Sub - ZEAS 2030 - Cold ¦ PG&E ¦ Cold | Com Central HVAC (Large) - Fuel Sub - ZEAS 2030 - Cold | 0.11704 | 0.814 | 0 | CBSA 2014, adjusted to reflect new efficiencies | 55.2446 | 2012 | 1 | SWHC013-05
COM-HVAC-FS-10B-ZEAS.30 | Com ¦ Large Packaged Heat Pump (EER 9.3) - Fuel Sub Future Baseline - ZEAS 2030 - Cold ¦ PG&E ¦ Cold | Com ¦ Large Packaged Heat Pump (EER 9.3) - Fuel Sub Future Baseline - ZEAS 2030 - Cold | PG&E ¦ Cold | PG&E | All | Electric & Gas | Large Unitary Heat Pump (EER 9.3) | Efficient | 2030 |  | 1 | Conventional | HVAC | Com - Office (Small) | Com | ROB Only | 0 | 1000 sqft2 of floor space | Cap-Tons | 15 | DEER:HVAC_Split-Package_HP | 365.2 | 0.00443 | -38.8 | SWHC013-05 | 1068.69 | 2021 | 278.83 | 2021 | 0 | -50.09 | SWHC013-05 | Com Central HVAC (Large) - Fuel Sub - ZEAS 2030 - Cold ¦ PG&E ¦ Cold | Com Central HVAC (Large) - Fuel Sub - ZEAS 2030 - Cold | 0.13689 | 0.814 | 0 | CBSA 2014, adjusted to reflect new efficiencies | 60.0677 | 2012 | 1 | SWHC013-05
COM-HVAC-FS-10B-ZEAS.31 | Com ¦ Large Packaged Heat Pump (EER 9.3) - Fuel Sub Future Baseline - ZEAS 2030 - Cold ¦ PG&E ¦ Cold | Com ¦ Large Packaged Heat Pump (EER 9.3) - Fuel Sub Future Baseline - ZEAS 2030 - Cold | PG&E ¦ Cold | PG&E | All | Electric & Gas | Large Unitary Heat Pump (EER 9.3) | Efficient | 2030 |  | 1 | Conventional | HVAC | Com - Other | Com | ROB Only | 0 | 1000 sqft2 of floor space | Cap-Tons | 15 | DEER:HVAC_Split-Package_HP | 1159.55 | 0.00945 | -137 | SWHC013-05 | 1068.69 | 2021 | 278.83 | 2021 | 0 | -50.09 | SWHC013-05 | Com Central HVAC (Large) - Fuel Sub - ZEAS 2030 - Cold ¦ PG&E ¦ Cold | Com Central HVAC (Large) - Fuel Sub - ZEAS 2030 - Cold | 0.1938 | 0.814 | 0 | CBSA 2014, adjusted to reflect new efficiencies | 492.5682 | 2012 | 1 | SWHC013-05
COM-HVAC-FS-10B-ZEAS.32 | Com ¦ Large Packaged Heat Pump (EER 9.3) - Fuel Sub Future Baseline - ZEAS 2030 - Cold ¦ PG&E ¦ Cold | Com ¦ Large Packaged Heat Pump (EER 9.3) - Fuel Sub Future Baseline - ZEAS 2030 - Cold | PG&E ¦ Cold | PG&E | All | Electric & Gas | Large Unitary Heat Pump (EER 9.3) | Efficient | 2030 |  | 1 | Conventional | HVAC | Com - Refrig. Warehouse | Com | ROB Only | 0 | 1000 sqft2 of floor space | Cap-Tons | 15 | DEER:HVAC_Split-Package_HP | 0 | 0 | 0 | SWHC013-05 | 0 | 2021 | 0 | 2021 | 0 | -50.09 | SWHC013-05 | Com Central HVAC (Large) - Fuel Sub - ZEAS 2030 - Cold ¦ PG&E ¦ Cold | Com Central HVAC (Large) - Fuel Sub - ZEAS 2030 - Cold | 0 | 0.814 | 0 | CBSA 2014, adjusted to reflect new efficiencies | 0 | 2012 | 1 | SWHC013-05
COM-HVAC-FS-10B-ZEAS.33 | Com ¦ Large Packaged Heat Pump (EER 9.3) - Fuel Sub Future Baseline - ZEAS 2030 - Cold ¦ PG&E ¦ Cold | Com ¦ Large Packaged Heat Pump (EER 9.3) - Fuel Sub Future Baseline - ZEAS 2030 - Cold | PG&E ¦ Cold | PG&E | All | Electric & Gas | Large Unitary Heat Pump (EER 9.3) | Efficient | 2030 |  | 1 | Conventional | HVAC | Com - Restaurant | Com | ROB Only | 0 | 1000 sqft2 of floor space | Cap-Tons | 15 | DEER:HVAC_Split-Package_HP | 747.3329 | 0.010638 | -83.2271 | SWHC013-05 | 1068.69 | 2021 | 278.83 | 2021 | 0 | -50.09 | SWHC013-05 | Com Central HVAC (Large) - Fuel Sub - ZEAS 2030 - Cold ¦ PG&E ¦ Cold | Com Central HVAC (Large) - Fuel Sub - ZEAS 2030 - Cold | 0.1978 | 0.814 | 0 | CBSA 2014, adjusted to reflect new efficiencies | 49.2424 | 2012 | 1 | SWHC013-05
COM-HVAC-FS-10B-ZEAS.34 | Com ¦ Large Packaged Heat Pump (EER 9.3) - Fuel Sub Future Baseline - ZEAS 2030 - Cold ¦ PG&E ¦ Cold | Com ¦ Large Packaged Heat Pump (EER 9.3) - Fuel Sub Future Baseline - ZEAS 2030 - Cold | PG&E ¦ Cold | PG&E | All | Electric & Gas | Large Unitary Heat Pump (EER 9.3) | Efficient | 2030 |  | 1 | Conventional | HVAC | Com - Retail | Com | ROB Only | 0 | 1000 sqft2 of floor space | Cap-Tons | 15 | DEER:HVAC_Split-Package_HP | 689.9074 | 0.012073 | -74.8337 | SWHC013-05 | 1068.69 | 2021 | 278.83 | 2021 | 0 | -50.09 | SWHC013-05 | Com Central HVAC (Large) - Fuel Sub - ZEAS 2030 - Cold ¦ PG&E ¦ Cold | Com Central HVAC (Large) - Fuel Sub - ZEAS 2030 - Cold | 0.082433 | 0.814 | 0 | CBSA 2014, adjusted to reflect new efficiencies | 127.3858 | 2012 | 1 | SWHC013-05
COM-HVAC-FS-10B-ZEAS.35 | Com ¦ Large Packaged Heat Pump (EER 9.3) - Fuel Sub Future Baseline - ZEAS 2030 - Cold ¦ PG&E ¦ Cold | Com ¦ Large Packaged Heat Pump (EER 9.3) - Fuel Sub Future Baseline - ZEAS 2030 - Cold | PG&E ¦ Cold | PG&E | All | Electric & Gas | Large Unitary Heat Pump (EER 9.3) | Efficient | 2030 |  | 1 | Conventional | HVAC | Com - School | Com | ROB Only | 0 | 1000 sqft2 of floor space | Cap-Tons | 15 | DEER:HVAC_Split-Package_HP | 660.2061 | 0.0011225 | -73.3577 | SWHC013-05 | 1068.69 | 2021 | 278.83 | 2021 | 0 | -50.09 | SWHC013-05 | Com Central HVAC (Large) - Fuel Sub - ZEAS 2030 - Cold ¦ PG&E ¦ Cold | Com Central HVAC (Large) - Fuel Sub - ZEAS 2030 - Cold | 0.12518 | 0.814 | 0 | CBSA 2014, adjusted to reflect new efficiencies | 58.903 | 2012 | 1 | SWHC013-05
COM-HVAC-FS-10B-ZEAS.36 | Com ¦ Large Packaged Heat Pump (EER 9.3) - Fuel Sub Future Baseline - ZEAS 2030 - Cold ¦ PG&E ¦ Cold | Com ¦ Large Packaged Heat Pump (EER 9.3) - Fuel Sub Future Baseline - ZEAS 2030 - Cold | PG&E ¦ Cold | PG&E | All | Electric & Gas | Large Unitary Heat Pump (EER 9.3) | Efficient | 2030 |  | 1 | Conventional | HVAC | Com - Warehouse | Com | ROB Only | 0 | 1000 sqft2 of floor space | Cap-Tons | 15 | DEER:HVAC_Split-Package_HP | 1123.97 | 0.00342 | -125 | SWHC013-05 | 1068.69 | 2021 | 278.83 | 2021 | 0 | -50.09 | SWHC013-05 | Com Central HVAC (Large) - Fuel Sub - ZEAS 2030 - Cold ¦ PG&E ¦ Cold | Com Central HVAC (Large) - Fuel Sub - ZEAS 2030 - Cold | 0.025654 | 0.814 | 0 | CBSA 2014, adjusted to reflect new efficiencies | 190.0536 | 2012 | 1 | SWHC013-05
COM-HVAC-FS-10B-ZEAS.37 | Com ¦ Large Packaged Heat Pump (EER 9.3) - Fuel Sub Future Baseline - ZEAS 2030 - Marine ¦ SCG ¦ Marine | Com ¦ Large Packaged Heat Pump (EER 9.3) - Fuel Sub Future Baseline - ZEAS 2030 - Marine | SCG ¦ Marine | SCG | All | Electric & Gas | Large Unitary Heat Pump (EER 9.3) | Efficient | 2030 |  | 1 | Conventional | HVAC | Com - College | Com | ROB Only | 0 | 1000 sqft2 of floor space | Cap-Tons | 15 | DEER:HVAC_Split-Package_HP | 73.4298 | 0.010916 | -8.342 | SWHC013-05 | 1068.69 | 2021 | 278.83 | 2021 | 0 | -50.09 | SWHC013-05 | Com Central HVAC (Large) - Fuel Sub - ZEAS 2030 - Marine ¦ SCG ¦ Marine | Com Central HVAC (Large) - Fuel Sub - ZEAS 2030 - Marine | 0.12457 | 0.814 | 0 | CBSA 2014, adjusted to reflect new efficiencies | 21.9735 | 2012 | 1 | SWHC013-05
COM-HVAC-FS-10B-ZEAS.38 | Com ¦ Large Packaged Heat Pump (EER 9.3) - Fuel Sub Future Baseline - ZEAS 2030 - Marine ¦ SCG ¦ Marine | Com ¦ Large Packaged Heat Pump (EER 9.3) - Fuel Sub Future Baseline - ZEAS 2030 - Marine | SCG ¦ Marine | SCG | All | Electric & Gas | Large Unitary Heat Pump (EER 9.3) | Efficient | 2030 |  | 1 | Conventional | HVAC | Com - Grocery | Com | ROB Only | 0 | 1000 sqft2 of floor space | Cap-Tons | 15 | DEER:HVAC_Split-Package_HP | 677.95 | 0.0074 | -73.8 | SWHC013-05 | 1068.69 | 2021 | 278.83 | 2021 | 0 | -50.09 | SWHC013-05 | Com Central HVAC (Large) - Fuel Sub - ZEAS 2030 - Marine ¦ SCG ¦ Marine | Com Central HVAC (Large) - Fuel Sub - ZEAS 2030 - Marine | 0.22158 | 0.814 | 0 | CBSA 2014, adjusted to reflect new efficiencies | 135.1626 | 2012 | 1 | SWHC013-05
COM-HVAC-FS-10B-ZEAS.39 | Com ¦ Large Packaged Heat Pump (EER 9.3) - Fuel Sub Future Baseline - ZEAS 2030 - Marine ¦ SCG ¦ Marine | Com ¦ Large Packaged Heat Pump (EER 9.3) - Fuel Sub Future Baseline - ZEAS 2030 - Marine | SCG ¦ Marine | SCG | All | Electric & Gas | Large Unitary Heat Pump (EER 9.3) | Efficient | 2030 |  | 1 | Conventional | HVAC | Com - Health | Com | ROB Only | 0 | 1000 sqft2 of floor space | Cap-Tons | 15 | DEER:HVAC_Split-Package_HP | 130.6086 | 0.0079086 | -14.8577 | SWHC013-05 | 1068.69 | 2021 | 278.83 | 2021 | 0 | -50.09 | SWHC013-05 | Com Central HVAC (Large) - Fuel Sub - ZEAS 2030 - Marine ¦ SCG ¦ Marine | Com Central HVAC (Large) - Fuel Sub - ZEAS 2030 - Marine | 0.17666 | 0.814 | 0 | CBSA 2014, adjusted to reflect new efficiencies | 33.4203 | 2012 | 1 | SWHC013-05
COM-HVAC-FS-10B-ZEAS.40 | Com ¦ Large Packaged Heat Pump (EER 9.3) - Fuel Sub Future Baseline - ZEAS 2030 - Marine ¦ SCG ¦ Marine | Com ¦ Large Packaged Heat Pump (EER 9.3) - Fuel Sub Future Baseline - ZEAS 2030 - Marine | SCG ¦ Marine | SCG | All | Electric & Gas | Large Unitary Heat Pump (EER 9.3) | Efficient | 2030 |  | 1 | Conventional | HVAC | Com - Lodging | Com | ROB Only | 0 | 1000 sqft2 of floor space | Cap-Tons | 15 | DEER:HVAC_Split-Package_HP | 254.0494 | 0.009796 | -30.7179 | SWHC013-05 | 1068.69 | 2021 | 278.83 | 2021 | 0 | -50.09 | SWHC013-05 | Com Central HVAC (Large) - Fuel Sub - ZEAS 2030 - Marine ¦ SCG ¦ Marine | Com Central HVAC (Large) - Fuel Sub - ZEAS 2030 - Marine | 0.099203 | 0.814 | 0 | CBSA 2014, adjusted to reflect new efficiencies | 263.3834 | 2012 | 1 | SWHC013-05
COM-HVAC-FS-10B-ZEAS.41 | Com ¦ Large Packaged Heat Pump (EER 9.3) - Fuel Sub Future Baseline - ZEAS 2030 - Marine ¦ SCG ¦ Marine | Com ¦ Large Packaged Heat Pump (EER 9.3) - Fuel Sub Future Baseline - ZEAS 2030 - Marine | SCG ¦ Marine | SCG | All | Electric & Gas | Large Unitary Heat Pump (EER 9.3) | Efficient | 2030 |  | 1 | Conventional | HVAC | Com - Office (Large) | Com | ROB Only | 0 | 1000 sqft2 of floor space | Cap-Tons | 15 | DEER:HVAC_Split-Package_HP | 13.94 | 0.00437 | -0.523 | SWHC013-05 | 1068.69 | 2021 | 278.83 | 2021 | 0 | -50.09 | SWHC013-05 | Com Central HVAC (Large) - Fuel Sub - ZEAS 2030 - Marine ¦ SCG ¦ Marine | Com Central HVAC (Large) - Fuel Sub - ZEAS 2030 - Marine | 0.13151 | 0.814 | 0 | CBSA 2014, adjusted to reflect new efficiencies | 0.96228 | 2012 | 1 | SWHC013-05
COM-HVAC-FS-10B-ZEAS.42 | Com ¦ Large Packaged Heat Pump (EER 9.3) - Fuel Sub Future Baseline - ZEAS 2030 - Marine ¦ SCG ¦ Marine | Com ¦ Large Packaged Heat Pump (EER 9.3) - Fuel Sub Future Baseline - ZEAS 2030 - Marine | SCG ¦ Marine | SCG | All | Electric & Gas | Large Unitary Heat Pump (EER 9.3) | Efficient | 2030 |  | 1 | Conventional | HVAC | Com - Office (Small) | Com | ROB Only | 0 | 1000 sqft2 of floor space | Cap-Tons | 15 | DEER:HVAC_Split-Package_HP | 45.25 | 0.00426 | -4.48 | SWHC013-05 | 1068.69 | 2021 | 278.83 | 2021 | 0 | -50.09 | SWHC013-05 | Com Central HVAC (Large) - Fuel Sub - ZEAS 2030 - Marine ¦ SCG ¦ Marine | Com Central HVAC (Large) - Fuel Sub - ZEAS 2030 - Marine | 0.1492 | 0.814 | 0 | CBSA 2014, adjusted to reflect new efficiencies | 6.7943 | 2012 | 1 | SWHC013-05
COM-HVAC-FS-10B-ZEAS.43 | Com ¦ Large Packaged Heat Pump (EER 9.3) - Fuel Sub Future Baseline - ZEAS 2030 - Marine ¦ SCG ¦ Marine | Com ¦ Large Packaged Heat Pump (EER 9.3) - Fuel Sub Future Baseline - ZEAS 2030 - Marine | SCG ¦ Marine | SCG | All | Electric & Gas | Large Unitary Heat Pump (EER 9.3) | Efficient | 2030 |  | 1 | Conventional | HVAC | Com - Other | Com | ROB Only | 0 | 1000 sqft2 of floor space | Cap-Tons | 15 | DEER:HVAC_Split-Package_HP | 147.95 | 0.01055 | -16.7 | SWHC013-05 | 1068.69 | 2021 | 278.83 | 2021 | 0 | -50.09 | SWHC013-05 | Com Central HVAC (Large) - Fuel Sub - ZEAS 2030 - Marine ¦ SCG ¦ Marine | Com Central HVAC (Large) - Fuel Sub - ZEAS 2030 - Marine | 0.21371 | 0.814 | 0 | CBSA 2014, adjusted to reflect new efficiencies | 59.3138 | 2012 | 1 | SWHC013-05
COM-HVAC-FS-10B-ZEAS.44 | Com ¦ Large Packaged Heat Pump (EER 9.3) - Fuel Sub Future Baseline - ZEAS 2030 - Marine ¦ SCG ¦ Marine | Com ¦ Large Packaged Heat Pump (EER 9.3) - Fuel Sub Future Baseline - ZEAS 2030 - Marine | SCG ¦ Marine | SCG | All | Electric & Gas | Large Unitary Heat Pump (EER 9.3) | Efficient | 2030 |  | 1 | Conventional | HVAC | Com - Refrig. Warehouse | Com | ROB Only | 0 | 1000 sqft2 of floor space | Cap-Tons | 15 | DEER:HVAC_Split-Package_HP | 0 | 0 | 0 | SWHC013-05 | 0 | 2021 | 0 | 2021 | 0 | -50.09 | SWHC013-05 | Com Central HVAC (Large) - Fuel Sub - ZEAS 2030 - Marine ¦ SCG ¦ Marine | Com Central HVAC (Large) - Fuel Sub - ZEAS 2030 - Marine | 0 | 0.814 | 0 | CBSA 2014, adjusted to reflect new efficiencies | 0 | 2012 | 1 | SWHC013-05
COM-HVAC-FS-10B-ZEAS.45 | Com ¦ Large Packaged Heat Pump (EER 9.3) - Fuel Sub Future Baseline - ZEAS 2030 - Marine ¦ SCG ¦ Marine | Com ¦ Large Packaged Heat Pump (EER 9.3) - Fuel Sub Future Baseline - ZEAS 2030 - Marine | SCG ¦ Marine | SCG | All | Electric & Gas | Large Unitary Heat Pump (EER 9.3) | Efficient | 2030 |  | 1 | Conventional | HVAC | Com - Restaurant | Com | ROB Only | 0 | 1000 sqft2 of floor space | Cap-Tons | 15 | DEER:HVAC_Split-Package_HP | 54.3612 | 0.011875 | -4.423 | SWHC013-05 | 1068.69 | 2021 | 278.83 | 2021 | 0 | -50.09 | SWHC013-05 | Com Central HVAC (Large) - Fuel Sub - ZEAS 2030 - Marine ¦ SCG ¦ Marine | Com Central HVAC (Large) - Fuel Sub - ZEAS 2030 - Marine | 0.21772 | 0.814 | 0 | CBSA 2014, adjusted to reflect new efficiencies | 2.3567 | 2012 | 1 | SWHC013-05
COM-HVAC-FS-10B-ZEAS.46 | Com ¦ Large Packaged Heat Pump (EER 9.3) - Fuel Sub Future Baseline - ZEAS 2030 - Marine ¦ SCG ¦ Marine | Com ¦ Large Packaged Heat Pump (EER 9.3) - Fuel Sub Future Baseline - ZEAS 2030 - Marine | SCG ¦ Marine | SCG | All | Electric & Gas | Large Unitary Heat Pump (EER 9.3) | Efficient | 2030 |  | 1 | Conventional | HVAC | Com - Retail | Com | ROB Only | 0 | 1000 sqft2 of floor space | Cap-Tons | 15 | DEER:HVAC_Split-Package_HP | 80.7526 | 0.013514 | -7.4334 | SWHC013-05 | 1068.69 | 2021 | 278.83 | 2021 | 0 | -50.09 | SWHC013-05 | Com Central HVAC (Large) - Fuel Sub - ZEAS 2030 - Marine ¦ SCG ¦ Marine | Com Central HVAC (Large) - Fuel Sub - ZEAS 2030 - Marine | 0.092114 | 0.814 | 0 | CBSA 2014, adjusted to reflect new efficiencies | 8.3597 | 2012 | 1 | SWHC013-05
COM-HVAC-FS-10B-ZEAS.47 | Com ¦ Large Packaged Heat Pump (EER 9.3) - Fuel Sub Future Baseline - ZEAS 2030 - Marine ¦ SCG ¦ Marine | Com ¦ Large Packaged Heat Pump (EER 9.3) - Fuel Sub Future Baseline - ZEAS 2030 - Marine | SCG ¦ Marine | SCG | All | Electric & Gas | Large Unitary Heat Pump (EER 9.3) | Efficient | 2030 |  | 1 | Conventional | HVAC | Com - School | Com | ROB Only | 0 | 1000 sqft2 of floor space | Cap-Tons | 15 | DEER:HVAC_Split-Package_HP | 67.8264 | 0.0054024 | -8.3368 | SWHC013-05 | 1068.69 | 2021 | 278.83 | 2021 | 0 | -50.09 | SWHC013-05 | Com Central HVAC (Large) - Fuel Sub - ZEAS 2030 - Marine ¦ SCG ¦ Marine | Com Central HVAC (Large) - Fuel Sub - ZEAS 2030 - Marine | 0.15 | 0.814 | 0 | CBSA 2014, adjusted to reflect new efficiencies | 7.8801 | 2012 | 1 | SWHC013-05
COM-HVAC-FS-10B-ZEAS.48 | Com ¦ Large Packaged Heat Pump (EER 9.3) - Fuel Sub Future Baseline - ZEAS 2030 - Marine ¦ SCG ¦ Marine | Com ¦ Large Packaged Heat Pump (EER 9.3) - Fuel Sub Future Baseline - ZEAS 2030 - Marine | SCG ¦ Marine | SCG | All | Electric & Gas | Large Unitary Heat Pump (EER 9.3) | Efficient | 2030 |  | 1 | Conventional | HVAC | Com - Warehouse | Com | ROB Only | 0 | 1000 sqft2 of floor space | Cap-Tons | 15 | DEER:HVAC_Split-Package_HP | 225.65 | 0.00381 | -27.6 | SWHC013-05 | 1068.69 | 2021 | 278.83 | 2021 | 0 | -50.09 | SWHC013-05 | Com Central HVAC (Large) - Fuel Sub - ZEAS 2030 - Marine ¦ SCG ¦ Marine | Com Central HVAC (Large) - Fuel Sub - ZEAS 2030 - Marine | 0.028212 | 0.814 | 0 | CBSA 2014, adjusted to reflect new efficiencies | 48.7144 | 2012 | 1 | SWHC013-05
COM-HVAC-FS-10B-ZEAS.49 | Com ¦ Large Packaged Heat Pump (EER 9.3) - Fuel Sub Future Baseline - ZEAS 2030 - Hot-Dry ¦ SCG ¦ Hot-Dry | Com ¦ Large Packaged Heat Pump (EER 9.3) - Fuel Sub Future Baseline - ZEAS 2030 - Hot-Dry | SCG ¦ Hot-Dry | SCG | All | Electric & Gas | Large Unitary Heat Pump (EER 9.3) | Efficient | 2030 |  | 1 | Conventional | HVAC | Com - College | Com | ROB Only | 0 | 1000 sqft2 of floor space | Cap-Tons | 15 | DEER:HVAC_Split-Package_HP | 83.0281 | 0.012766 | -8.1502 | SWHC013-05 | 1068.69 | 2021 | 278.83 | 2021 | 0 | -50.09 | SWHC013-05 | Com Central HVAC (Large) - Fuel Sub - ZEAS 2030 - Hot-Dry ¦ SCG ¦ Hot-Dry | Com Central HVAC (Large) - Fuel Sub - ZEAS 2030 - Hot-Dry | 0.12457 | 0.814 | 0 | CBSA 2014, adjusted to reflect new efficiencies | 20.6161 | 2012 | 1 | SWHC013-05
COM-HVAC-FS-10B-ZEAS.50 | Com ¦ Large Packaged Heat Pump (EER 9.3) - Fuel Sub Future Baseline - ZEAS 2030 - Hot-Dry ¦ SCG ¦ Hot-Dry | Com ¦ Large Packaged Heat Pump (EER 9.3) - Fuel Sub Future Baseline - ZEAS 2030 - Hot-Dry | SCG ¦ Hot-Dry | SCG | All | Electric & Gas | Large Unitary Heat Pump (EER 9.3) | Efficient | 2030 |  | 1 | Conventional | HVAC | Com - Grocery | Com | ROB Only | 0 | 1000 sqft2 of floor space | Cap-Tons | 15 | DEER:HVAC_Split-Package_HP | 630.7 | 0.01165 | -76.6 | SWHC013-05 | 1068.69 | 2021 | 278.83 | 2021 | 0 | -50.09 | SWHC013-05 | Com Central HVAC (Large) - Fuel Sub - ZEAS 2030 - Hot-Dry ¦ SCG ¦ Hot-Dry | Com Central HVAC (Large) - Fuel Sub - ZEAS 2030 - Hot-Dry | 0.22158 | 0.814 | 0 | CBSA 2014, adjusted to reflect new efficiencies | 144.3953 | 2012 | 1 | SWHC013-05
COM-HVAC-FS-10B-ZEAS.51 | Com ¦ Large Packaged Heat Pump (EER 9.3) - Fuel Sub Future Baseline - ZEAS 2030 - Hot-Dry ¦ SCG ¦ Hot-Dry | Com ¦ Large Packaged Heat Pump (EER 9.3) - Fuel Sub Future Baseline - ZEAS 2030 - Hot-Dry | SCG ¦ Hot-Dry | SCG | All | Electric & Gas | Large Unitary Heat Pump (EER 9.3) | Efficient | 2030 |  | 1 | Conventional | HVAC | Com - Health | Com | ROB Only | 0 | 1000 sqft2 of floor space | Cap-Tons | 15 | DEER:HVAC_Split-Package_HP | 145.3892 | 0.010241 | -16.6456 | SWHC013-05 | 1068.69 | 2021 | 278.83 | 2021 | 0 | -50.09 | SWHC013-05 | Com Central HVAC (Large) - Fuel Sub - ZEAS 2030 - Hot-Dry ¦ SCG ¦ Hot-Dry | Com Central HVAC (Large) - Fuel Sub - ZEAS 2030 - Hot-Dry | 0.17666 | 0.814 | 0 | CBSA 2014, adjusted to reflect new efficiencies | 37.503 | 2012 | 1 | SWHC013-05
COM-HVAC-FS-10B-ZEAS.52 | Com ¦ Large Packaged Heat Pump (EER 9.3) - Fuel Sub Future Baseline - ZEAS 2030 - Hot-Dry ¦ SCG ¦ Hot-Dry | Com ¦ Large Packaged Heat Pump (EER 9.3) - Fuel Sub Future Baseline - ZEAS 2030 - Hot-Dry | SCG ¦ Hot-Dry | SCG | All | Electric & Gas | Large Unitary Heat Pump (EER 9.3) | Efficient | 2030 |  | 1 | Conventional | HVAC | Com - Lodging | Com | ROB Only | 0 | 1000 sqft2 of floor space | Cap-Tons | 15 | DEER:HVAC_Split-Package_HP | 251.3101 | 0.012523 | -26.2071 | SWHC013-05 | 1068.69 | 2021 | 278.83 | 2021 | 0 | -50.09 | SWHC013-05 | Com Central HVAC (Large) - Fuel Sub - ZEAS 2030 - Hot-Dry ¦ SCG ¦ Hot-Dry | Com Central HVAC (Large) - Fuel Sub - ZEAS 2030 - Hot-Dry | 0.099203 | 0.814 | 0 | CBSA 2014, adjusted to reflect new efficiencies | 219.2555 | 2012 | 1 | SWHC013-05
COM-HVAC-FS-10B-ZEAS.53 | Com ¦ Large Packaged Heat Pump (EER 9.3) - Fuel Sub Future Baseline - ZEAS 2030 - Hot-Dry ¦ SCG ¦ Hot-Dry | Com ¦ Large Packaged Heat Pump (EER 9.3) - Fuel Sub Future Baseline - ZEAS 2030 - Hot-Dry | SCG ¦ Hot-Dry | SCG | All | Electric & Gas | Large Unitary Heat Pump (EER 9.3) | Efficient | 2030 |  | 1 | Conventional | HVAC | Com - Office (Large) | Com | ROB Only | 0 | 1000 sqft2 of floor space | Cap-Tons | 15 | DEER:HVAC_Split-Package_HP | 19.73 | 0.0057 | -0.802 | SWHC013-05 | 1068.69 | 2021 | 278.83 | 2021 | 0 | -50.09 | SWHC013-05 | Com Central HVAC (Large) - Fuel Sub - ZEAS 2030 - Hot-Dry ¦ SCG ¦ Hot-Dry | Com Central HVAC (Large) - Fuel Sub - ZEAS 2030 - Hot-Dry | 0.13151 | 0.814 | 0 | CBSA 2014, adjusted to reflect new efficiencies | 1.6394 | 2012 | 1 | SWHC013-05
COM-HVAC-FS-10B-ZEAS.54 | Com ¦ Large Packaged Heat Pump (EER 9.3) - Fuel Sub Future Baseline - ZEAS 2030 - Hot-Dry ¦ SCG ¦ Hot-Dry | Com ¦ Large Packaged Heat Pump (EER 9.3) - Fuel Sub Future Baseline - ZEAS 2030 - Hot-Dry | SCG ¦ Hot-Dry | SCG | All | Electric & Gas | Large Unitary Heat Pump (EER 9.3) | Efficient | 2030 |  | 1 | Conventional | HVAC | Com - Office (Small) | Com | ROB Only | 0 | 1000 sqft2 of floor space | Cap-Tons | 15 | DEER:HVAC_Split-Package_HP | 51.95 | 0.00565 | -5.06 | SWHC013-05 | 1068.69 | 2021 | 278.83 | 2021 | 0 | -50.09 | SWHC013-05 | Com Central HVAC (Large) - Fuel Sub - ZEAS 2030 - Hot-Dry ¦ SCG ¦ Hot-Dry | Com Central HVAC (Large) - Fuel Sub - ZEAS 2030 - Hot-Dry | 0.1492 | 0.814 | 0 | CBSA 2014, adjusted to reflect new efficiencies | 7.6354 | 2012 | 1 | SWHC013-05
COM-HVAC-FS-10B-ZEAS.55 | Com ¦ Large Packaged Heat Pump (EER 9.3) - Fuel Sub Future Baseline - ZEAS 2030 - Hot-Dry ¦ SCG ¦ Hot-Dry | Com ¦ Large Packaged Heat Pump (EER 9.3) - Fuel Sub Future Baseline - ZEAS 2030 - Hot-Dry | SCG ¦ Hot-Dry | SCG | All | Electric & Gas | Large Unitary Heat Pump (EER 9.3) | Efficient | 2030 |  | 1 | Conventional | HVAC | Com - Other | Com | ROB Only | 0 | 1000 sqft2 of floor space | Cap-Tons | 15 | DEER:HVAC_Split-Package_HP | 137.9 | 0.01265 | -13.8 | SWHC013-05 | 1068.69 | 2021 | 278.83 | 2021 | 0 | -50.09 | SWHC013-05 | Com Central HVAC (Large) - Fuel Sub - ZEAS 2030 - Hot-Dry ¦ SCG ¦ Hot-Dry | Com Central HVAC (Large) - Fuel Sub - ZEAS 2030 - Hot-Dry | 0.21371 | 0.814 | 0 | CBSA 2014, adjusted to reflect new efficiencies | 47.2866 | 2012 | 1 | SWHC013-05
COM-HVAC-FS-10B-ZEAS.56 | Com ¦ Large Packaged Heat Pump (EER 9.3) - Fuel Sub Future Baseline - ZEAS 2030 - Hot-Dry ¦ SCG ¦ Hot-Dry | Com ¦ Large Packaged Heat Pump (EER 9.3) - Fuel Sub Future Baseline - ZEAS 2030 - Hot-Dry | SCG ¦ Hot-Dry | SCG | All | Electric & Gas | Large Unitary Heat Pump (EER 9.3) | Efficient | 2030 |  | 1 | Conventional | HVAC | Com - Refrig. Warehouse | Com | ROB Only | 0 | 1000 sqft2 of floor space | Cap-Tons | 15 | DEER:HVAC_Split-Package_HP | 0 | 0 | 0 | SWHC013-05 | 0 | 2021 | 0 | 2021 | 0 | -50.09 | SWHC013-05 | Com Central HVAC (Large) - Fuel Sub - ZEAS 2030 - Hot-Dry ¦ SCG ¦ Hot-Dry | Com Central HVAC (Large) - Fuel Sub - ZEAS 2030 - Hot-Dry | 0 | 0.814 | 0 | CBSA 2014, adjusted to reflect new efficiencies | 0 | 2012 | 1 | SWHC013-05
COM-HVAC-FS-10B-ZEAS.57 | Com ¦ Large Packaged Heat Pump (EER 9.3) - Fuel Sub Future Baseline - ZEAS 2030 - Hot-Dry ¦ SCG ¦ Hot-Dry | Com ¦ Large Packaged Heat Pump (EER 9.3) - Fuel Sub Future Baseline - ZEAS 2030 - Hot-Dry | SCG ¦ Hot-Dry | SCG | All | Electric & Gas | Large Unitary Heat Pump (EER 9.3) | Efficient | 2030 |  | 1 | Conventional | HVAC | Com - Restaurant | Com | ROB Only | 0 | 1000 sqft2 of floor space | Cap-Tons | 15 | DEER:HVAC_Split-Package_HP | 65.2917 | 0.01365 | -4.8805 | SWHC013-05 | 1068.69 | 2021 | 278.83 | 2021 | 0 | -50.09 | SWHC013-05 | Com Central HVAC (Large) - Fuel Sub - ZEAS 2030 - Hot-Dry ¦ SCG ¦ Hot-Dry | Com Central HVAC (Large) - Fuel Sub - ZEAS 2030 - Hot-Dry | 0.21772 | 0.814 | 0 | CBSA 2014, adjusted to reflect new efficiencies | 2.5061 | 2012 | 1 | SWHC013-05
COM-HVAC-FS-10B-ZEAS.58 | Com ¦ Large Packaged Heat Pump (EER 9.3) - Fuel Sub Future Baseline - ZEAS 2030 - Hot-Dry ¦ SCG ¦ Hot-Dry | Com ¦ Large Packaged Heat Pump (EER 9.3) - Fuel Sub Future Baseline - ZEAS 2030 - Hot-Dry | SCG ¦ Hot-Dry | SCG | All | Electric & Gas | Large Unitary Heat Pump (EER 9.3) | Efficient | 2030 |  | 1 | Conventional | HVAC | Com - Retail | Com | ROB Only | 0 | 1000 sqft2 of floor space | Cap-Tons | 15 | DEER:HVAC_Split-Package_HP | 74.9553 | 0.012752 | -5.8293 | SWHC013-05 | 1068.69 | 2021 | 278.83 | 2021 | 0 | -50.09 | SWHC013-05 | Com Central HVAC (Large) - Fuel Sub - ZEAS 2030 - Hot-Dry ¦ SCG ¦ Hot-Dry | Com Central HVAC (Large) - Fuel Sub - ZEAS 2030 - Hot-Dry | 0.092114 | 0.814 | 0 | CBSA 2014, adjusted to reflect new efficiencies | 2.4704 | 2012 | 1 | SWHC013-05
COM-HVAC-FS-10B-ZEAS.59 | Com ¦ Large Packaged Heat Pump (EER 9.3) - Fuel Sub Future Baseline - ZEAS 2030 - Hot-Dry ¦ SCG ¦ Hot-Dry | Com ¦ Large Packaged Heat Pump (EER 9.3) - Fuel Sub Future Baseline - ZEAS 2030 - Hot-Dry | SCG ¦ Hot-Dry | SCG | All | Electric & Gas | Large Unitary Heat Pump (EER 9.3) | Efficient | 2030 |  | 1 | Conventional | HVAC | Com - School | Com | ROB Only | 0 | 1000 sqft2 of floor space | Cap-Tons | 15 | DEER:HVAC_Split-Package_HP | 72.1616 | 0.0066499 | -7.8447 | SWHC013-05 | 1068.69 | 2021 | 278.83 | 2021 | 0 | -50.09 | SWHC013-05 | Com Central HVAC (Large) - Fuel Sub - ZEAS 2030 - Hot-Dry ¦ SCG ¦ Hot-Dry | Com Central HVAC (Large) - Fuel Sub - ZEAS 2030 - Hot-Dry | 0.15 | 0.814 | 0 | CBSA 2014, adjusted to reflect new efficiencies | 6.042 | 2012 | 1 | SWHC013-05
COM-HVAC-FS-10B-ZEAS.60 | Com ¦ Large Packaged Heat Pump (EER 9.3) - Fuel Sub Future Baseline - ZEAS 2030 - Hot-Dry ¦ SCG ¦ Hot-Dry | Com ¦ Large Packaged Heat Pump (EER 9.3) - Fuel Sub Future Baseline - ZEAS 2030 - Hot-Dry | SCG ¦ Hot-Dry | SCG | All | Electric & Gas | Large Unitary Heat Pump (EER 9.3) | Efficient | 2030 |  | 1 | Conventional | HVAC | Com - Warehouse | Com | ROB Only | 0 | 1000 sqft2 of floor space | Cap-Tons | 15 | DEER:HVAC_Split-Package_HP | 199.9 | 0.00615 | -25 | SWHC013-05 | 1068.69 | 2021 | 278.83 | 2021 | 0 | -50.09 | SWHC013-05 | Com Central HVAC (Large) - Fuel Sub - ZEAS 2030 - Hot-Dry ¦ SCG ¦ Hot-Dry | Com Central HVAC (Large) - Fuel Sub - ZEAS 2030 - Hot-Dry | 0.028212 | 0.814 | 0 | CBSA 2014, adjusted to reflect new efficiencies | 45.472 | 2012 | 1 | SWHC013-05
COM-HVAC-FS-10B-ZEAS.61 | Com ¦ Large Packaged Heat Pump (EER 9.3) - Fuel Sub Future Baseline - ZEAS 2030 - Cold ¦ SCG ¦ Cold | Com ¦ Large Packaged Heat Pump (EER 9.3) - Fuel Sub Future Baseline - ZEAS 2030 - Cold | SCG ¦ Cold | SCG | All | Electric & Gas | Large Unitary Heat Pump (EER 9.3) | Efficient | 2030 |  | 1 | Conventional | HVAC | Com - College | Com | ROB Only | 0 | 1000 sqft2 of floor space | Cap-Tons | 15 | DEER:HVAC_Split-Package_HP | 625.5056 | 0.00178 | -68.7425 | SWHC013-05 | 1068.69 | 2021 | 278.83 | 2021 | 0 | -50.09 | SWHC013-05 | Com Central HVAC (Large) - Fuel Sub - ZEAS 2030 - Cold ¦ SCG ¦ Cold | Com Central HVAC (Large) - Fuel Sub - ZEAS 2030 - Cold | 0.12457 | 0.814 | 0 | CBSA 2014, adjusted to reflect new efficiencies | 179.5333 | 2012 | 1 | SWHC013-05
COM-HVAC-FS-10B-ZEAS.62 | Com ¦ Large Packaged Heat Pump (EER 9.3) - Fuel Sub Future Baseline - ZEAS 2030 - Cold ¦ SCG ¦ Cold | Com ¦ Large Packaged Heat Pump (EER 9.3) - Fuel Sub Future Baseline - ZEAS 2030 - Cold | SCG ¦ Cold | SCG | All | Electric & Gas | Large Unitary Heat Pump (EER 9.3) | Efficient | 2030 |  | 1 | Conventional | HVAC | Com - Grocery | Com | ROB Only | 0 | 1000 sqft2 of floor space | Cap-Tons | 15 | DEER:HVAC_Split-Package_HP | 2806.65 | 0.0081 | -283 | SWHC013-05 | 1068.69 | 2021 | 278.83 | 2021 | 0 | -50.09 | SWHC013-05 | Com Central HVAC (Large) - Fuel Sub - ZEAS 2030 - Cold ¦ SCG ¦ Cold | Com Central HVAC (Large) - Fuel Sub - ZEAS 2030 - Cold | 0.22158 | 0.814 | 0 | CBSA 2014, adjusted to reflect new efficiencies | 506.6673 | 2012 | 1 | SWHC013-05
COM-HVAC-FS-10B-ZEAS.63 | Com ¦ Large Packaged Heat Pump (EER 9.3) - Fuel Sub Future Baseline - ZEAS 2030 - Cold ¦ SCG ¦ Cold | Com ¦ Large Packaged Heat Pump (EER 9.3) - Fuel Sub Future Baseline - ZEAS 2030 - Cold | SCG ¦ Cold | SCG | All | Electric & Gas | Large Unitary Heat Pump (EER 9.3) | Efficient | 2030 |  | 1 | Conventional | HVAC | Com - Health | Com | ROB Only | 0 | 1000 sqft2 of floor space | Cap-Tons | 15 | DEER:HVAC_Split-Package_HP | 795.238 | 0.0067953 | -88.0091 | SWHC013-05 | 1068.69 | 2021 | 278.83 | 2021 | 0 | -50.09 | SWHC013-05 | Com Central HVAC (Large) - Fuel Sub - ZEAS 2030 - Cold ¦ SCG ¦ Cold | Com Central HVAC (Large) - Fuel Sub - ZEAS 2030 - Cold | 0.17666 | 0.814 | 0 | CBSA 2014, adjusted to reflect new efficiencies | 196.5511 | 2012 | 1 | SWHC013-05
COM-HVAC-FS-10B-ZEAS.64 | Com ¦ Large Packaged Heat Pump (EER 9.3) - Fuel Sub Future Baseline - ZEAS 2030 - Cold ¦ SCG ¦ Cold | Com ¦ Large Packaged Heat Pump (EER 9.3) - Fuel Sub Future Baseline - ZEAS 2030 - Cold | SCG ¦ Cold | SCG | All | Electric & Gas | Large Unitary Heat Pump (EER 9.3) | Efficient | 2030 |  | 1 | Conventional | HVAC | Com - Lodging | Com | ROB Only | 0 | 1000 sqft2 of floor space | Cap-Tons | 15 | DEER:HVAC_Split-Package_HP | 1550.5352 | 0.0089882 | -171.2941 | SWHC013-05 | 1068.69 | 2021 | 278.83 | 2021 | 0 | -50.09 | SWHC013-05 | Com Central HVAC (Large) - Fuel Sub - ZEAS 2030 - Cold ¦ SCG ¦ Cold | Com Central HVAC (Large) - Fuel Sub - ZEAS 2030 - Cold | 0.099203 | 0.814 | 0 | CBSA 2014, adjusted to reflect new efficiencies | 1447.6106 | 2012 | 1 | SWHC013-05
COM-HVAC-FS-10B-ZEAS.65 | Com ¦ Large Packaged Heat Pump (EER 9.3) - Fuel Sub Future Baseline - ZEAS 2030 - Cold ¦ SCG ¦ Cold | Com ¦ Large Packaged Heat Pump (EER 9.3) - Fuel Sub Future Baseline - ZEAS 2030 - Cold | SCG ¦ Cold | SCG | All | Electric & Gas | Large Unitary Heat Pump (EER 9.3) | Efficient | 2030 |  | 1 | Conventional | HVAC | Com - Office (Large) | Com | ROB Only | 0 | 1000 sqft2 of floor space | Cap-Tons | 15 | DEER:HVAC_Split-Package_HP | 157.95 | 0.004315 | -15.8 | SWHC013-05 | 1068.69 | 2021 | 278.83 | 2021 | 0 | -50.09 | SWHC013-05 | Com Central HVAC (Large) - Fuel Sub - ZEAS 2030 - Cold ¦ SCG ¦ Cold | Com Central HVAC (Large) - Fuel Sub - ZEAS 2030 - Cold | 0.13151 | 0.814 | 0 | CBSA 2014, adjusted to reflect new efficiencies | 55.2446 | 2012 | 1 | SWHC013-05
COM-HVAC-FS-10B-ZEAS.66 | Com ¦ Large Packaged Heat Pump (EER 9.3) - Fuel Sub Future Baseline - ZEAS 2030 - Cold ¦ SCG ¦ Cold | Com ¦ Large Packaged Heat Pump (EER 9.3) - Fuel Sub Future Baseline - ZEAS 2030 - Cold | SCG ¦ Cold | SCG | All | Electric & Gas | Large Unitary Heat Pump (EER 9.3) | Efficient | 2030 |  | 1 | Conventional | HVAC | Com - Office (Small) | Com | ROB Only | 0 | 1000 sqft2 of floor space | Cap-Tons | 15 | DEER:HVAC_Split-Package_HP | 365.2 | 0.00443 | -38.8 | SWHC013-05 | 1068.69 | 2021 | 278.83 | 2021 | 0 | -50.09 | SWHC013-05 | Com Central HVAC (Large) - Fuel Sub - ZEAS 2030 - Cold ¦ SCG ¦ Cold | Com Central HVAC (Large) - Fuel Sub - ZEAS 2030 - Cold | 0.1492 | 0.814 | 0 | CBSA 2014, adjusted to reflect new efficiencies | 60.0677 | 2012 | 1 | SWHC013-05
COM-HVAC-FS-10B-ZEAS.67 | Com ¦ Large Packaged Heat Pump (EER 9.3) - Fuel Sub Future Baseline - ZEAS 2030 - Cold ¦ SCG ¦ Cold | Com ¦ Large Packaged Heat Pump (EER 9.3) - Fuel Sub Future Baseline - ZEAS 2030 - Cold | SCG ¦ Cold | SCG | All | Electric & Gas | Large Unitary Heat Pump (EER 9.3) | Efficient | 2030 |  | 1 | Conventional | HVAC | Com - Other | Com | ROB Only | 0 | 1000 sqft2 of floor space | Cap-Tons | 15 | DEER:HVAC_Split-Package_HP | 1159.55 | 0.00945 | -137 | SWHC013-05 | 1068.69 | 2021 | 278.83 | 2021 | 0 | -50.09 | SWHC013-05 | Com Central HVAC (Large) - Fuel Sub - ZEAS 2030 - Cold ¦ SCG ¦ Cold | Com Central HVAC (Large) - Fuel Sub - ZEAS 2030 - Cold | 0.21371 | 0.814 | 0 | CBSA 2014, adjusted to reflect new efficiencies | 492.5682 | 2012 | 1 | SWHC013-05
COM-HVAC-FS-10B-ZEAS.68 | Com ¦ Large Packaged Heat Pump (EER 9.3) - Fuel Sub Future Baseline - ZEAS 2030 - Cold ¦ SCG ¦ Cold | Com ¦ Large Packaged Heat Pump (EER 9.3) - Fuel Sub Future Baseline - ZEAS 2030 - Cold | SCG ¦ Cold | SCG | All | Electric & Gas | Large Unitary Heat Pump (EER 9.3) | Efficient | 2030 |  | 1 | Conventional | HVAC | Com - Refrig. Warehouse | Com | ROB Only | 0 | 1000 sqft2 of floor space | Cap-Tons | 15 | DEER:HVAC_Split-Package_HP | 0 | 0 | 0 | SWHC013-05 | 0 | 2021 | 0 | 2021 | 0 | -50.09 | SWHC013-05 | Com Central HVAC (Large) - Fuel Sub - ZEAS 2030 - Cold ¦ SCG ¦ Cold | Com Central HVAC (Large) - Fuel Sub - ZEAS 2030 - Cold | 0 | 0.814 | 0 | CBSA 2014, adjusted to reflect new efficiencies | 0 | 2012 | 1 | SWHC013-05
COM-HVAC-FS-10B-ZEAS.69 | Com ¦ Large Packaged Heat Pump (EER 9.3) - Fuel Sub Future Baseline - ZEAS 2030 - Cold ¦ SCG ¦ Cold | Com ¦ Large Packaged Heat Pump (EER 9.3) - Fuel Sub Future Baseline - ZEAS 2030 - Cold | SCG ¦ Cold | SCG | All | Electric & Gas | Large Unitary Heat Pump (EER 9.3) | Efficient | 2030 |  | 1 | Conventional | HVAC | Com - Restaurant | Com | ROB Only | 0 | 1000 sqft2 of floor space | Cap-Tons | 15 | DEER:HVAC_Split-Package_HP | 747.3329 | 0.010638 | -83.2271 | SWHC013-05 | 1068.69 | 2021 | 278.83 | 2021 | 0 | -50.09 | SWHC013-05 | Com Central HVAC (Large) - Fuel Sub - ZEAS 2030 - Cold ¦ SCG ¦ Cold | Com Central HVAC (Large) - Fuel Sub - ZEAS 2030 - Cold | 0.21772 | 0.814 | 0 | CBSA 2014, adjusted to reflect new efficiencies | 49.2424 | 2012 | 1 | SWHC013-05
COM-HVAC-FS-10B-ZEAS.70 | Com ¦ Large Packaged Heat Pump (EER 9.3) - Fuel Sub Future Baseline - ZEAS 2030 - Cold ¦ SCG ¦ Cold | Com ¦ Large Packaged Heat Pump (EER 9.3) - Fuel Sub Future Baseline - ZEAS 2030 - Cold | SCG ¦ Cold | SCG | All | Electric & Gas | Large Unitary Heat Pump (EER 9.3) | Efficient | 2030 |  | 1 | Conventional | HVAC | Com - Retail | Com | ROB Only | 0 | 1000 sqft2 of floor space | Cap-Tons | 15 | DEER:HVAC_Split-Package_HP | 689.9074 | 0.012073 | -74.8337 | SWHC013-05 | 1068.69 | 2021 | 278.83 | 2021 | 0 | -50.09 | SWHC013-05 | Com Central HVAC (Large) - Fuel Sub - ZEAS 2030 - Cold ¦ SCG ¦ Cold | Com Central HVAC (Large) - Fuel Sub - ZEAS 2030 - Cold | 0.092114 | 0.814 | 0 | CBSA 2014, adjusted to reflect new efficiencies | 127.3858 | 2012 | 1 | SWHC013-05
COM-HVAC-FS-10B-ZEAS.71 | Com ¦ Large Packaged Heat Pump (EER 9.3) - Fuel Sub Future Baseline - ZEAS 2030 - Cold ¦ SCG ¦ Cold | Com ¦ Large Packaged Heat Pump (EER 9.3) - Fuel Sub Future Baseline - ZEAS 2030 - Cold | SCG ¦ Cold | SCG | All | Electric & Gas | Large Unitary Heat Pump (EER 9.3) | Efficient | 2030 |  | 1 | Conventional | HVAC | Com - School | Com | ROB Only | 0 | 1000 sqft2 of floor space | Cap-Tons | 15 | DEER:HVAC_Split-Package_HP | 660.2061 | 0.0011225 | -73.3577 | SWHC013-05 | 1068.69 | 2021 | 278.83 | 2021 | 0 | -50.09 | SWHC013-05 | Com Central HVAC (Large) - Fuel Sub - ZEAS 2030 - Cold ¦ SCG ¦ Cold | Com Central HVAC (Large) - Fuel Sub - ZEAS 2030 - Cold | 0.15 | 0.814 | 0 | CBSA 2014, adjusted to reflect new efficiencies | 58.903 | 2012 | 1 | SWHC013-05
COM-HVAC-FS-10B-ZEAS.72 | Com ¦ Large Packaged Heat Pump (EER 9.3) - Fuel Sub Future Baseline - ZEAS 2030 - Cold ¦ SCG ¦ Cold | Com ¦ Large Packaged Heat Pump (EER 9.3) - Fuel Sub Future Baseline - ZEAS 2030 - Cold | SCG ¦ Cold | SCG | All | Electric & Gas | Large Unitary Heat Pump (EER 9.3) | Efficient | 2030 |  | 1 | Conventional | HVAC | Com - Warehouse | Com | ROB Only | 0 | 1000 sqft2 of floor space | Cap-Tons | 15 | DEER:HVAC_Split-Package_HP | 1123.97 | 0.00342 | -125 | SWHC013-05 | 1068.69 | 2021 | 278.83 | 2021 | 0 | -50.09 | SWHC013-05 | Com Central HVAC (Large) - Fuel Sub - ZEAS 2030 - Cold ¦ SCG ¦ Cold | Com Central HVAC (Large) - Fuel Sub - ZEAS 2030 - Cold | 0.028212 | 0.814 | 0 | CBSA 2014, adjusted to reflect new efficiencies | 190.0536 | 2012 | 1 | SWHC013-05
COM-HVAC-FS-10B-ZEAS.73 | Com ¦ Large Packaged Heat Pump (EER 9.3) - Fuel Sub Future Baseline - ZEAS 2030 - Marine ¦ SDG&E ¦ Marine | Com ¦ Large Packaged Heat Pump (EER 9.3) - Fuel Sub Future Baseline - ZEAS 2030 - Marine | SDG&E ¦ Marine | SDG&E | All | Electric & Gas | Large Unitary Heat Pump (EER 9.3) | Efficient | 2030 |  | 1 | Conventional | HVAC | Com - College | Com | ROB Only | 0 | 1000 sqft2 of floor space | Cap-Tons | 15 | DEER:HVAC_Split-Package_HP | 73.4298 | 0.010916 | -8.342 | SWHC013-05 | 1068.69 | 2021 | 278.83 | 2021 | 0 | -50.09 | SWHC013-05 | Com Central HVAC (Large) - Fuel Sub - ZEAS 2030 - Marine ¦ SDG&E ¦ Marine | Com Central HVAC (Large) - Fuel Sub - ZEAS 2030 - Marine | 0.12207 | 0.814 | 0 | CBSA 2014, adjusted to reflect new efficiencies | 21.9735 | 2012 | 1 | SWHC013-05
COM-HVAC-FS-10B-ZEAS.74 | Com ¦ Large Packaged Heat Pump (EER 9.3) - Fuel Sub Future Baseline - ZEAS 2030 - Marine ¦ SDG&E ¦ Marine | Com ¦ Large Packaged Heat Pump (EER 9.3) - Fuel Sub Future Baseline - ZEAS 2030 - Marine | SDG&E ¦ Marine | SDG&E | All | Electric & Gas | Large Unitary Heat Pump (EER 9.3) | Efficient | 2030 |  | 1 | Conventional | HVAC | Com - Grocery | Com | ROB Only | 0 | 1000 sqft2 of floor space | Cap-Tons | 15 | DEER:HVAC_Split-Package_HP | 677.95 | 0.0074 | -73.8 | SWHC013-05 | 1068.69 | 2021 | 278.83 | 2021 | 0 | -50.09 | SWHC013-05 | Com Central HVAC (Large) - Fuel Sub - ZEAS 2030 - Marine ¦ SDG&E ¦ Marine | Com Central HVAC (Large) - Fuel Sub - ZEAS 2030 - Marine | 0.22528 | 0.814 | 0 | CBSA 2014, adjusted to reflect new efficiencies | 135.1626 | 2012 | 1 | SWHC013-05
COM-HVAC-FS-10B-ZEAS.75 | Com ¦ Large Packaged Heat Pump (EER 9.3) - Fuel Sub Future Baseline - ZEAS 2030 - Marine ¦ SDG&E ¦ Marine | Com ¦ Large Packaged Heat Pump (EER 9.3) - Fuel Sub Future Baseline - ZEAS 2030 - Marine | SDG&E ¦ Marine | SDG&E | All | Electric & Gas | Large Unitary Heat Pump (EER 9.3) | Efficient | 2030 |  | 1 | Conventional | HVAC | Com - Health | Com | ROB Only | 0 | 1000 sqft2 of floor space | Cap-Tons | 15 | DEER:HVAC_Split-Package_HP | 130.6086 | 0.0079086 | -14.8577 | SWHC013-05 | 1068.69 | 2021 | 278.83 | 2021 | 0 | -50.09 | SWHC013-05 | Com Central HVAC (Large) - Fuel Sub - ZEAS 2030 - Marine ¦ SDG&E ¦ Marine | Com Central HVAC (Large) - Fuel Sub - ZEAS 2030 - Marine | 0.17567 | 0.814 | 0 | CBSA 2014, adjusted to reflect new efficiencies | 33.4203 | 2012 | 1 | SWHC013-05
COM-HVAC-FS-10B-ZEAS.76 | Com ¦ Large Packaged Heat Pump (EER 9.3) - Fuel Sub Future Baseline - ZEAS 2030 - Marine ¦ SDG&E ¦ Marine | Com ¦ Large Packaged Heat Pump (EER 9.3) - Fuel Sub Future Baseline - ZEAS 2030 - Marine | SDG&E ¦ Marine | SDG&E | All | Electric & Gas | Large Unitary Heat Pump (EER 9.3) | Efficient | 2030 |  | 1 | Conventional | HVAC | Com - Lodging | Com | ROB Only | 0 | 1000 sqft2 of floor space | Cap-Tons | 15 | DEER:HVAC_Split-Package_HP | 254.0494 | 0.009796 | -30.7179 | SWHC013-05 | 1068.69 | 2021 | 278.83 | 2021 | 0 | -50.09 | SWHC013-05 | Com Central HVAC (Large) - Fuel Sub - ZEAS 2030 - Marine ¦ SDG&E ¦ Marine | Com Central HVAC (Large) - Fuel Sub - ZEAS 2030 - Marine | 0.098289 | 0.814 | 0 | CBSA 2014, adjusted to reflect new efficiencies | 263.3834 | 2012 | 1 | SWHC013-05
COM-HVAC-FS-10B-ZEAS.77 | Com ¦ Large Packaged Heat Pump (EER 9.3) - Fuel Sub Future Baseline - ZEAS 2030 - Marine ¦ SDG&E ¦ Marine | Com ¦ Large Packaged Heat Pump (EER 9.3) - Fuel Sub Future Baseline - ZEAS 2030 - Marine | SDG&E ¦ Marine | SDG&E | All | Electric & Gas | Large Unitary Heat Pump (EER 9.3) | Efficient | 2030 |  | 1 | Conventional | HVAC | Com - Office (Large) | Com | ROB Only | 0 | 1000 sqft2 of floor space | Cap-Tons | 15 | DEER:HVAC_Split-Package_HP | 13.94 | 0.00437 | -0.523 | SWHC013-05 | 1068.69 | 2021 | 278.83 | 2021 | 0 | -50.09 | SWHC013-05 | Com Central HVAC (Large) - Fuel Sub - ZEAS 2030 - Marine ¦ SDG&E ¦ Marine | Com Central HVAC (Large) - Fuel Sub - ZEAS 2030 - Marine | 0.12833 | 0.814 | 0 | CBSA 2014, adjusted to reflect new efficiencies | 0.96228 | 2012 | 1 | SWHC013-05
COM-HVAC-FS-10B-ZEAS.78 | Com ¦ Large Packaged Heat Pump (EER 9.3) - Fuel Sub Future Baseline - ZEAS 2030 - Marine ¦ SDG&E ¦ Marine | Com ¦ Large Packaged Heat Pump (EER 9.3) - Fuel Sub Future Baseline - ZEAS 2030 - Marine | SDG&E ¦ Marine | SDG&E | All | Electric & Gas | Large Unitary Heat Pump (EER 9.3) | Efficient | 2030 |  | 1 | Conventional | HVAC | Com - Office (Small) | Com | ROB Only | 0 | 1000 sqft2 of floor space | Cap-Tons | 15 | DEER:HVAC_Split-Package_HP | 45.25 | 0.00426 | -4.48 | SWHC013-05 | 1068.69 | 2021 | 278.83 | 2021 | 0 | -50.09 | SWHC013-05 | Com Central HVAC (Large) - Fuel Sub - ZEAS 2030 - Marine ¦ SDG&E ¦ Marine | Com Central HVAC (Large) - Fuel Sub - ZEAS 2030 - Marine | 0.15582 | 0.814 | 0 | CBSA 2014, adjusted to reflect new efficiencies | 6.7943 | 2012 | 1 | SWHC013-05
COM-HVAC-FS-10B-ZEAS.79 | Com ¦ Large Packaged Heat Pump (EER 9.3) - Fuel Sub Future Baseline - ZEAS 2030 - Marine ¦ SDG&E ¦ Marine | Com ¦ Large Packaged Heat Pump (EER 9.3) - Fuel Sub Future Baseline - ZEAS 2030 - Marine | SDG&E ¦ Marine | SDG&E | All | Electric & Gas | Large Unitary Heat Pump (EER 9.3) | Efficient | 2030 |  | 1 | Conventional | HVAC | Com - Other | Com | ROB Only | 0 | 1000 sqft2 of floor space | Cap-Tons | 15 | DEER:HVAC_Split-Package_HP | 147.95 | 0.01055 | -16.7 | SWHC013-05 | 1068.69 | 2021 | 278.83 | 2021 | 0 | -50.09 | SWHC013-05 | Com Central HVAC (Large) - Fuel Sub - ZEAS 2030 - Marine ¦ SDG&E ¦ Marine | Com Central HVAC (Large) - Fuel Sub - ZEAS 2030 - Marine | 0.21005 | 0.814 | 0 | CBSA 2014, adjusted to reflect new efficiencies | 59.3138 | 2012 | 1 | SWHC013-05
COM-HVAC-FS-10B-ZEAS.80 | Com ¦ Large Packaged Heat Pump (EER 9.3) - Fuel Sub Future Baseline - ZEAS 2030 - Marine ¦ SDG&E ¦ Marine | Com ¦ Large Packaged Heat Pump (EER 9.3) - Fuel Sub Future Baseline - ZEAS 2030 - Marine | SDG&E ¦ Marine | SDG&E | All | Electric & Gas | Large Unitary Heat Pump (EER 9.3) | Efficient | 2030 |  | 1 | Conventional | HVAC | Com - Refrig. Warehouse | Com | ROB Only | 0 | 1000 sqft2 of floor space | Cap-Tons | 15 | DEER:HVAC_Split-Package_HP | 0 | 0 | 0 | SWHC013-05 | 0 | 2021 | 0 | 2021 | 0 | -50.09 | SWHC013-05 | Com Central HVAC (Large) - Fuel Sub - ZEAS 2030 - Marine ¦ SDG&E ¦ Marine | Com Central HVAC (Large) - Fuel Sub - ZEAS 2030 - Marine | 0 | 0.814 | 0 | CBSA 2014, adjusted to reflect new efficiencies | 0 | 2012 | 1 | SWHC013-05
COM-HVAC-FS-10B-ZEAS.81 | Com ¦ Large Packaged Heat Pump (EER 9.3) - Fuel Sub Future Baseline - ZEAS 2030 - Marine ¦ SDG&E ¦ Marine | Com ¦ Large Packaged Heat Pump (EER 9.3) - Fuel Sub Future Baseline - ZEAS 2030 - Marine | SDG&E ¦ Marine | SDG&E | All | Electric & Gas | Large Unitary Heat Pump (EER 9.3) | Efficient | 2030 |  | 1 | Conventional | HVAC | Com - Restaurant | Com | ROB Only | 0 | 1000 sqft2 of floor space | Cap-Tons | 15 | DEER:HVAC_Split-Package_HP | 54.3612 | 0.011875 | -4.423 | SWHC013-05 | 1068.69 | 2021 | 278.83 | 2021 | 0 | -50.09 | SWHC013-05 | Com Central HVAC (Large) - Fuel Sub - ZEAS 2030 - Marine ¦ SDG&E ¦ Marine | Com Central HVAC (Large) - Fuel Sub - ZEAS 2030 - Marine | 0.22744 | 0.814 | 0 | CBSA 2014, adjusted to reflect new efficiencies | 2.3567 | 2012 | 1 | SWHC013-05
COM-HVAC-FS-10B-ZEAS.82 | Com ¦ Large Packaged Heat Pump (EER 9.3) - Fuel Sub Future Baseline - ZEAS 2030 - Marine ¦ SDG&E ¦ Marine | Com ¦ Large Packaged Heat Pump (EER 9.3) - Fuel Sub Future Baseline - ZEAS 2030 - Marine | SDG&E ¦ Marine | SDG&E | All | Electric & Gas | Large Unitary Heat Pump (EER 9.3) | Efficient | 2030 |  | 1 | Conventional | HVAC | Com - Retail | Com | ROB Only | 0 | 1000 sqft2 of floor space | Cap-Tons | 15 | DEER:HVAC_Split-Package_HP | 80.7526 | 0.013514 | -7.4334 | SWHC013-05 | 1068.69 | 2021 | 278.83 | 2021 | 0 | -50.09 | SWHC013-05 | Com Central HVAC (Large) - Fuel Sub - ZEAS 2030 - Marine ¦ SDG&E ¦ Marine | Com Central HVAC (Large) - Fuel Sub - ZEAS 2030 - Marine | 0.092203 | 0.814 | 0 | CBSA 2014, adjusted to reflect new efficiencies | 8.3597 | 2012 | 1 | SWHC013-05
COM-HVAC-FS-10B-ZEAS.83 | Com ¦ Large Packaged Heat Pump (EER 9.3) - Fuel Sub Future Baseline - ZEAS 2030 - Marine ¦ SDG&E ¦ Marine | Com ¦ Large Packaged Heat Pump (EER 9.3) - Fuel Sub Future Baseline - ZEAS 2030 - Marine | SDG&E ¦ Marine | SDG&E | All | Electric & Gas | Large Unitary Heat Pump (EER 9.3) | Efficient | 2030 |  | 1 | Conventional | HVAC | Com - School | Com | ROB Only | 0 | 1000 sqft2 of floor space | Cap-Tons | 15 | DEER:HVAC_Split-Package_HP | 67.8264 | 0.0054024 | -8.3368 | SWHC013-05 | 1068.69 | 2021 | 278.83 | 2021 | 0 | -50.09 | SWHC013-05 | Com Central HVAC (Large) - Fuel Sub - ZEAS 2030 - Marine ¦ SDG&E ¦ Marine | Com Central HVAC (Large) - Fuel Sub - ZEAS 2030 - Marine | 0.15505 | 0.814 | 0 | CBSA 2014, adjusted to reflect new efficiencies | 7.8801 | 2012 | 1 | SWHC013-05
COM-HVAC-FS-10B-ZEAS.84 | Com ¦ Large Packaged Heat Pump (EER 9.3) - Fuel Sub Future Baseline - ZEAS 2030 - Marine ¦ SDG&E ¦ Marine | Com ¦ Large Packaged Heat Pump (EER 9.3) - Fuel Sub Future Baseline - ZEAS 2030 - Marine | SDG&E ¦ Marine | SDG&E | All | Electric & Gas | Large Unitary Heat Pump (EER 9.3) | Efficient | 2030 |  | 1 | Conventional | HVAC | Com - Warehouse | Com | ROB Only | 0 | 1000 sqft2 of floor space | Cap-Tons | 15 | DEER:HVAC_Split-Package_HP | 225.65 | 0.00381 | -27.6 | SWHC013-05 | 1068.69 | 2021 | 278.83 | 2021 | 0 | -50.09 | SWHC013-05 | Com Central HVAC (Large) - Fuel Sub - ZEAS 2030 - Marine ¦ SDG&E ¦ Marine | Com Central HVAC (Large) - Fuel Sub - ZEAS 2030 - Marine | 0.028275 | 0.814 | 0 | CBSA 2014, adjusted to reflect new efficiencies | 48.7144 | 2012 | 1 | SWHC013-05
COM-HVAC-FS-10B-ZEAS.85 | Com ¦ Large Packaged Heat Pump (EER 9.3) - Fuel Sub Future Baseline - ZEAS 2030 - Hot-Dry ¦ SDG&E ¦ Hot-Dry | Com ¦ Large Packaged Heat Pump (EER 9.3) - Fuel Sub Future Baseline - ZEAS 2030 - Hot-Dry | SDG&E ¦ Hot-Dry | SDG&E | All | Electric & Gas | Large Unitary Heat Pump (EER 9.3) | Efficient | 2030 |  | 1 | Conventional | HVAC | Com - College | Com | ROB Only | 0 | 1000 sqft2 of floor space | Cap-Tons | 15 | DEER:HVAC_Split-Package_HP | 65.1133 | 0.0094783 | -7.1995 | SWHC013-05 | 1068.69 | 2021 | 278.83 | 2021 | 0 | -50.09 | SWHC013-05 | Com Central HVAC (Large) - Fuel Sub - ZEAS 2030 - Hot-Dry ¦ SDG&E ¦ Hot-Dry | Com Central HVAC (Large) - Fuel Sub - ZEAS 2030 - Hot-Dry | 0.12207 | 0.814 | 0 | CBSA 2014, adjusted to reflect new efficiencies | 18.8329 | 2012 | 1 | SWHC013-05
COM-HVAC-FS-10B-ZEAS.86 | Com ¦ Large Packaged Heat Pump (EER 9.3) - Fuel Sub Future Baseline - ZEAS 2030 - Hot-Dry ¦ SDG&E ¦ Hot-Dry | Com ¦ Large Packaged Heat Pump (EER 9.3) - Fuel Sub Future Baseline - ZEAS 2030 - Hot-Dry | SDG&E ¦ Hot-Dry | SDG&E | All | Electric & Gas | Large Unitary Heat Pump (EER 9.3) | Efficient | 2030 |  | 1 | Conventional | HVAC | Com - Grocery | Com | ROB Only | 0 | 1000 sqft2 of floor space | Cap-Tons | 15 | DEER:HVAC_Split-Package_HP | 685.2 | 0.00605 | -74 | SWHC013-05 | 1068.69 | 2021 | 278.83 | 2021 | 0 | -50.09 | SWHC013-05 | Com Central HVAC (Large) - Fuel Sub - ZEAS 2030 - Hot-Dry ¦ SDG&E ¦ Hot-Dry | Com Central HVAC (Large) - Fuel Sub - ZEAS 2030 - Hot-Dry | 0.22528 | 0.814 | 0 | CBSA 2014, adjusted to reflect new efficiencies | 135.2244 | 2012 | 1 | SWHC013-05
COM-HVAC-FS-10B-ZEAS.87 | Com ¦ Large Packaged Heat Pump (EER 9.3) - Fuel Sub Future Baseline - ZEAS 2030 - Hot-Dry ¦ SDG&E ¦ Hot-Dry | Com ¦ Large Packaged Heat Pump (EER 9.3) - Fuel Sub Future Baseline - ZEAS 2030 - Hot-Dry | SDG&E ¦ Hot-Dry | SDG&E | All | Electric & Gas | Large Unitary Heat Pump (EER 9.3) | Efficient | 2030 |  | 1 | Conventional | HVAC | Com - Health | Com | ROB Only | 0 | 1000 sqft2 of floor space | Cap-Tons | 15 | DEER:HVAC_Split-Package_HP | 96.5616 | 0.0067813 | -10.1976 | SWHC013-05 | 1068.69 | 2021 | 278.83 | 2021 | 0 | -50.09 | SWHC013-05 | Com Central HVAC (Large) - Fuel Sub - ZEAS 2030 - Hot-Dry ¦ SDG&E ¦ Hot-Dry | Com Central HVAC (Large) - Fuel Sub - ZEAS 2030 - Hot-Dry | 0.17567 | 0.814 | 0 | CBSA 2014, adjusted to reflect new efficiencies | 22.4854 | 2012 | 1 | SWHC013-05
COM-HVAC-FS-10B-ZEAS.88 | Com ¦ Large Packaged Heat Pump (EER 9.3) - Fuel Sub Future Baseline - ZEAS 2030 - Hot-Dry ¦ SDG&E ¦ Hot-Dry | Com ¦ Large Packaged Heat Pump (EER 9.3) - Fuel Sub Future Baseline - ZEAS 2030 - Hot-Dry | SDG&E ¦ Hot-Dry | SDG&E | All | Electric & Gas | Large Unitary Heat Pump (EER 9.3) | Efficient | 2030 |  | 1 | Conventional | HVAC | Com - Lodging | Com | ROB Only | 0 | 1000 sqft2 of floor space | Cap-Tons | 15 | DEER:HVAC_Split-Package_HP | 210.8722 | 0.0081268 | -24.47 | SWHC013-05 | 1068.69 | 2021 | 278.83 | 2021 | 0 | -50.09 | SWHC013-05 | Com Central HVAC (Large) - Fuel Sub - ZEAS 2030 - Hot-Dry ¦ SDG&E ¦ Hot-Dry | Com Central HVAC (Large) - Fuel Sub - ZEAS 2030 - Hot-Dry | 0.098289 | 0.814 | 0 | CBSA 2014, adjusted to reflect new efficiencies | 208.4727 | 2012 | 1 | SWHC013-05
COM-HVAC-FS-10B-ZEAS.89 | Com ¦ Large Packaged Heat Pump (EER 9.3) - Fuel Sub Future Baseline - ZEAS 2030 - Hot-Dry ¦ SDG&E ¦ Hot-Dry | Com ¦ Large Packaged Heat Pump (EER 9.3) - Fuel Sub Future Baseline - ZEAS 2030 - Hot-Dry | SDG&E ¦ Hot-Dry | SDG&E | All | Electric & Gas | Large Unitary Heat Pump (EER 9.3) | Efficient | 2030 |  | 1 | Conventional | HVAC | Com - Office (Large) | Com | ROB Only | 0 | 1000 sqft2 of floor space | Cap-Tons | 15 | DEER:HVAC_Split-Package_HP | 10.73 | 0.00378 | -0.265 | SWHC013-05 | 1068.69 | 2021 | 278.83 | 2021 | 0 | -50.09 | SWHC013-05 | Com Central HVAC (Large) - Fuel Sub - ZEAS 2030 - Hot-Dry ¦ SDG&E ¦ Hot-Dry | Com Central HVAC (Large) - Fuel Sub - ZEAS 2030 - Hot-Dry | 0.12833 | 0.814 | 0 | CBSA 2014, adjusted to reflect new efficiencies | 0.12292 | 2012 | 1 | SWHC013-05
COM-HVAC-FS-10B-ZEAS.90 | Com ¦ Large Packaged Heat Pump (EER 9.3) - Fuel Sub Future Baseline - ZEAS 2030 - Hot-Dry ¦ SDG&E ¦ Hot-Dry | Com ¦ Large Packaged Heat Pump (EER 9.3) - Fuel Sub Future Baseline - ZEAS 2030 - Hot-Dry | SDG&E ¦ Hot-Dry | SDG&E | All | Electric & Gas | Large Unitary Heat Pump (EER 9.3) | Efficient | 2030 |  | 1 | Conventional | HVAC | Com - Office (Small) | Com | ROB Only | 0 | 1000 sqft2 of floor space | Cap-Tons | 15 | DEER:HVAC_Split-Package_HP | 36.6 | 0.003615 | -3.47 | SWHC013-05 | 1068.69 | 2021 | 278.83 | 2021 | 0 | -50.09 | SWHC013-05 | Com Central HVAC (Large) - Fuel Sub - ZEAS 2030 - Hot-Dry ¦ SDG&E ¦ Hot-Dry | Com Central HVAC (Large) - Fuel Sub - ZEAS 2030 - Hot-Dry | 0.15582 | 0.814 | 0 | CBSA 2014, adjusted to reflect new efficiencies | 5.1914 | 2012 | 1 | SWHC013-05
COM-HVAC-FS-10B-ZEAS.91 | Com ¦ Large Packaged Heat Pump (EER 9.3) - Fuel Sub Future Baseline - ZEAS 2030 - Hot-Dry ¦ SDG&E ¦ Hot-Dry | Com ¦ Large Packaged Heat Pump (EER 9.3) - Fuel Sub Future Baseline - ZEAS 2030 - Hot-Dry | SDG&E ¦ Hot-Dry | SDG&E | All | Electric & Gas | Large Unitary Heat Pump (EER 9.3) | Efficient | 2030 |  | 1 | Conventional | HVAC | Com - Other | Com | ROB Only | 0 | 1000 sqft2 of floor space | Cap-Tons | 15 | DEER:HVAC_Split-Package_HP | 134.15 | 0.0088 | -14.4 | SWHC013-05 | 1068.69 | 2021 | 278.83 | 2021 | 0 | -50.09 | SWHC013-05 | Com Central HVAC (Large) - Fuel Sub - ZEAS 2030 - Hot-Dry ¦ SDG&E ¦ Hot-Dry | Com Central HVAC (Large) - Fuel Sub - ZEAS 2030 - Hot-Dry | 0.21005 | 0.814 | 0 | CBSA 2014, adjusted to reflect new efficiencies | 50.4187 | 2012 | 1 | SWHC013-05
COM-HVAC-FS-10B-ZEAS.92 | Com ¦ Large Packaged Heat Pump (EER 9.3) - Fuel Sub Future Baseline - ZEAS 2030 - Hot-Dry ¦ SDG&E ¦ Hot-Dry | Com ¦ Large Packaged Heat Pump (EER 9.3) - Fuel Sub Future Baseline - ZEAS 2030 - Hot-Dry | SDG&E ¦ Hot-Dry | SDG&E | All | Electric & Gas | Large Unitary Heat Pump (EER 9.3) | Efficient | 2030 |  | 1 | Conventional | HVAC | Com - Refrig. Warehouse | Com | ROB Only | 0 | 1000 sqft2 of floor space | Cap-Tons | 15 | DEER:HVAC_Split-Package_HP | 0 | 0 | 0 | SWHC013-05 | 0 | 2021 | 0 | 2021 | 0 | -50.09 | SWHC013-05 | Com Central HVAC (Large) - Fuel Sub - ZEAS 2030 - Hot-Dry ¦ SDG&E ¦ Hot-Dry | Com Central HVAC (Large) - Fuel Sub - ZEAS 2030 - Hot-Dry | 0 | 0.814 | 0 | CBSA 2014, adjusted to reflect new efficiencies | 0 | 2012 | 1 | SWHC013-05
COM-HVAC-FS-10B-ZEAS.93 | Com ¦ Large Packaged Heat Pump (EER 9.3) - Fuel Sub Future Baseline - ZEAS 2030 - Hot-Dry ¦ SDG&E ¦ Hot-Dry | Com ¦ Large Packaged Heat Pump (EER 9.3) - Fuel Sub Future Baseline - ZEAS 2030 - Hot-Dry | SDG&E ¦ Hot-Dry | SDG&E | All | Electric & Gas | Large Unitary Heat Pump (EER 9.3) | Efficient | 2030 |  | 1 | Conventional | HVAC | Com - Restaurant | Com | ROB Only | 0 | 1000 sqft2 of floor space | Cap-Tons | 15 | DEER:HVAC_Split-Package_HP | 38.7328 | 0.010525 | -2.8423 | SWHC013-05 | 1068.69 | 2021 | 278.83 | 2021 | 0 | -50.09 | SWHC013-05 | Com Central HVAC (Large) - Fuel Sub - ZEAS 2030 - Hot-Dry ¦ SDG&E ¦ Hot-Dry | Com Central HVAC (Large) - Fuel Sub - ZEAS 2030 - Hot-Dry | 0.22744 | 0.814 | 0 | CBSA 2014, adjusted to reflect new efficiencies | 1.447 | 2012 | 1 | SWHC013-05
COM-HVAC-FS-10B-ZEAS.94 | Com ¦ Large Packaged Heat Pump (EER 9.3) - Fuel Sub Future Baseline - ZEAS 2030 - Hot-Dry ¦ SDG&E ¦ Hot-Dry | Com ¦ Large Packaged Heat Pump (EER 9.3) - Fuel Sub Future Baseline - ZEAS 2030 - Hot-Dry | SDG&E ¦ Hot-Dry | SDG&E | All | Electric & Gas | Large Unitary Heat Pump (EER 9.3) | Efficient | 2030 |  | 1 | Conventional | HVAC | Com - Retail | Com | ROB Only | 0 | 1000 sqft2 of floor space | Cap-Tons | 15 | DEER:HVAC_Split-Package_HP | 69.6146 | 0.012126 | -6.1456 | SWHC013-05 | 1068.69 | 2021 | 278.83 | 2021 | 0 | -50.09 | SWHC013-05 | Com Central HVAC (Large) - Fuel Sub - ZEAS 2030 - Hot-Dry ¦ SDG&E ¦ Hot-Dry | Com Central HVAC (Large) - Fuel Sub - ZEAS 2030 - Hot-Dry | 0.092203 | 0.814 | 0 | CBSA 2014, adjusted to reflect new efficiencies | 5.9095 | 2012 | 1 | SWHC013-05
COM-HVAC-FS-10B-ZEAS.95 | Com ¦ Large Packaged Heat Pump (EER 9.3) - Fuel Sub Future Baseline - ZEAS 2030 - Hot-Dry ¦ SDG&E ¦ Hot-Dry | Com ¦ Large Packaged Heat Pump (EER 9.3) - Fuel Sub Future Baseline - ZEAS 2030 - Hot-Dry | SDG&E ¦ Hot-Dry | SDG&E | All | Electric & Gas | Large Unitary Heat Pump (EER 9.3) | Efficient | 2030 |  | 1 | Conventional | HVAC | Com - School | Com | ROB Only | 0 | 1000 sqft2 of floor space | Cap-Tons | 15 | DEER:HVAC_Split-Package_HP | 60.2828 | 0.0045524 | -7.2205 | SWHC013-05 | 1068.69 | 2021 | 278.83 | 2021 | 0 | -50.09 | SWHC013-05 | Com Central HVAC (Large) - Fuel Sub - ZEAS 2030 - Hot-Dry ¦ SDG&E ¦ Hot-Dry | Com Central HVAC (Large) - Fuel Sub - ZEAS 2030 - Hot-Dry | 0.15505 | 0.814 | 0 | CBSA 2014, adjusted to reflect new efficiencies | 6.5715 | 2012 | 1 | SWHC013-05
COM-HVAC-FS-10B-ZEAS.96 | Com ¦ Large Packaged Heat Pump (EER 9.3) - Fuel Sub Future Baseline - ZEAS 2030 - Hot-Dry ¦ SDG&E ¦ Hot-Dry | Com ¦ Large Packaged Heat Pump (EER 9.3) - Fuel Sub Future Baseline - ZEAS 2030 - Hot-Dry | SDG&E ¦ Hot-Dry | SDG&E | All | Electric & Gas | Large Unitary Heat Pump (EER 9.3) | Efficient | 2030 |  | 1 | Conventional | HVAC | Com - Warehouse | Com | ROB Only | 0 | 1000 sqft2 of floor space | Cap-Tons | 15 | DEER:HVAC_Split-Package_HP | 205.65 | 0.002855 | -25.2 | SWHC013-05 | 1068.69 | 2021 | 278.83 | 2021 | 0 | -50.09 | SWHC013-05 | Com Central HVAC (Large) - Fuel Sub - ZEAS 2030 - Hot-Dry ¦ SDG&E ¦ Hot-Dry | Com Central HVAC (Large) - Fuel Sub - ZEAS 2030 - Hot-Dry | 0.028275 | 0.814 | 0 | CBSA 2014, adjusted to reflect new efficiencies | 44.5917 | 2012 | 1 | SWHC013-05
COM-HVAC-FS-11-ZEAS.1 | Com ¦ Large Packaged Heat Pump (IEER 14.0) - Fuel Sub - ZEAS 2030 - Marine ¦ PG&E ¦ Marine | Com ¦ Large Packaged Heat Pump (IEER 14.0) - Fuel Sub - ZEAS 2030 - Marine | PG&E ¦ Marine | PG&E | All | Electric & Gas | Heat pump, IEER 14.0, 240-760 kbtuh, NR | Efficient |  |  | 1 | Conventional | HVAC | Com - College | Com | ROB Only | 1 | 1000 sqft2 of floor space | Cap-Tons | 15 | DEER:HVAC_Split-Package_HP | 186.4953 | 0 | -25.9026 | SWHC046-03 | 907.8 | 2021 | 493.87 | 2021 | 0 | -50.09 | SWHC046-03 | Com Central HVAC (Large) - Fuel Sub - ZEAS 2030 - Marine ¦ PG&E ¦ Marine | Com Central HVAC (Large) - Fuel Sub - ZEAS 2030 - Marine | 0.11162 | 0.814 | 0 | CBSA 2014, adjusted to reflect new efficiencies | 71.3635 | 2032 | 1 | SWHC046-03
COM-HVAC-FS-11-ZEAS.2 | Com ¦ Large Packaged Heat Pump (IEER 14.0) - Fuel Sub - ZEAS 2030 - Marine ¦ PG&E ¦ Marine | Com ¦ Large Packaged Heat Pump (IEER 14.0) - Fuel Sub - ZEAS 2030 - Marine | PG&E ¦ Marine | PG&E | All | Electric & Gas | Heat pump, IEER 14.0, 240-760 kbtuh, NR | Efficient |  |  | 1 | Conventional | HVAC | Com - Grocery | Com | ROB Only | 1 | 1000 sqft2 of floor space | Cap-Tons | 15 | DEER:HVAC_Split-Package_HP | 1220 | 0 | -156 | SWHC046-03 | 907.8 | 2021 | 493.87 | 2021 | 0 | -50.09 | SWHC046-03 | Com Central HVAC (Large) - Fuel Sub - ZEAS 2030 - Marine ¦ PG&E ¦ Marine | Com Central HVAC (Large) - Fuel Sub - ZEAS 2030 - Marine | 0.18624 | 0.814 | 0 | CBSA 2014, adjusted to reflect new efficiencies | 297.6942 | 2032 | 1 | SWHC046-03
COM-HVAC-FS-11-ZEAS.3 | Com ¦ Large Packaged Heat Pump (IEER 14.0) - Fuel Sub - ZEAS 2030 - Marine ¦ PG&E ¦ Marine | Com ¦ Large Packaged Heat Pump (IEER 14.0) - Fuel Sub - ZEAS 2030 - Marine | PG&E ¦ Marine | PG&E | All | Electric & Gas | Heat pump, IEER 14.0, 240-760 kbtuh, NR | Efficient |  |  | 1 | Conventional | HVAC | Com - Health | Com | ROB Only | 1 | 1000 sqft2 of floor space | Cap-Tons | 15 | DEER:HVAC_Split-Package_HP | 265.4735 | 0 | -33.5588 | SWHC046-03 | 907.8 | 2021 | 493.87 | 2021 | 0 | -50.09 | SWHC046-03 | Com Central HVAC (Large) - Fuel Sub - ZEAS 2030 - Marine ¦ PG&E ¦ Marine | Com Central HVAC (Large) - Fuel Sub - ZEAS 2030 - Marine | 0.16483 | 0.814 | 0 | CBSA 2014, adjusted to reflect new efficiencies | 77.4179 | 2032 | 1 | SWHC046-03
COM-HVAC-FS-11-ZEAS.4 | Com ¦ Large Packaged Heat Pump (IEER 14.0) - Fuel Sub - ZEAS 2030 - Marine ¦ PG&E ¦ Marine | Com ¦ Large Packaged Heat Pump (IEER 14.0) - Fuel Sub - ZEAS 2030 - Marine | PG&E ¦ Marine | PG&E | All | Electric & Gas | Heat pump, IEER 14.0, 240-760 kbtuh, NR | Efficient |  |  | 1 | Conventional | HVAC | Com - Lodging | Com | ROB Only | 1 | 1000 sqft2 of floor space | Cap-Tons | 15 | DEER:HVAC_Split-Package_HP | 592.1841 | 0 | -79.8896 | SWHC046-03 | 907.8 | 2021 | 493.87 | 2021 | 0 | -50.09 | SWHC046-03 | Com Central HVAC (Large) - Fuel Sub - ZEAS 2030 - Marine ¦ PG&E ¦ Marine | Com Central HVAC (Large) - Fuel Sub - ZEAS 2030 - Marine | 0.08786 | 0.814 | 0 | CBSA 2014, adjusted to reflect new efficiencies | 695.8002 | 2032 | 1 | SWHC046-03
COM-HVAC-FS-11-ZEAS.5 | Com ¦ Large Packaged Heat Pump (IEER 14.0) - Fuel Sub - ZEAS 2030 - Marine ¦ PG&E ¦ Marine | Com ¦ Large Packaged Heat Pump (IEER 14.0) - Fuel Sub - ZEAS 2030 - Marine | PG&E ¦ Marine | PG&E | All | Electric & Gas | Heat pump, IEER 14.0, 240-760 kbtuh, NR | Efficient |  |  | 1 | Conventional | HVAC | Com - Office (Large) | Com | ROB Only | 1 | 1000 sqft2 of floor space | Cap-Tons | 15 | DEER:HVAC_Split-Package_HP | 22.1 | 0 | -2.78 | SWHC046-03 | 907.8 | 2021 | 493.87 | 2021 | 0 | -50.09 | SWHC046-03 | Com Central HVAC (Large) - Fuel Sub - ZEAS 2030 - Marine ¦ PG&E ¦ Marine | Com Central HVAC (Large) - Fuel Sub - ZEAS 2030 - Marine | 0.11704 | 0.814 | 0 | CBSA 2014, adjusted to reflect new efficiencies | 10.2863 | 2032 | 1 | SWHC046-03
COM-HVAC-FS-11-ZEAS.6 | Com ¦ Large Packaged Heat Pump (IEER 14.0) - Fuel Sub - ZEAS 2030 - Marine ¦ PG&E ¦ Marine | Com ¦ Large Packaged Heat Pump (IEER 14.0) - Fuel Sub - ZEAS 2030 - Marine | PG&E ¦ Marine | PG&E | All | Electric & Gas | Heat pump, IEER 14.0, 240-760 kbtuh, NR | Efficient |  |  | 1 | Conventional | HVAC | Com - Office (Small) | Com | ROB Only | 1 | 1000 sqft2 of floor space | Cap-Tons | 15 | DEER:HVAC_Split-Package_HP | 110 | 0 | -14 | SWHC046-03 | 907.8 | 2021 | 493.87 | 2021 | 0 | -50.09 | SWHC046-03 | Com Central HVAC (Large) - Fuel Sub - ZEAS 2030 - Marine ¦ PG&E ¦ Marine | Com Central HVAC (Large) - Fuel Sub - ZEAS 2030 - Marine | 0.13689 | 0.814 | 0 | CBSA 2014, adjusted to reflect new efficiencies | 22.6722 | 2032 | 1 | SWHC046-03
COM-HVAC-FS-11-ZEAS.7 | Com ¦ Large Packaged Heat Pump (IEER 14.0) - Fuel Sub - ZEAS 2030 - Marine ¦ PG&E ¦ Marine | Com ¦ Large Packaged Heat Pump (IEER 14.0) - Fuel Sub - ZEAS 2030 - Marine | PG&E ¦ Marine | PG&E | All | Electric & Gas | Heat pump, IEER 14.0, 240-760 kbtuh, NR | Efficient |  |  | 1 | Conventional | HVAC | Com - Other | Com | ROB Only | 1 | 1000 sqft2 of floor space | Cap-Tons | 15 | DEER:HVAC_Split-Package_HP | 374 | 0 | -49.6 | SWHC046-03 | 907.8 | 2021 | 493.87 | 2021 | 0 | -50.09 | SWHC046-03 | Com Central HVAC (Large) - Fuel Sub - ZEAS 2030 - Marine ¦ PG&E ¦ Marine | Com Central HVAC (Large) - Fuel Sub - ZEAS 2030 - Marine | 0.1938 | 0.814 | 0 | CBSA 2014, adjusted to reflect new efficiencies | 183.3896 | 2032 | 1 | SWHC046-03
COM-HVAC-FS-11-ZEAS.8 | Com ¦ Large Packaged Heat Pump (IEER 14.0) - Fuel Sub - ZEAS 2030 - Marine ¦ PG&E ¦ Marine | Com ¦ Large Packaged Heat Pump (IEER 14.0) - Fuel Sub - ZEAS 2030 - Marine | PG&E ¦ Marine | PG&E | All | Electric & Gas | Heat pump, IEER 14.0, 240-760 kbtuh, NR | Efficient |  |  | 1 | Conventional | HVAC | Com - Refrig. Warehouse | Com | ROB Only | 1 | 1000 sqft2 of floor space | Cap-Tons | 15 | DEER:HVAC_Split-Package_HP | 0 | 0 | 0 | SWHC046-03 | 0 | 2021 | 0 | 2021 | 0 | -50.09 | SWHC046-03 | Com Central HVAC (Large) - Fuel Sub - ZEAS 2030 - Marine ¦ PG&E ¦ Marine | Com Central HVAC (Large) - Fuel Sub - ZEAS 2030 - Marine | 0 | 0.814 | 0 | CBSA 2014, adjusted to reflect new efficiencies | 0 | 2032 | 1 | SWHC046-03
COM-HVAC-FS-11-ZEAS.9 | Com ¦ Large Packaged Heat Pump (IEER 14.0) - Fuel Sub - ZEAS 2030 - Marine ¦ PG&E ¦ Marine | Com ¦ Large Packaged Heat Pump (IEER 14.0) - Fuel Sub - ZEAS 2030 - Marine | PG&E ¦ Marine | PG&E | All | Electric & Gas | Heat pump, IEER 14.0, 240-760 kbtuh, NR | Efficient |  |  | 1 | Conventional | HVAC | Com - Restaurant | Com | ROB Only | 1 | 1000 sqft2 of floor space | Cap-Tons | 15 | DEER:HVAC_Split-Package_HP | 140.3853 | 0 | -17.7414 | SWHC046-03 | 907.8 | 2021 | 493.87 | 2021 | 0 | -50.09 | SWHC046-03 | Com Central HVAC (Large) - Fuel Sub - ZEAS 2030 - Marine ¦ PG&E ¦ Marine | Com Central HVAC (Large) - Fuel Sub - ZEAS 2030 - Marine | 0.1978 | 0.814 | 0 | CBSA 2014, adjusted to reflect new efficiencies | 10.8332 | 2032 | 1 | SWHC046-03
COM-HVAC-FS-11-ZEAS.10 | Com ¦ Large Packaged Heat Pump (IEER 14.0) - Fuel Sub - ZEAS 2030 - Marine ¦ PG&E ¦ Marine | Com ¦ Large Packaged Heat Pump (IEER 14.0) - Fuel Sub - ZEAS 2030 - Marine | PG&E ¦ Marine | PG&E | All | Electric & Gas | Heat pump, IEER 14.0, 240-760 kbtuh, NR | Efficient |  |  | 1 | Conventional | HVAC | Com - Retail | Com | ROB Only | 1 | 1000 sqft2 of floor space | Cap-Tons | 15 | DEER:HVAC_Split-Package_HP | 155.8503 | 0 | -21.3006 | SWHC046-03 | 907.8 | 2021 | 493.87 | 2021 | 0 | -50.09 | SWHC046-03 | Com Central HVAC (Large) - Fuel Sub - ZEAS 2030 - Marine ¦ PG&E ¦ Marine | Com Central HVAC (Large) - Fuel Sub - ZEAS 2030 - Marine | 0.082433 | 0.814 | 0 | CBSA 2014, adjusted to reflect new efficiencies | 50.4959 | 2032 | 1 | SWHC046-03
COM-HVAC-FS-11-ZEAS.11 | Com ¦ Large Packaged Heat Pump (IEER 14.0) - Fuel Sub - ZEAS 2030 - Marine ¦ PG&E ¦ Marine | Com ¦ Large Packaged Heat Pump (IEER 14.0) - Fuel Sub - ZEAS 2030 - Marine | PG&E ¦ Marine | PG&E | All | Electric & Gas | Heat pump, IEER 14.0, 240-760 kbtuh, NR | Efficient |  |  | 1 | Conventional | HVAC | Com - School | Com | ROB Only | 1 | 1000 sqft2 of floor space | Cap-Tons | 15 | DEER:HVAC_Split-Package_HP | 182.2164 | 0 | -25.5444 | SWHC046-03 | 907.8 | 2021 | 493.87 | 2021 | 0 | -50.09 | SWHC046-03 | Com Central HVAC (Large) - Fuel Sub - ZEAS 2030 - Marine ¦ PG&E ¦ Marine | Com Central HVAC (Large) - Fuel Sub - ZEAS 2030 - Marine | 0.12518 | 0.814 | 0 | CBSA 2014, adjusted to reflect new efficiencies | 28.361 | 2032 | 1 | SWHC046-03
COM-HVAC-FS-11-ZEAS.12 | Com ¦ Large Packaged Heat Pump (IEER 14.0) - Fuel Sub - ZEAS 2030 - Marine ¦ PG&E ¦ Marine | Com ¦ Large Packaged Heat Pump (IEER 14.0) - Fuel Sub - ZEAS 2030 - Marine | PG&E ¦ Marine | PG&E | All | Electric & Gas | Heat pump, IEER 14.0, 240-760 kbtuh, NR | Efficient |  |  | 1 | Conventional | HVAC | Com - Warehouse | Com | ROB Only | 1 | 1000 sqft2 of floor space | Cap-Tons | 15 | DEER:HVAC_Split-Package_HP | 452 | 0 | -56.4 | SWHC046-03 | 907.8 | 2021 | 493.87 | 2021 | 0 | -50.09 | SWHC046-03 | Com Central HVAC (Large) - Fuel Sub - ZEAS 2030 - Marine ¦ PG&E ¦ Marine | Com Central HVAC (Large) - Fuel Sub - ZEAS 2030 - Marine | 0.025654 | 0.814 | 0 | CBSA 2014, adjusted to reflect new efficiencies | 102.2775 | 2032 | 1 | SWHC046-03
COM-HVAC-FS-11-ZEAS.13 | Com ¦ Large Packaged Heat Pump (IEER 14.0) - Fuel Sub - ZEAS 2030 - Hot-Dry ¦ PG&E ¦ Hot-Dry | Com ¦ Large Packaged Heat Pump (IEER 14.0) - Fuel Sub - ZEAS 2030 - Hot-Dry | PG&E ¦ Hot-Dry | PG&E | All | Electric & Gas | Heat pump, IEER 14.0, 240-760 kbtuh, NR | Efficient |  |  | 1 | Conventional | HVAC | Com - College | Com | ROB Only | 1 | 1000 sqft2 of floor space | Cap-Tons | 15 | DEER:HVAC_Split-Package_HP | 184.0954 | 0 | -24.2495 | SWHC046-03 | 907.8 | 2021 | 493.87 | 2021 | 0 | -50.09 | SWHC046-03 | Com Central HVAC (Large) - Fuel Sub - ZEAS 2030 - Hot-Dry ¦ PG&E ¦ Hot-Dry | Com Central HVAC (Large) - Fuel Sub - ZEAS 2030 - Hot-Dry | 0.11162 | 0.814 | 0 | CBSA 2014, adjusted to reflect new efficiencies | 66.0919 | 2032 | 1 | SWHC046-03
COM-HVAC-FS-11-ZEAS.14 | Com ¦ Large Packaged Heat Pump (IEER 14.0) - Fuel Sub - ZEAS 2030 - Hot-Dry ¦ PG&E ¦ Hot-Dry | Com ¦ Large Packaged Heat Pump (IEER 14.0) - Fuel Sub - ZEAS 2030 - Hot-Dry | PG&E ¦ Hot-Dry | PG&E | All | Electric & Gas | Heat pump, IEER 14.0, 240-760 kbtuh, NR | Efficient |  |  | 1 | Conventional | HVAC | Com - Grocery | Com | ROB Only | 1 | 1000 sqft2 of floor space | Cap-Tons | 15 | DEER:HVAC_Split-Package_HP | 899 | 0 | -92.1 | SWHC046-03 | 907.8 | 2021 | 493.87 | 2021 | 0 | -50.09 | SWHC046-03 | Com Central HVAC (Large) - Fuel Sub - ZEAS 2030 - Hot-Dry ¦ PG&E ¦ Hot-Dry | Com Central HVAC (Large) - Fuel Sub - ZEAS 2030 - Hot-Dry | 0.18624 | 0.814 | 0 | CBSA 2014, adjusted to reflect new efficiencies | 165.7007 | 2032 | 1 | SWHC046-03
COM-HVAC-FS-11-ZEAS.15 | Com ¦ Large Packaged Heat Pump (IEER 14.0) - Fuel Sub - ZEAS 2030 - Hot-Dry ¦ PG&E ¦ Hot-Dry | Com ¦ Large Packaged Heat Pump (IEER 14.0) - Fuel Sub - ZEAS 2030 - Hot-Dry | PG&E ¦ Hot-Dry | PG&E | All | Electric & Gas | Heat pump, IEER 14.0, 240-760 kbtuh, NR | Efficient |  |  | 1 | Conventional | HVAC | Com - Health | Com | ROB Only | 1 | 1000 sqft2 of floor space | Cap-Tons | 15 | DEER:HVAC_Split-Package_HP | 294.7111 | 0 | -37.4732 | SWHC046-03 | 907.8 | 2021 | 493.87 | 2021 | 0 | -50.09 | SWHC046-03 | Com Central HVAC (Large) - Fuel Sub - ZEAS 2030 - Hot-Dry ¦ PG&E ¦ Hot-Dry | Com Central HVAC (Large) - Fuel Sub - ZEAS 2030 - Hot-Dry | 0.16483 | 0.814 | 0 | CBSA 2014, adjusted to reflect new efficiencies | 86.5612 | 2032 | 1 | SWHC046-03
COM-HVAC-FS-11-ZEAS.16 | Com ¦ Large Packaged Heat Pump (IEER 14.0) - Fuel Sub - ZEAS 2030 - Hot-Dry ¦ PG&E ¦ Hot-Dry | Com ¦ Large Packaged Heat Pump (IEER 14.0) - Fuel Sub - ZEAS 2030 - Hot-Dry | PG&E ¦ Hot-Dry | PG&E | All | Electric & Gas | Heat pump, IEER 14.0, 240-760 kbtuh, NR | Efficient |  |  | 1 | Conventional | HVAC | Com - Lodging | Com | ROB Only | 1 | 1000 sqft2 of floor space | Cap-Tons | 15 | DEER:HVAC_Split-Package_HP | 510.851 | 0 | -64.0593 | SWHC046-03 | 907.8 | 2021 | 493.87 | 2021 | 0 | -50.09 | SWHC046-03 | Com Central HVAC (Large) - Fuel Sub - ZEAS 2030 - Hot-Dry ¦ PG&E ¦ Hot-Dry | Com Central HVAC (Large) - Fuel Sub - ZEAS 2030 - Hot-Dry | 0.08786 | 0.814 | 0 | CBSA 2014, adjusted to reflect new efficiencies | 552.2479 | 2032 | 1 | SWHC046-03
COM-HVAC-FS-11-ZEAS.17 | Com ¦ Large Packaged Heat Pump (IEER 14.0) - Fuel Sub - ZEAS 2030 - Hot-Dry ¦ PG&E ¦ Hot-Dry | Com ¦ Large Packaged Heat Pump (IEER 14.0) - Fuel Sub - ZEAS 2030 - Hot-Dry | PG&E ¦ Hot-Dry | PG&E | All | Electric & Gas | Heat pump, IEER 14.0, 240-760 kbtuh, NR | Efficient |  |  | 1 | Conventional | HVAC | Com - Office (Large) | Com | ROB Only | 1 | 1000 sqft2 of floor space | Cap-Tons | 15 | DEER:HVAC_Split-Package_HP | 28.3 | 0 | -3.3 | SWHC046-03 | 907.8 | 2021 | 493.87 | 2021 | 0 | -50.09 | SWHC046-03 | Com Central HVAC (Large) - Fuel Sub - ZEAS 2030 - Hot-Dry ¦ PG&E ¦ Hot-Dry | Com Central HVAC (Large) - Fuel Sub - ZEAS 2030 - Hot-Dry | 0.11704 | 0.814 | 0 | CBSA 2014, adjusted to reflect new efficiencies | 12.0048 | 2032 | 1 | SWHC046-03
COM-HVAC-FS-11-ZEAS.18 | Com ¦ Large Packaged Heat Pump (IEER 14.0) - Fuel Sub - ZEAS 2030 - Hot-Dry ¦ PG&E ¦ Hot-Dry | Com ¦ Large Packaged Heat Pump (IEER 14.0) - Fuel Sub - ZEAS 2030 - Hot-Dry | PG&E ¦ Hot-Dry | PG&E | All | Electric & Gas | Heat pump, IEER 14.0, 240-760 kbtuh, NR | Efficient |  |  | 1 | Conventional | HVAC | Com - Office (Small) | Com | ROB Only | 1 | 1000 sqft2 of floor space | Cap-Tons | 15 | DEER:HVAC_Split-Package_HP | 103 | 0 | -12.6 | SWHC046-03 | 907.8 | 2021 | 493.87 | 2021 | 0 | -50.09 | SWHC046-03 | Com Central HVAC (Large) - Fuel Sub - ZEAS 2030 - Hot-Dry ¦ PG&E ¦ Hot-Dry | Com Central HVAC (Large) - Fuel Sub - ZEAS 2030 - Hot-Dry | 0.13689 | 0.814 | 0 | CBSA 2014, adjusted to reflect new efficiencies | 20.2216 | 2032 | 1 | SWHC046-03
COM-HVAC-FS-11-ZEAS.19 | Com ¦ Large Packaged Heat Pump (IEER 14.0) - Fuel Sub - ZEAS 2030 - Hot-Dry ¦ PG&E ¦ Hot-Dry | Com ¦ Large Packaged Heat Pump (IEER 14.0) - Fuel Sub - ZEAS 2030 - Hot-Dry | PG&E ¦ Hot-Dry | PG&E | All | Electric & Gas | Heat pump, IEER 14.0, 240-760 kbtuh, NR | Efficient |  |  | 1 | Conventional | HVAC | Com - Other | Com | ROB Only | 1 | 1000 sqft2 of floor space | Cap-Tons | 15 | DEER:HVAC_Split-Package_HP | 331 | 0 | -44.2 | SWHC046-03 | 907.8 | 2021 | 493.87 | 2021 | 0 | -50.09 | SWHC046-03 | Com Central HVAC (Large) - Fuel Sub - ZEAS 2030 - Hot-Dry ¦ PG&E ¦ Hot-Dry | Com Central HVAC (Large) - Fuel Sub - ZEAS 2030 - Hot-Dry | 0.1938 | 0.814 | 0 | CBSA 2014, adjusted to reflect new efficiencies | 163.6758 | 2032 | 1 | SWHC046-03
COM-HVAC-FS-11-ZEAS.20 | Com ¦ Large Packaged Heat Pump (IEER 14.0) - Fuel Sub - ZEAS 2030 - Hot-Dry ¦ PG&E ¦ Hot-Dry | Com ¦ Large Packaged Heat Pump (IEER 14.0) - Fuel Sub - ZEAS 2030 - Hot-Dry | PG&E ¦ Hot-Dry | PG&E | All | Electric & Gas | Heat pump, IEER 14.0, 240-760 kbtuh, NR | Efficient |  |  | 1 | Conventional | HVAC | Com - Refrig. Warehouse | Com | ROB Only | 1 | 1000 sqft2 of floor space | Cap-Tons | 15 | DEER:HVAC_Split-Package_HP | 0 | 0 | 0 | SWHC046-03 | 0 | 2021 | 0 | 2021 | 0 | -50.09 | SWHC046-03 | Com Central HVAC (Large) - Fuel Sub - ZEAS 2030 - Hot-Dry ¦ PG&E ¦ Hot-Dry | Com Central HVAC (Large) - Fuel Sub - ZEAS 2030 - Hot-Dry | 0 | 0.814 | 0 | CBSA 2014, adjusted to reflect new efficiencies | 0 | 2032 | 1 | SWHC046-03
COM-HVAC-FS-11-ZEAS.21 | Com ¦ Large Packaged Heat Pump (IEER 14.0) - Fuel Sub - ZEAS 2030 - Hot-Dry ¦ PG&E ¦ Hot-Dry | Com ¦ Large Packaged Heat Pump (IEER 14.0) - Fuel Sub - ZEAS 2030 - Hot-Dry | PG&E ¦ Hot-Dry | PG&E | All | Electric & Gas | Heat pump, IEER 14.0, 240-760 kbtuh, NR | Efficient |  |  | 1 | Conventional | HVAC | Com - Restaurant | Com | ROB Only | 1 | 1000 sqft2 of floor space | Cap-Tons | 15 | DEER:HVAC_Split-Package_HP | 172.0091 | 0 | -20.5512 | SWHC046-03 | 907.8 | 2021 | 493.87 | 2021 | 0 | -50.09 | SWHC046-03 | Com Central HVAC (Large) - Fuel Sub - ZEAS 2030 - Hot-Dry ¦ PG&E ¦ Hot-Dry | Com Central HVAC (Large) - Fuel Sub - ZEAS 2030 - Hot-Dry | 0.1978 | 0.814 | 0 | CBSA 2014, adjusted to reflect new efficiencies | 12.382 | 2032 | 1 | SWHC046-03
COM-HVAC-FS-11-ZEAS.22 | Com ¦ Large Packaged Heat Pump (IEER 14.0) - Fuel Sub - ZEAS 2030 - Hot-Dry ¦ PG&E ¦ Hot-Dry | Com ¦ Large Packaged Heat Pump (IEER 14.0) - Fuel Sub - ZEAS 2030 - Hot-Dry | PG&E ¦ Hot-Dry | PG&E | All | Electric & Gas | Heat pump, IEER 14.0, 240-760 kbtuh, NR | Efficient |  |  | 1 | Conventional | HVAC | Com - Retail | Com | ROB Only | 1 | 1000 sqft2 of floor space | Cap-Tons | 15 | DEER:HVAC_Split-Package_HP | 147.3275 | 0 | -17.8483 | SWHC046-03 | 907.8 | 2021 | 493.87 | 2021 | 0 | -50.09 | SWHC046-03 | Com Central HVAC (Large) - Fuel Sub - ZEAS 2030 - Hot-Dry ¦ PG&E ¦ Hot-Dry | Com Central HVAC (Large) - Fuel Sub - ZEAS 2030 - Hot-Dry | 0.082433 | 0.814 | 0 | CBSA 2014, adjusted to reflect new efficiencies | 36.4319 | 2032 | 1 | SWHC046-03
COM-HVAC-FS-11-ZEAS.23 | Com ¦ Large Packaged Heat Pump (IEER 14.0) - Fuel Sub - ZEAS 2030 - Hot-Dry ¦ PG&E ¦ Hot-Dry | Com ¦ Large Packaged Heat Pump (IEER 14.0) - Fuel Sub - ZEAS 2030 - Hot-Dry | PG&E ¦ Hot-Dry | PG&E | All | Electric & Gas | Heat pump, IEER 14.0, 240-760 kbtuh, NR | Efficient |  |  | 1 | Conventional | HVAC | Com - School | Com | ROB Only | 1 | 1000 sqft2 of floor space | Cap-Tons | 15 | DEER:HVAC_Split-Package_HP | 195.727 | 0 | -25.2759 | SWHC046-03 | 907.8 | 2021 | 493.87 | 2021 | 0 | -50.09 | SWHC046-03 | Com Central HVAC (Large) - Fuel Sub - ZEAS 2030 - Hot-Dry ¦ PG&E ¦ Hot-Dry | Com Central HVAC (Large) - Fuel Sub - ZEAS 2030 - Hot-Dry | 0.12518 | 0.814 | 0 | CBSA 2014, adjusted to reflect new efficiencies | 25.5231 | 2032 | 1 | SWHC046-03
COM-HVAC-FS-11-ZEAS.24 | Com ¦ Large Packaged Heat Pump (IEER 14.0) - Fuel Sub - ZEAS 2030 - Hot-Dry ¦ PG&E ¦ Hot-Dry | Com ¦ Large Packaged Heat Pump (IEER 14.0) - Fuel Sub - ZEAS 2030 - Hot-Dry | PG&E ¦ Hot-Dry | PG&E | All | Electric & Gas | Heat pump, IEER 14.0, 240-760 kbtuh, NR | Efficient |  |  | 1 | Conventional | HVAC | Com - Warehouse | Com | ROB Only | 1 | 1000 sqft2 of floor space | Cap-Tons | 15 | DEER:HVAC_Split-Package_HP | 450 | 0 | -58.5 | SWHC046-03 | 907.8 | 2021 | 493.87 | 2021 | 0 | -50.09 | SWHC046-03 | Com Central HVAC (Large) - Fuel Sub - ZEAS 2030 - Hot-Dry ¦ PG&E ¦ Hot-Dry | Com Central HVAC (Large) - Fuel Sub - ZEAS 2030 - Hot-Dry | 0.025654 | 0.814 | 0 | CBSA 2014, adjusted to reflect new efficiencies | 111.7295 | 2032 | 1 | SWHC046-03
COM-HVAC-FS-11-ZEAS.25 | Com ¦ Large Packaged Heat Pump (IEER 14.0) - Fuel Sub - ZEAS 2030 - Cold ¦ PG&E ¦ Cold | Com ¦ Large Packaged Heat Pump (IEER 14.0) - Fuel Sub - ZEAS 2030 - Cold | PG&E ¦ Cold | PG&E | All | Electric & Gas | Heat pump, IEER 14.0, 240-760 kbtuh, NR | Efficient |  |  | 1 | Conventional | HVAC | Com - College | Com | ROB Only | 1 | 1000 sqft2 of floor space | Cap-Tons | 15 | DEER:HVAC_Split-Package_HP | 616.9734 | 0 | -68.7425 | SWHC046-03 | 907.8 | 2021 | 493.87 | 2021 | 0 | -50.09 | SWHC046-03 | Com Central HVAC (Large) - Fuel Sub - ZEAS 2030 - Cold ¦ PG&E ¦ Cold | Com Central HVAC (Large) - Fuel Sub - ZEAS 2030 - Cold | 0.11162 | 0.814 | 0 | CBSA 2014, adjusted to reflect new efficiencies | 180.1774 | 2032 | 1 | SWHC046-03
COM-HVAC-FS-11-ZEAS.26 | Com ¦ Large Packaged Heat Pump (IEER 14.0) - Fuel Sub - ZEAS 2030 - Cold ¦ PG&E ¦ Cold | Com ¦ Large Packaged Heat Pump (IEER 14.0) - Fuel Sub - ZEAS 2030 - Cold | PG&E ¦ Cold | PG&E | All | Electric & Gas | Heat pump, IEER 14.0, 240-760 kbtuh, NR | Efficient |  |  | 1 | Conventional | HVAC | Com - Grocery | Com | ROB Only | 1 | 1000 sqft2 of floor space | Cap-Tons | 15 | DEER:HVAC_Split-Package_HP | 2800 | 0 | -283 | SWHC046-03 | 907.8 | 2021 | 493.87 | 2021 | 0 | -50.09 | SWHC046-03 | Com Central HVAC (Large) - Fuel Sub - ZEAS 2030 - Cold ¦ PG&E ¦ Cold | Com Central HVAC (Large) - Fuel Sub - ZEAS 2030 - Cold | 0.18624 | 0.814 | 0 | CBSA 2014, adjusted to reflect new efficiencies | 507.0414 | 2032 | 1 | SWHC046-03
COM-HVAC-FS-11-ZEAS.27 | Com ¦ Large Packaged Heat Pump (IEER 14.0) - Fuel Sub - ZEAS 2030 - Cold ¦ PG&E ¦ Cold | Com ¦ Large Packaged Heat Pump (IEER 14.0) - Fuel Sub - ZEAS 2030 - Cold | PG&E ¦ Cold | PG&E | All | Electric & Gas | Heat pump, IEER 14.0, 240-760 kbtuh, NR | Efficient |  |  | 1 | Conventional | HVAC | Com - Health | Com | ROB Only | 1 | 1000 sqft2 of floor space | Cap-Tons | 15 | DEER:HVAC_Split-Package_HP | 787.6167 | 0 | -88.0091 | SWHC046-03 | 907.8 | 2021 | 493.87 | 2021 | 0 | -50.09 | SWHC046-03 | Com Central HVAC (Large) - Fuel Sub - ZEAS 2030 - Cold ¦ PG&E ¦ Cold | Com Central HVAC (Large) - Fuel Sub - ZEAS 2030 - Cold | 0.16483 | 0.814 | 0 | CBSA 2014, adjusted to reflect new efficiencies | 197.0498 | 2032 | 1 | SWHC046-03
COM-HVAC-FS-11-ZEAS.28 | Com ¦ Large Packaged Heat Pump (IEER 14.0) - Fuel Sub - ZEAS 2030 - Cold ¦ PG&E ¦ Cold | Com ¦ Large Packaged Heat Pump (IEER 14.0) - Fuel Sub - ZEAS 2030 - Cold | PG&E ¦ Cold | PG&E | All | Electric & Gas | Heat pump, IEER 14.0, 240-760 kbtuh, NR | Efficient |  |  | 1 | Conventional | HVAC | Com - Lodging | Com | ROB Only | 1 | 1000 sqft2 of floor space | Cap-Tons | 15 | DEER:HVAC_Split-Package_HP | 1540.662 | 0 | -171.2941 | SWHC046-03 | 907.8 | 2021 | 493.87 | 2021 | 0 | -50.09 | SWHC046-03 | Com Central HVAC (Large) - Fuel Sub - ZEAS 2030 - Cold ¦ PG&E ¦ Cold | Com Central HVAC (Large) - Fuel Sub - ZEAS 2030 - Cold | 0.08786 | 0.814 | 0 | CBSA 2014, adjusted to reflect new efficiencies | 1449.1674 | 2032 | 1 | SWHC046-03
COM-HVAC-FS-11-ZEAS.29 | Com ¦ Large Packaged Heat Pump (IEER 14.0) - Fuel Sub - ZEAS 2030 - Cold ¦ PG&E ¦ Cold | Com ¦ Large Packaged Heat Pump (IEER 14.0) - Fuel Sub - ZEAS 2030 - Cold | PG&E ¦ Cold | PG&E | All | Electric & Gas | Heat pump, IEER 14.0, 240-760 kbtuh, NR | Efficient |  |  | 1 | Conventional | HVAC | Com - Office (Large) | Com | ROB Only | 1 | 1000 sqft2 of floor space | Cap-Tons | 15 | DEER:HVAC_Split-Package_HP | 149 | 0 | -15.8 | SWHC046-03 | 907.8 | 2021 | 493.87 | 2021 | 0 | -50.09 | SWHC046-03 | Com Central HVAC (Large) - Fuel Sub - ZEAS 2030 - Cold ¦ PG&E ¦ Cold | Com Central HVAC (Large) - Fuel Sub - ZEAS 2030 - Cold | 0.11704 | 0.814 | 0 | CBSA 2014, adjusted to reflect new efficiencies | 56.1347 | 2032 | 1 | SWHC046-03
COM-HVAC-FS-11-ZEAS.30 | Com ¦ Large Packaged Heat Pump (IEER 14.0) - Fuel Sub - ZEAS 2030 - Cold ¦ PG&E ¦ Cold | Com ¦ Large Packaged Heat Pump (IEER 14.0) - Fuel Sub - ZEAS 2030 - Cold | PG&E ¦ Cold | PG&E | All | Electric & Gas | Heat pump, IEER 14.0, 240-760 kbtuh, NR | Efficient |  |  | 1 | Conventional | HVAC | Com - Office (Small) | Com | ROB Only | 1 | 1000 sqft2 of floor space | Cap-Tons | 15 | DEER:HVAC_Split-Package_HP | 357 | 0 | -38.8 | SWHC046-03 | 907.8 | 2021 | 493.87 | 2021 | 0 | -50.09 | SWHC046-03 | Com Central HVAC (Large) - Fuel Sub - ZEAS 2030 - Cold ¦ PG&E ¦ Cold | Com Central HVAC (Large) - Fuel Sub - ZEAS 2030 - Cold | 0.13689 | 0.814 | 0 | CBSA 2014, adjusted to reflect new efficiencies | 60.4437 | 2032 | 1 | SWHC046-03
COM-HVAC-FS-11-ZEAS.31 | Com ¦ Large Packaged Heat Pump (IEER 14.0) - Fuel Sub - ZEAS 2030 - Cold ¦ PG&E ¦ Cold | Com ¦ Large Packaged Heat Pump (IEER 14.0) - Fuel Sub - ZEAS 2030 - Cold | PG&E ¦ Cold | PG&E | All | Electric & Gas | Heat pump, IEER 14.0, 240-760 kbtuh, NR | Efficient |  |  | 1 | Conventional | HVAC | Com - Other | Com | ROB Only | 1 | 1000 sqft2 of floor space | Cap-Tons | 15 | DEER:HVAC_Split-Package_HP | 1150 | 0 | -137 | SWHC046-03 | 907.8 | 2021 | 493.87 | 2021 | 0 | -50.09 | SWHC046-03 | Com Central HVAC (Large) - Fuel Sub - ZEAS 2030 - Cold ¦ PG&E ¦ Cold | Com Central HVAC (Large) - Fuel Sub - ZEAS 2030 - Cold | 0.1938 | 0.814 | 0 | CBSA 2014, adjusted to reflect new efficiencies | 493.6228 | 2032 | 1 | SWHC046-03
COM-HVAC-FS-11-ZEAS.32 | Com ¦ Large Packaged Heat Pump (IEER 14.0) - Fuel Sub - ZEAS 2030 - Cold ¦ PG&E ¦ Cold | Com ¦ Large Packaged Heat Pump (IEER 14.0) - Fuel Sub - ZEAS 2030 - Cold | PG&E ¦ Cold | PG&E | All | Electric & Gas | Heat pump, IEER 14.0, 240-760 kbtuh, NR | Efficient |  |  | 1 | Conventional | HVAC | Com - Refrig. Warehouse | Com | ROB Only | 1 | 1000 sqft2 of floor space | Cap-Tons | 15 | DEER:HVAC_Split-Package_HP | 0 | 0 | 0 | SWHC046-03 | 0 | 2021 | 0 | 2021 | 0 | -50.09 | SWHC046-03 | Com Central HVAC (Large) - Fuel Sub - ZEAS 2030 - Cold ¦ PG&E ¦ Cold | Com Central HVAC (Large) - Fuel Sub - ZEAS 2030 - Cold | 0 | 0.814 | 0 | CBSA 2014, adjusted to reflect new efficiencies | 0 | 2032 | 1 | SWHC046-03
COM-HVAC-FS-11-ZEAS.33 | Com ¦ Large Packaged Heat Pump (IEER 14.0) - Fuel Sub - ZEAS 2030 - Cold ¦ PG&E ¦ Cold | Com ¦ Large Packaged Heat Pump (IEER 14.0) - Fuel Sub - ZEAS 2030 - Cold | PG&E ¦ Cold | PG&E | All | Electric & Gas | Heat pump, IEER 14.0, 240-760 kbtuh, NR | Efficient |  |  | 1 | Conventional | HVAC | Com - Restaurant | Com | ROB Only | 1 | 1000 sqft2 of floor space | Cap-Tons | 15 | DEER:HVAC_Split-Package_HP | 735.0204 | 0 | -83.2271 | SWHC046-03 | 907.8 | 2021 | 493.87 | 2021 | 0 | -50.09 | SWHC046-03 | Com Central HVAC (Large) - Fuel Sub - ZEAS 2030 - Cold ¦ PG&E ¦ Cold | Com Central HVAC (Large) - Fuel Sub - ZEAS 2030 - Cold | 0.1978 | 0.814 | 0 | CBSA 2014, adjusted to reflect new efficiencies | 49.4612 | 2032 | 1 | SWHC046-03
COM-HVAC-FS-11-ZEAS.34 | Com ¦ Large Packaged Heat Pump (IEER 14.0) - Fuel Sub - ZEAS 2030 - Cold ¦ PG&E ¦ Cold | Com ¦ Large Packaged Heat Pump (IEER 14.0) - Fuel Sub - ZEAS 2030 - Cold | PG&E ¦ Cold | PG&E | All | Electric & Gas | Heat pump, IEER 14.0, 240-760 kbtuh, NR | Efficient |  |  | 1 | Conventional | HVAC | Com - Retail | Com | ROB Only | 1 | 1000 sqft2 of floor space | Cap-Tons | 15 | DEER:HVAC_Split-Package_HP | 674.5041 | 0 | -74.8337 | SWHC046-03 | 907.8 | 2021 | 493.87 | 2021 | 0 | -50.09 | SWHC046-03 | Com Central HVAC (Large) - Fuel Sub - ZEAS 2030 - Cold ¦ PG&E ¦ Cold | Com Central HVAC (Large) - Fuel Sub - ZEAS 2030 - Cold | 0.082433 | 0.814 | 0 | CBSA 2014, adjusted to reflect new efficiencies | 132.7972 | 2032 | 1 | SWHC046-03
COM-HVAC-FS-11-ZEAS.35 | Com ¦ Large Packaged Heat Pump (IEER 14.0) - Fuel Sub - ZEAS 2030 - Cold ¦ PG&E ¦ Cold | Com ¦ Large Packaged Heat Pump (IEER 14.0) - Fuel Sub - ZEAS 2030 - Cold | PG&E ¦ Cold | PG&E | All | Electric & Gas | Heat pump, IEER 14.0, 240-760 kbtuh, NR | Efficient |  |  | 1 | Conventional | HVAC | Com - School | Com | ROB Only | 1 | 1000 sqft2 of floor space | Cap-Tons | 15 | DEER:HVAC_Split-Package_HP | 655.1832 | 0 | -73.3577 | SWHC046-03 | 907.8 | 2021 | 493.87 | 2021 | 0 | -50.09 | SWHC046-03 | Com Central HVAC (Large) - Fuel Sub - ZEAS 2030 - Cold ¦ PG&E ¦ Cold | Com Central HVAC (Large) - Fuel Sub - ZEAS 2030 - Cold | 0.12518 | 0.814 | 0 | CBSA 2014, adjusted to reflect new efficiencies | 59.73 | 2032 | 1 | SWHC046-03
COM-HVAC-FS-11-ZEAS.36 | Com ¦ Large Packaged Heat Pump (IEER 14.0) - Fuel Sub - ZEAS 2030 - Cold ¦ PG&E ¦ Cold | Com ¦ Large Packaged Heat Pump (IEER 14.0) - Fuel Sub - ZEAS 2030 - Cold | PG&E ¦ Cold | PG&E | All | Electric & Gas | Heat pump, IEER 14.0, 240-760 kbtuh, NR | Efficient |  |  | 1 | Conventional | HVAC | Com - Warehouse | Com | ROB Only | 1 | 1000 sqft2 of floor space | Cap-Tons | 15 | DEER:HVAC_Split-Package_HP | 1120 | 0 | -125 | SWHC046-03 | 907.8 | 2021 | 493.87 | 2021 | 0 | -50.09 | SWHC046-03 | Com Central HVAC (Large) - Fuel Sub - ZEAS 2030 - Cold ¦ PG&E ¦ Cold | Com Central HVAC (Large) - Fuel Sub - ZEAS 2030 - Cold | 0.025654 | 0.814 | 0 | CBSA 2014, adjusted to reflect new efficiencies | 191.2435 | 2032 | 1 | SWHC046-03
COM-HVAC-FS-11-ZEAS.37 | Com ¦ Large Packaged Heat Pump (IEER 14.0) - Fuel Sub - ZEAS 2030 - Marine ¦ SCG ¦ Marine | Com ¦ Large Packaged Heat Pump (IEER 14.0) - Fuel Sub - ZEAS 2030 - Marine | SCG ¦ Marine | SCG | All | Electric & Gas | Heat pump, IEER 14.0, 240-760 kbtuh, NR | Efficient |  |  | 1 | Conventional | HVAC | Com - College | Com | ROB Only | 1 | 1000 sqft2 of floor space | Cap-Tons | 15 | DEER:HVAC_Split-Package_HP | 56.0937 | 0 | -8.342 | SWHC046-03 | 907.8 | 2021 | 493.87 | 2021 | 0 | -50.09 | SWHC046-03 | Com Central HVAC (Large) - Fuel Sub - ZEAS 2030 - Marine ¦ SCG ¦ Marine | Com Central HVAC (Large) - Fuel Sub - ZEAS 2030 - Marine | 0.12457 | 0.814 | 0 | CBSA 2014, adjusted to reflect new efficiencies | 23.2823 | 2032 | 1 | SWHC046-03
COM-HVAC-FS-11-ZEAS.38 | Com ¦ Large Packaged Heat Pump (IEER 14.0) - Fuel Sub - ZEAS 2030 - Marine ¦ SCG ¦ Marine | Com ¦ Large Packaged Heat Pump (IEER 14.0) - Fuel Sub - ZEAS 2030 - Marine | SCG ¦ Marine | SCG | All | Electric & Gas | Heat pump, IEER 14.0, 240-760 kbtuh, NR | Efficient |  |  | 1 | Conventional | HVAC | Com - Grocery | Com | ROB Only | 1 | 1000 sqft2 of floor space | Cap-Tons | 15 | DEER:HVAC_Split-Package_HP | 667 | 0 | -73.8 | SWHC046-03 | 907.8 | 2021 | 493.87 | 2021 | 0 | -50.09 | SWHC046-03 | Com Central HVAC (Large) - Fuel Sub - ZEAS 2030 - Marine ¦ SCG ¦ Marine | Com Central HVAC (Large) - Fuel Sub - ZEAS 2030 - Marine | 0.22158 | 0.814 | 0 | CBSA 2014, adjusted to reflect new efficiencies | 135.7785 | 2032 | 1 | SWHC046-03
COM-HVAC-FS-11-ZEAS.39 | Com ¦ Large Packaged Heat Pump (IEER 14.0) - Fuel Sub - ZEAS 2030 - Marine ¦ SCG ¦ Marine | Com ¦ Large Packaged Heat Pump (IEER 14.0) - Fuel Sub - ZEAS 2030 - Marine | SCG ¦ Marine | SCG | All | Electric & Gas | Heat pump, IEER 14.0, 240-760 kbtuh, NR | Efficient |  |  | 1 | Conventional | HVAC | Com - Health | Com | ROB Only | 1 | 1000 sqft2 of floor space | Cap-Tons | 15 | DEER:HVAC_Split-Package_HP | 113.3475 | 0 | -14.8577 | SWHC046-03 | 907.8 | 2021 | 493.87 | 2021 | 0 | -50.09 | SWHC046-03 | Com Central HVAC (Large) - Fuel Sub - ZEAS 2030 - Marine ¦ SCG ¦ Marine | Com Central HVAC (Large) - Fuel Sub - ZEAS 2030 - Marine | 0.17666 | 0.814 | 0 | CBSA 2014, adjusted to reflect new efficiencies | 34.5498 | 2032 | 1 | SWHC046-03
COM-HVAC-FS-11-ZEAS.40 | Com ¦ Large Packaged Heat Pump (IEER 14.0) - Fuel Sub - ZEAS 2030 - Marine ¦ SCG ¦ Marine | Com ¦ Large Packaged Heat Pump (IEER 14.0) - Fuel Sub - ZEAS 2030 - Marine | SCG ¦ Marine | SCG | All | Electric & Gas | Heat pump, IEER 14.0, 240-760 kbtuh, NR | Efficient |  |  | 1 | Conventional | HVAC | Com - Lodging | Com | ROB Only | 1 | 1000 sqft2 of floor space | Cap-Tons | 15 | DEER:HVAC_Split-Package_HP | 234.2601 | 0 | -30.7179 | SWHC046-03 | 907.8 | 2021 | 493.87 | 2021 | 0 | -50.09 | SWHC046-03 | Com Central HVAC (Large) - Fuel Sub - ZEAS 2030 - Marine ¦ SCG ¦ Marine | Com Central HVAC (Large) - Fuel Sub - ZEAS 2030 - Marine | 0.099203 | 0.814 | 0 | CBSA 2014, adjusted to reflect new efficiencies | 266.5039 | 2032 | 1 | SWHC046-03
COM-HVAC-FS-11-ZEAS.41 | Com ¦ Large Packaged Heat Pump (IEER 14.0) - Fuel Sub - ZEAS 2030 - Marine ¦ SCG ¦ Marine | Com ¦ Large Packaged Heat Pump (IEER 14.0) - Fuel Sub - ZEAS 2030 - Marine | SCG ¦ Marine | SCG | All | Electric & Gas | Heat pump, IEER 14.0, 240-760 kbtuh, NR | Efficient |  |  | 1 | Conventional | HVAC | Com - Office (Large) | Com | ROB Only | 1 | 1000 sqft2 of floor space | Cap-Tons | 15 | DEER:HVAC_Split-Package_HP | -2.86 | 0 | -0.523 | SWHC046-03 | 907.8 | 2021 | 493.87 | 2021 | 0 | -50.09 | SWHC046-03 | Com Central HVAC (Large) - Fuel Sub - ZEAS 2030 - Marine ¦ SCG ¦ Marine | Com Central HVAC (Large) - Fuel Sub - ZEAS 2030 - Marine | 0.13151 | 0.814 | 0 | CBSA 2014, adjusted to reflect new efficiencies | 2.6331 | 2032 | 1 | SWHC046-03
COM-HVAC-FS-11-ZEAS.42 | Com ¦ Large Packaged Heat Pump (IEER 14.0) - Fuel Sub - ZEAS 2030 - Marine ¦ SCG ¦ Marine | Com ¦ Large Packaged Heat Pump (IEER 14.0) - Fuel Sub - ZEAS 2030 - Marine | SCG ¦ Marine | SCG | All | Electric & Gas | Heat pump, IEER 14.0, 240-760 kbtuh, NR | Efficient |  |  | 1 | Conventional | HVAC | Com - Office (Small) | Com | ROB Only | 1 | 1000 sqft2 of floor space | Cap-Tons | 15 | DEER:HVAC_Split-Package_HP | 30.4 | 0 | -4.48 | SWHC046-03 | 907.8 | 2021 | 493.87 | 2021 | 0 | -50.09 | SWHC046-03 | Com Central HVAC (Large) - Fuel Sub - ZEAS 2030 - Marine ¦ SCG ¦ Marine | Com Central HVAC (Large) - Fuel Sub - ZEAS 2030 - Marine | 0.1492 | 0.814 | 0 | CBSA 2014, adjusted to reflect new efficiencies | 7.4752 | 2032 | 1 | SWHC046-03
COM-HVAC-FS-11-ZEAS.43 | Com ¦ Large Packaged Heat Pump (IEER 14.0) - Fuel Sub - ZEAS 2030 - Marine ¦ SCG ¦ Marine | Com ¦ Large Packaged Heat Pump (IEER 14.0) - Fuel Sub - ZEAS 2030 - Marine | SCG ¦ Marine | SCG | All | Electric & Gas | Heat pump, IEER 14.0, 240-760 kbtuh, NR | Efficient |  |  | 1 | Conventional | HVAC | Com - Other | Com | ROB Only | 1 | 1000 sqft2 of floor space | Cap-Tons | 15 | DEER:HVAC_Split-Package_HP | 129 | 0 | -16.7 | SWHC046-03 | 907.8 | 2021 | 493.87 | 2021 | 0 | -50.09 | SWHC046-03 | Com Central HVAC (Large) - Fuel Sub - ZEAS 2030 - Marine ¦ SCG ¦ Marine | Com Central HVAC (Large) - Fuel Sub - ZEAS 2030 - Marine | 0.21371 | 0.814 | 0 | CBSA 2014, adjusted to reflect new efficiencies | 61.4064 | 2032 | 1 | SWHC046-03
COM-HVAC-FS-11-ZEAS.44 | Com ¦ Large Packaged Heat Pump (IEER 14.0) - Fuel Sub - ZEAS 2030 - Marine ¦ SCG ¦ Marine | Com ¦ Large Packaged Heat Pump (IEER 14.0) - Fuel Sub - ZEAS 2030 - Marine | SCG ¦ Marine | SCG | All | Electric & Gas | Heat pump, IEER 14.0, 240-760 kbtuh, NR | Efficient |  |  | 1 | Conventional | HVAC | Com - Refrig. Warehouse | Com | ROB Only | 1 | 1000 sqft2 of floor space | Cap-Tons | 15 | DEER:HVAC_Split-Package_HP | 0 | 0 | 0 | SWHC046-03 | 0 | 2021 | 0 | 2021 | 0 | -50.09 | SWHC046-03 | Com Central HVAC (Large) - Fuel Sub - ZEAS 2030 - Marine ¦ SCG ¦ Marine | Com Central HVAC (Large) - Fuel Sub - ZEAS 2030 - Marine | 0 | 0.814 | 0 | CBSA 2014, adjusted to reflect new efficiencies | 0 | 2032 | 1 | SWHC046-03
COM-HVAC-FS-11-ZEAS.45 | Com ¦ Large Packaged Heat Pump (IEER 14.0) - Fuel Sub - ZEAS 2030 - Marine ¦ SCG ¦ Marine | Com ¦ Large Packaged Heat Pump (IEER 14.0) - Fuel Sub - ZEAS 2030 - Marine | SCG ¦ Marine | SCG | All | Electric & Gas | Heat pump, IEER 14.0, 240-760 kbtuh, NR | Efficient |  |  | 1 | Conventional | HVAC | Com - Restaurant | Com | ROB Only | 1 | 1000 sqft2 of floor space | Cap-Tons | 15 | DEER:HVAC_Split-Package_HP | 28.5488 | 0 | -4.423 | SWHC046-03 | 907.8 | 2021 | 493.87 | 2021 | 0 | -50.09 | SWHC046-03 | Com Central HVAC (Large) - Fuel Sub - ZEAS 2030 - Marine ¦ SCG ¦ Marine | Com Central HVAC (Large) - Fuel Sub - ZEAS 2030 - Marine | 0.21772 | 0.814 | 0 | CBSA 2014, adjusted to reflect new efficiencies | 2.8154 | 2032 | 1 | SWHC046-03
COM-HVAC-FS-11-ZEAS.46 | Com ¦ Large Packaged Heat Pump (IEER 14.0) - Fuel Sub - ZEAS 2030 - Marine ¦ SCG ¦ Marine | Com ¦ Large Packaged Heat Pump (IEER 14.0) - Fuel Sub - ZEAS 2030 - Marine | SCG ¦ Marine | SCG | All | Electric & Gas | Heat pump, IEER 14.0, 240-760 kbtuh, NR | Efficient |  |  | 1 | Conventional | HVAC | Com - Retail | Com | ROB Only | 1 | 1000 sqft2 of floor space | Cap-Tons | 15 | DEER:HVAC_Split-Package_HP | 50.4967 | 0 | -7.4334 | SWHC046-03 | 907.8 | 2021 | 493.87 | 2021 | 0 | -50.09 | SWHC046-03 | Com Central HVAC (Large) - Fuel Sub - ZEAS 2030 - Marine ¦ SCG ¦ Marine | Com Central HVAC (Large) - Fuel Sub - ZEAS 2030 - Marine | 0.092114 | 0.814 | 0 | CBSA 2014, adjusted to reflect new efficiencies | 18.9892 | 2032 | 1 | SWHC046-03
COM-HVAC-FS-11-ZEAS.47 | Com ¦ Large Packaged Heat Pump (IEER 14.0) - Fuel Sub - ZEAS 2030 - Marine ¦ SCG ¦ Marine | Com ¦ Large Packaged Heat Pump (IEER 14.0) - Fuel Sub - ZEAS 2030 - Marine | SCG ¦ Marine | SCG | All | Electric & Gas | Heat pump, IEER 14.0, 240-760 kbtuh, NR | Efficient |  |  | 1 | Conventional | HVAC | Com - School | Com | ROB Only | 1 | 1000 sqft2 of floor space | Cap-Tons | 15 | DEER:HVAC_Split-Package_HP | 56.7768 | 0 | -8.3368 | SWHC046-03 | 907.8 | 2021 | 493.87 | 2021 | 0 | -50.09 | SWHC046-03 | Com Central HVAC (Large) - Fuel Sub - ZEAS 2030 - Marine ¦ SCG ¦ Marine | Com Central HVAC (Large) - Fuel Sub - ZEAS 2030 - Marine | 0.15 | 0.814 | 0 | CBSA 2014, adjusted to reflect new efficiencies | 9.6994 | 2032 | 1 | SWHC046-03
COM-HVAC-FS-11-ZEAS.48 | Com ¦ Large Packaged Heat Pump (IEER 14.0) - Fuel Sub - ZEAS 2030 - Marine ¦ SCG ¦ Marine | Com ¦ Large Packaged Heat Pump (IEER 14.0) - Fuel Sub - ZEAS 2030 - Marine | SCG ¦ Marine | SCG | All | Electric & Gas | Heat pump, IEER 14.0, 240-760 kbtuh, NR | Efficient |  |  | 1 | Conventional | HVAC | Com - Warehouse | Com | ROB Only | 1 | 1000 sqft2 of floor space | Cap-Tons | 15 | DEER:HVAC_Split-Package_HP | 220 | 0 | -27.6 | SWHC046-03 | 907.8 | 2021 | 493.87 | 2021 | 0 | -50.09 | SWHC046-03 | Com Central HVAC (Large) - Fuel Sub - ZEAS 2030 - Marine ¦ SCG ¦ Marine | Com Central HVAC (Large) - Fuel Sub - ZEAS 2030 - Marine | 0.028212 | 0.814 | 0 | CBSA 2014, adjusted to reflect new efficiencies | 50.4078 | 2032 | 1 | SWHC046-03
COM-HVAC-FS-11-ZEAS.49 | Com ¦ Large Packaged Heat Pump (IEER 14.0) - Fuel Sub - ZEAS 2030 - Hot-Dry ¦ SCG ¦ Hot-Dry | Com ¦ Large Packaged Heat Pump (IEER 14.0) - Fuel Sub - ZEAS 2030 - Hot-Dry | SCG ¦ Hot-Dry | SCG | All | Electric & Gas | Heat pump, IEER 14.0, 240-760 kbtuh, NR | Efficient |  |  | 1 | Conventional | HVAC | Com - College | Com | ROB Only | 1 | 1000 sqft2 of floor space | Cap-Tons | 15 | DEER:HVAC_Split-Package_HP | 65.1529 | 0 | -8.1502 | SWHC046-03 | 907.8 | 2021 | 493.87 | 2021 | 0 | -50.09 | SWHC046-03 | Com Central HVAC (Large) - Fuel Sub - ZEAS 2030 - Hot-Dry ¦ SCG ¦ Hot-Dry | Com Central HVAC (Large) - Fuel Sub - ZEAS 2030 - Hot-Dry | 0.12457 | 0.814 | 0 | CBSA 2014, adjusted to reflect new efficiencies | 21.9656 | 2032 | 1 | SWHC046-03
COM-HVAC-FS-11-ZEAS.50 | Com ¦ Large Packaged Heat Pump (IEER 14.0) - Fuel Sub - ZEAS 2030 - Hot-Dry ¦ SCG ¦ Hot-Dry | Com ¦ Large Packaged Heat Pump (IEER 14.0) - Fuel Sub - ZEAS 2030 - Hot-Dry | SCG ¦ Hot-Dry | SCG | All | Electric & Gas | Heat pump, IEER 14.0, 240-760 kbtuh, NR | Efficient |  |  | 1 | Conventional | HVAC | Com - Grocery | Com | ROB Only | 1 | 1000 sqft2 of floor space | Cap-Tons | 15 | DEER:HVAC_Split-Package_HP | 615 | 0 | -76.6 | SWHC046-03 | 907.8 | 2021 | 493.87 | 2021 | 0 | -50.09 | SWHC046-03 | Com Central HVAC (Large) - Fuel Sub - ZEAS 2030 - Hot-Dry ¦ SCG ¦ Hot-Dry | Com Central HVAC (Large) - Fuel Sub - ZEAS 2030 - Hot-Dry | 0.22158 | 0.814 | 0 | CBSA 2014, adjusted to reflect new efficiencies | 145.2784 | 2032 | 1 | SWHC046-03
COM-HVAC-FS-11-ZEAS.51 | Com ¦ Large Packaged Heat Pump (IEER 14.0) - Fuel Sub - ZEAS 2030 - Hot-Dry ¦ SCG ¦ Hot-Dry | Com ¦ Large Packaged Heat Pump (IEER 14.0) - Fuel Sub - ZEAS 2030 - Hot-Dry | SCG ¦ Hot-Dry | SCG | All | Electric & Gas | Heat pump, IEER 14.0, 240-760 kbtuh, NR | Efficient |  |  | 1 | Conventional | HVAC | Com - Health | Com | ROB Only | 1 | 1000 sqft2 of floor space | Cap-Tons | 15 | DEER:HVAC_Split-Package_HP | 125.8093 | 0 | -16.6456 | SWHC046-03 | 907.8 | 2021 | 493.87 | 2021 | 0 | -50.09 | SWHC046-03 | Com Central HVAC (Large) - Fuel Sub - ZEAS 2030 - Hot-Dry ¦ SCG ¦ Hot-Dry | Com Central HVAC (Large) - Fuel Sub - ZEAS 2030 - Hot-Dry | 0.17666 | 0.814 | 0 | CBSA 2014, adjusted to reflect new efficiencies | 38.7842 | 2032 | 1 | SWHC046-03
COM-HVAC-FS-11-ZEAS.52 | Com ¦ Large Packaged Heat Pump (IEER 14.0) - Fuel Sub - ZEAS 2030 - Hot-Dry ¦ SCG ¦ Hot-Dry | Com ¦ Large Packaged Heat Pump (IEER 14.0) - Fuel Sub - ZEAS 2030 - Hot-Dry | SCG ¦ Hot-Dry | SCG | All | Electric & Gas | Heat pump, IEER 14.0, 240-760 kbtuh, NR | Efficient |  |  | 1 | Conventional | HVAC | Com - Lodging | Com | ROB Only | 1 | 1000 sqft2 of floor space | Cap-Tons | 15 | DEER:HVAC_Split-Package_HP | 229.0513 | 0 | -26.2071 | SWHC046-03 | 907.8 | 2021 | 493.87 | 2021 | 0 | -50.09 | SWHC046-03 | Com Central HVAC (Large) - Fuel Sub - ZEAS 2030 - Hot-Dry ¦ SCG ¦ Hot-Dry | Com Central HVAC (Large) - Fuel Sub - ZEAS 2030 - Hot-Dry | 0.099203 | 0.814 | 0 | CBSA 2014, adjusted to reflect new efficiencies | 222.7654 | 2032 | 1 | SWHC046-03
COM-HVAC-FS-11-ZEAS.53 | Com ¦ Large Packaged Heat Pump (IEER 14.0) - Fuel Sub - ZEAS 2030 - Hot-Dry ¦ SCG ¦ Hot-Dry | Com ¦ Large Packaged Heat Pump (IEER 14.0) - Fuel Sub - ZEAS 2030 - Hot-Dry | SCG ¦ Hot-Dry | SCG | All | Electric & Gas | Heat pump, IEER 14.0, 240-760 kbtuh, NR | Efficient |  |  | 1 | Conventional | HVAC | Com - Office (Large) | Com | ROB Only | 1 | 1000 sqft2 of floor space | Cap-Tons | 15 | DEER:HVAC_Split-Package_HP | 1.93 | 0 | -0.802 | SWHC046-03 | 907.8 | 2021 | 493.87 | 2021 | 0 | -50.09 | SWHC046-03 | Com Central HVAC (Large) - Fuel Sub - ZEAS 2030 - Hot-Dry ¦ SCG ¦ Hot-Dry | Com Central HVAC (Large) - Fuel Sub - ZEAS 2030 - Hot-Dry | 0.13151 | 0.814 | 0 | CBSA 2014, adjusted to reflect new efficiencies | 3.4096 | 2032 | 1 | SWHC046-03
COM-HVAC-FS-11-ZEAS.54 | Com ¦ Large Packaged Heat Pump (IEER 14.0) - Fuel Sub - ZEAS 2030 - Hot-Dry ¦ SCG ¦ Hot-Dry | Com ¦ Large Packaged Heat Pump (IEER 14.0) - Fuel Sub - ZEAS 2030 - Hot-Dry | SCG ¦ Hot-Dry | SCG | All | Electric & Gas | Heat pump, IEER 14.0, 240-760 kbtuh, NR | Efficient |  |  | 1 | Conventional | HVAC | Com - Office (Small) | Com | ROB Only | 1 | 1000 sqft2 of floor space | Cap-Tons | 15 | DEER:HVAC_Split-Package_HP | 35.9 | 0 | -5.06 | SWHC046-03 | 907.8 | 2021 | 493.87 | 2021 | 0 | -50.09 | SWHC046-03 | Com Central HVAC (Large) - Fuel Sub - ZEAS 2030 - Hot-Dry ¦ SCG ¦ Hot-Dry | Com Central HVAC (Large) - Fuel Sub - ZEAS 2030 - Hot-Dry | 0.1492 | 0.814 | 0 | CBSA 2014, adjusted to reflect new efficiencies | 8.3712 | 2032 | 1 | SWHC046-03
COM-HVAC-FS-11-ZEAS.55 | Com ¦ Large Packaged Heat Pump (IEER 14.0) - Fuel Sub - ZEAS 2030 - Hot-Dry ¦ SCG ¦ Hot-Dry | Com ¦ Large Packaged Heat Pump (IEER 14.0) - Fuel Sub - ZEAS 2030 - Hot-Dry | SCG ¦ Hot-Dry | SCG | All | Electric & Gas | Heat pump, IEER 14.0, 240-760 kbtuh, NR | Efficient |  |  | 1 | Conventional | HVAC | Com - Other | Com | ROB Only | 1 | 1000 sqft2 of floor space | Cap-Tons | 15 | DEER:HVAC_Split-Package_HP | 117 | 0 | -13.8 | SWHC046-03 | 907.8 | 2021 | 493.87 | 2021 | 0 | -50.09 | SWHC046-03 | Com Central HVAC (Large) - Fuel Sub - ZEAS 2030 - Hot-Dry ¦ SCG ¦ Hot-Dry | Com Central HVAC (Large) - Fuel Sub - ZEAS 2030 - Hot-Dry | 0.21371 | 0.814 | 0 | CBSA 2014, adjusted to reflect new efficiencies | 49.5944 | 2032 | 1 | SWHC046-03
COM-HVAC-FS-11-ZEAS.56 | Com ¦ Large Packaged Heat Pump (IEER 14.0) - Fuel Sub - ZEAS 2030 - Hot-Dry ¦ SCG ¦ Hot-Dry | Com ¦ Large Packaged Heat Pump (IEER 14.0) - Fuel Sub - ZEAS 2030 - Hot-Dry | SCG ¦ Hot-Dry | SCG | All | Electric & Gas | Heat pump, IEER 14.0, 240-760 kbtuh, NR | Efficient |  |  | 1 | Conventional | HVAC | Com - Refrig. Warehouse | Com | ROB Only | 1 | 1000 sqft2 of floor space | Cap-Tons | 15 | DEER:HVAC_Split-Package_HP | 0 | 0 | 0 | SWHC046-03 | 0 | 2021 | 0 | 2021 | 0 | -50.09 | SWHC046-03 | Com Central HVAC (Large) - Fuel Sub - ZEAS 2030 - Hot-Dry ¦ SCG ¦ Hot-Dry | Com Central HVAC (Large) - Fuel Sub - ZEAS 2030 - Hot-Dry | 0 | 0.814 | 0 | CBSA 2014, adjusted to reflect new efficiencies | 0 | 2032 | 1 | SWHC046-03
COM-HVAC-FS-11-ZEAS.57 | Com ¦ Large Packaged Heat Pump (IEER 14.0) - Fuel Sub - ZEAS 2030 - Hot-Dry ¦ SCG ¦ Hot-Dry | Com ¦ Large Packaged Heat Pump (IEER 14.0) - Fuel Sub - ZEAS 2030 - Hot-Dry | SCG ¦ Hot-Dry | SCG | All | Electric & Gas | Heat pump, IEER 14.0, 240-760 kbtuh, NR | Efficient |  |  | 1 | Conventional | HVAC | Com - Restaurant | Com | ROB Only | 1 | 1000 sqft2 of floor space | Cap-Tons | 15 | DEER:HVAC_Split-Package_HP | 40.5042 | 0 | -4.8805 | SWHC046-03 | 907.8 | 2021 | 493.87 | 2021 | 0 | -50.09 | SWHC046-03 | Com Central HVAC (Large) - Fuel Sub - ZEAS 2030 - Hot-Dry ¦ SCG ¦ Hot-Dry | Com Central HVAC (Large) - Fuel Sub - ZEAS 2030 - Hot-Dry | 0.21772 | 0.814 | 0 | CBSA 2014, adjusted to reflect new efficiencies | 2.9466 | 2032 | 1 | SWHC046-03
COM-HVAC-FS-11-ZEAS.58 | Com ¦ Large Packaged Heat Pump (IEER 14.0) - Fuel Sub - ZEAS 2030 - Hot-Dry ¦ SCG ¦ Hot-Dry | Com ¦ Large Packaged Heat Pump (IEER 14.0) - Fuel Sub - ZEAS 2030 - Hot-Dry | SCG ¦ Hot-Dry | SCG | All | Electric & Gas | Heat pump, IEER 14.0, 240-760 kbtuh, NR | Efficient |  |  | 1 | Conventional | HVAC | Com - Retail | Com | ROB Only | 1 | 1000 sqft2 of floor space | Cap-Tons | 15 | DEER:HVAC_Split-Package_HP | 50.7604 | 0 | -5.8293 | SWHC046-03 | 907.8 | 2021 | 493.87 | 2021 | 0 | -50.09 | SWHC046-03 | Com Central HVAC (Large) - Fuel Sub - ZEAS 2030 - Hot-Dry ¦ SCG ¦ Hot-Dry | Com Central HVAC (Large) - Fuel Sub - ZEAS 2030 - Hot-Dry | 0.092114 | 0.814 | 0 | CBSA 2014, adjusted to reflect new efficiencies | 10.9705 | 2032 | 1 | SWHC046-03
COM-HVAC-FS-11-ZEAS.59 | Com ¦ Large Packaged Heat Pump (IEER 14.0) - Fuel Sub - ZEAS 2030 - Hot-Dry ¦ SCG ¦ Hot-Dry | Com ¦ Large Packaged Heat Pump (IEER 14.0) - Fuel Sub - ZEAS 2030 - Hot-Dry | SCG ¦ Hot-Dry | SCG | All | Electric & Gas | Heat pump, IEER 14.0, 240-760 kbtuh, NR | Efficient |  |  | 1 | Conventional | HVAC | Com - School | Com | ROB Only | 1 | 1000 sqft2 of floor space | Cap-Tons | 15 | DEER:HVAC_Split-Package_HP | 60.9626 | 0 | -7.8447 | SWHC046-03 | 907.8 | 2021 | 493.87 | 2021 | 0 | -50.09 | SWHC046-03 | Com Central HVAC (Large) - Fuel Sub - ZEAS 2030 - Hot-Dry ¦ SCG ¦ Hot-Dry | Com Central HVAC (Large) - Fuel Sub - ZEAS 2030 - Hot-Dry | 0.15 | 0.814 | 0 | CBSA 2014, adjusted to reflect new efficiencies | 7.8859 | 2032 | 1 | SWHC046-03
COM-HVAC-FS-11-ZEAS.60 | Com ¦ Large Packaged Heat Pump (IEER 14.0) - Fuel Sub - ZEAS 2030 - Hot-Dry ¦ SCG ¦ Hot-Dry | Com ¦ Large Packaged Heat Pump (IEER 14.0) - Fuel Sub - ZEAS 2030 - Hot-Dry | SCG ¦ Hot-Dry | SCG | All | Electric & Gas | Heat pump, IEER 14.0, 240-760 kbtuh, NR | Efficient |  |  | 1 | Conventional | HVAC | Com - Warehouse | Com | ROB Only | 1 | 1000 sqft2 of floor space | Cap-Tons | 15 | DEER:HVAC_Split-Package_HP | 190 | 0 | -25 | SWHC046-03 | 907.8 | 2021 | 493.87 | 2021 | 0 | -50.09 | SWHC046-03 | Com Central HVAC (Large) - Fuel Sub - ZEAS 2030 - Hot-Dry ¦ SCG ¦ Hot-Dry | Com Central HVAC (Large) - Fuel Sub - ZEAS 2030 - Hot-Dry | 0.028212 | 0.814 | 0 | CBSA 2014, adjusted to reflect new efficiencies | 48.4393 | 2032 | 1 | SWHC046-03
COM-HVAC-FS-11-ZEAS.61 | Com ¦ Large Packaged Heat Pump (IEER 14.0) - Fuel Sub - ZEAS 2030 - Cold ¦ SCG ¦ Cold | Com ¦ Large Packaged Heat Pump (IEER 14.0) - Fuel Sub - ZEAS 2030 - Cold | SCG ¦ Cold | SCG | All | Electric & Gas | Heat pump, IEER 14.0, 240-760 kbtuh, NR | Efficient |  |  | 1 | Conventional | HVAC | Com - College | Com | ROB Only | 1 | 1000 sqft2 of floor space | Cap-Tons | 15 | DEER:HVAC_Split-Package_HP | 616.9734 | 0 | -68.7425 | SWHC046-03 | 907.8 | 2021 | 493.87 | 2021 | 0 | -50.09 | SWHC046-03 | Com Central HVAC (Large) - Fuel Sub - ZEAS 2030 - Cold ¦ SCG ¦ Cold | Com Central HVAC (Large) - Fuel Sub - ZEAS 2030 - Cold | 0.12457 | 0.814 | 0 | CBSA 2014, adjusted to reflect new efficiencies | 180.1774 | 2032 | 1 | SWHC046-03
COM-HVAC-FS-11-ZEAS.62 | Com ¦ Large Packaged Heat Pump (IEER 14.0) - Fuel Sub - ZEAS 2030 - Cold ¦ SCG ¦ Cold | Com ¦ Large Packaged Heat Pump (IEER 14.0) - Fuel Sub - ZEAS 2030 - Cold | SCG ¦ Cold | SCG | All | Electric & Gas | Heat pump, IEER 14.0, 240-760 kbtuh, NR | Efficient |  |  | 1 | Conventional | HVAC | Com - Grocery | Com | ROB Only | 1 | 1000 sqft2 of floor space | Cap-Tons | 15 | DEER:HVAC_Split-Package_HP | 2800 | 0 | -283 | SWHC046-03 | 907.8 | 2021 | 493.87 | 2021 | 0 | -50.09 | SWHC046-03 | Com Central HVAC (Large) - Fuel Sub - ZEAS 2030 - Cold ¦ SCG ¦ Cold | Com Central HVAC (Large) - Fuel Sub - ZEAS 2030 - Cold | 0.22158 | 0.814 | 0 | CBSA 2014, adjusted to reflect new efficiencies | 507.0414 | 2032 | 1 | SWHC046-03
COM-HVAC-FS-11-ZEAS.63 | Com ¦ Large Packaged Heat Pump (IEER 14.0) - Fuel Sub - ZEAS 2030 - Cold ¦ SCG ¦ Cold | Com ¦ Large Packaged Heat Pump (IEER 14.0) - Fuel Sub - ZEAS 2030 - Cold | SCG ¦ Cold | SCG | All | Electric & Gas | Heat pump, IEER 14.0, 240-760 kbtuh, NR | Efficient |  |  | 1 | Conventional | HVAC | Com - Health | Com | ROB Only | 1 | 1000 sqft2 of floor space | Cap-Tons | 15 | DEER:HVAC_Split-Package_HP | 787.6167 | 0 | -88.0091 | SWHC046-03 | 907.8 | 2021 | 493.87 | 2021 | 0 | -50.09 | SWHC046-03 | Com Central HVAC (Large) - Fuel Sub - ZEAS 2030 - Cold ¦ SCG ¦ Cold | Com Central HVAC (Large) - Fuel Sub - ZEAS 2030 - Cold | 0.17666 | 0.814 | 0 | CBSA 2014, adjusted to reflect new efficiencies | 197.0498 | 2032 | 1 | SWHC046-03
COM-HVAC-FS-11-ZEAS.64 | Com ¦ Large Packaged Heat Pump (IEER 14.0) - Fuel Sub - ZEAS 2030 - Cold ¦ SCG ¦ Cold | Com ¦ Large Packaged Heat Pump (IEER 14.0) - Fuel Sub - ZEAS 2030 - Cold | SCG ¦ Cold | SCG | All | Electric & Gas | Heat pump, IEER 14.0, 240-760 kbtuh, NR | Efficient |  |  | 1 | Conventional | HVAC | Com - Lodging | Com | ROB Only | 1 | 1000 sqft2 of floor space | Cap-Tons | 15 | DEER:HVAC_Split-Package_HP | 1540.662 | 0 | -171.2941 | SWHC046-03 | 907.8 | 2021 | 493.87 | 2021 | 0 | -50.09 | SWHC046-03 | Com Central HVAC (Large) - Fuel Sub - ZEAS 2030 - Cold ¦ SCG ¦ Cold | Com Central HVAC (Large) - Fuel Sub - ZEAS 2030 - Cold | 0.099203 | 0.814 | 0 | CBSA 2014, adjusted to reflect new efficiencies | 1449.1674 | 2032 | 1 | SWHC046-03
COM-HVAC-FS-11-ZEAS.65 | Com ¦ Large Packaged Heat Pump (IEER 14.0) - Fuel Sub - ZEAS 2030 - Cold ¦ SCG ¦ Cold | Com ¦ Large Packaged Heat Pump (IEER 14.0) - Fuel Sub - ZEAS 2030 - Cold | SCG ¦ Cold | SCG | All | Electric & Gas | Heat pump, IEER 14.0, 240-760 kbtuh, NR | Efficient |  |  | 1 | Conventional | HVAC | Com - Office (Large) | Com | ROB Only | 1 | 1000 sqft2 of floor space | Cap-Tons | 15 | DEER:HVAC_Split-Package_HP | 149 | 0 | -15.8 | SWHC046-03 | 907.8 | 2021 | 493.87 | 2021 | 0 | -50.09 | SWHC046-03 | Com Central HVAC (Large) - Fuel Sub - ZEAS 2030 - Cold ¦ SCG ¦ Cold | Com Central HVAC (Large) - Fuel Sub - ZEAS 2030 - Cold | 0.13151 | 0.814 | 0 | CBSA 2014, adjusted to reflect new efficiencies | 56.1347 | 2032 | 1 | SWHC046-03
COM-HVAC-FS-11-ZEAS.66 | Com ¦ Large Packaged Heat Pump (IEER 14.0) - Fuel Sub - ZEAS 2030 - Cold ¦ SCG ¦ Cold | Com ¦ Large Packaged Heat Pump (IEER 14.0) - Fuel Sub - ZEAS 2030 - Cold | SCG ¦ Cold | SCG | All | Electric & Gas | Heat pump, IEER 14.0, 240-760 kbtuh, NR | Efficient |  |  | 1 | Conventional | HVAC | Com - Office (Small) | Com | ROB Only | 1 | 1000 sqft2 of floor space | Cap-Tons | 15 | DEER:HVAC_Split-Package_HP | 357 | 0 | -38.8 | SWHC046-03 | 907.8 | 2021 | 493.87 | 2021 | 0 | -50.09 | SWHC046-03 | Com Central HVAC (Large) - Fuel Sub - ZEAS 2030 - Cold ¦ SCG ¦ Cold | Com Central HVAC (Large) - Fuel Sub - ZEAS 2030 - Cold | 0.1492 | 0.814 | 0 | CBSA 2014, adjusted to reflect new efficiencies | 60.4437 | 2032 | 1 | SWHC046-03
COM-HVAC-FS-11-ZEAS.67 | Com ¦ Large Packaged Heat Pump (IEER 14.0) - Fuel Sub - ZEAS 2030 - Cold ¦ SCG ¦ Cold | Com ¦ Large Packaged Heat Pump (IEER 14.0) - Fuel Sub - ZEAS 2030 - Cold | SCG ¦ Cold | SCG | All | Electric & Gas | Heat pump, IEER 14.0, 240-760 kbtuh, NR | Efficient |  |  | 1 | Conventional | HVAC | Com - Other | Com | ROB Only | 1 | 1000 sqft2 of floor space | Cap-Tons | 15 | DEER:HVAC_Split-Package_HP | 1150 | 0 | -137 | SWHC046-03 | 907.8 | 2021 | 493.87 | 2021 | 0 | -50.09 | SWHC046-03 | Com Central HVAC (Large) - Fuel Sub - ZEAS 2030 - Cold ¦ SCG ¦ Cold | Com Central HVAC (Large) - Fuel Sub - ZEAS 2030 - Cold | 0.21371 | 0.814 | 0 | CBSA 2014, adjusted to reflect new efficiencies | 493.6228 | 2032 | 1 | SWHC046-03
COM-HVAC-FS-11-ZEAS.68 | Com ¦ Large Packaged Heat Pump (IEER 14.0) - Fuel Sub - ZEAS 2030 - Cold ¦ SCG ¦ Cold | Com ¦ Large Packaged Heat Pump (IEER 14.0) - Fuel Sub - ZEAS 2030 - Cold | SCG ¦ Cold | SCG | All | Electric & Gas | Heat pump, IEER 14.0, 240-760 kbtuh, NR | Efficient |  |  | 1 | Conventional | HVAC | Com - Refrig. Warehouse | Com | ROB Only | 1 | 1000 sqft2 of floor space | Cap-Tons | 15 | DEER:HVAC_Split-Package_HP | 0 | 0 | 0 | SWHC046-03 | 0 | 2021 | 0 | 2021 | 0 | -50.09 | SWHC046-03 | Com Central HVAC (Large) - Fuel Sub - ZEAS 2030 - Cold ¦ SCG ¦ Cold | Com Central HVAC (Large) - Fuel Sub - ZEAS 2030 - Cold | 0 | 0.814 | 0 | CBSA 2014, adjusted to reflect new efficiencies | 0 | 2032 | 1 | SWHC046-03
COM-HVAC-FS-11-ZEAS.69 | Com ¦ Large Packaged Heat Pump (IEER 14.0) - Fuel Sub - ZEAS 2030 - Cold ¦ SCG ¦ Cold | Com ¦ Large Packaged Heat Pump (IEER 14.0) - Fuel Sub - ZEAS 2030 - Cold | SCG ¦ Cold | SCG | All | Electric & Gas | Heat pump, IEER 14.0, 240-760 kbtuh, NR | Efficient |  |  | 1 | Conventional | HVAC | Com - Restaurant | Com | ROB Only | 1 | 1000 sqft2 of floor space | Cap-Tons | 15 | DEER:HVAC_Split-Package_HP | 735.0204 | 0 | -83.2271 | SWHC046-03 | 907.8 | 2021 | 493.87 | 2021 | 0 | -50.09 | SWHC046-03 | Com Central HVAC (Large) - Fuel Sub - ZEAS 2030 - Cold ¦ SCG ¦ Cold | Com Central HVAC (Large) - Fuel Sub - ZEAS 2030 - Cold | 0.21772 | 0.814 | 0 | CBSA 2014, adjusted to reflect new efficiencies | 49.4612 | 2032 | 1 | SWHC046-03
COM-HVAC-FS-11-ZEAS.70 | Com ¦ Large Packaged Heat Pump (IEER 14.0) - Fuel Sub - ZEAS 2030 - Cold ¦ SCG ¦ Cold | Com ¦ Large Packaged Heat Pump (IEER 14.0) - Fuel Sub - ZEAS 2030 - Cold | SCG ¦ Cold | SCG | All | Electric & Gas | Heat pump, IEER 14.0, 240-760 kbtuh, NR | Efficient |  |  | 1 | Conventional | HVAC | Com - Retail | Com | ROB Only | 1 | 1000 sqft2 of floor space | Cap-Tons | 15 | DEER:HVAC_Split-Package_HP | 674.5041 | 0 | -74.8337 | SWHC046-03 | 907.8 | 2021 | 493.87 | 2021 | 0 | -50.09 | SWHC046-03 | Com Central HVAC (Large) - Fuel Sub - ZEAS 2030 - Cold ¦ SCG ¦ Cold | Com Central HVAC (Large) - Fuel Sub - ZEAS 2030 - Cold | 0.092114 | 0.814 | 0 | CBSA 2014, adjusted to reflect new efficiencies | 132.7972 | 2032 | 1 | SWHC046-03
COM-HVAC-FS-11-ZEAS.71 | Com ¦ Large Packaged Heat Pump (IEER 14.0) - Fuel Sub - ZEAS 2030 - Cold ¦ SCG ¦ Cold | Com ¦ Large Packaged Heat Pump (IEER 14.0) - Fuel Sub - ZEAS 2030 - Cold | SCG ¦ Cold | SCG | All | Electric & Gas | Heat pump, IEER 14.0, 240-760 kbtuh, NR | Efficient |  |  | 1 | Conventional | HVAC | Com - School | Com | ROB Only | 1 | 1000 sqft2 of floor space | Cap-Tons | 15 | DEER:HVAC_Split-Package_HP | 655.1832 | 0 | -73.3577 | SWHC046-03 | 907.8 | 2021 | 493.87 | 2021 | 0 | -50.09 | SWHC046-03 | Com Central HVAC (Large) - Fuel Sub - ZEAS 2030 - Cold ¦ SCG ¦ Cold | Com Central HVAC (Large) - Fuel Sub - ZEAS 2030 - Cold | 0.15 | 0.814 | 0 | CBSA 2014, adjusted to reflect new efficiencies | 59.73 | 2032 | 1 | SWHC046-03
COM-HVAC-FS-11-ZEAS.72 | Com ¦ Large Packaged Heat Pump (IEER 14.0) - Fuel Sub - ZEAS 2030 - Cold ¦ SCG ¦ Cold | Com ¦ Large Packaged Heat Pump (IEER 14.0) - Fuel Sub - ZEAS 2030 - Cold | SCG ¦ Cold | SCG | All | Electric & Gas | Heat pump, IEER 14.0, 240-760 kbtuh, NR | Efficient |  |  | 1 | Conventional | HVAC | Com - Warehouse | Com | ROB Only | 1 | 1000 sqft2 of floor space | Cap-Tons | 15 | DEER:HVAC_Split-Package_HP | 1120 | 0 | -125 | SWHC046-03 | 907.8 | 2021 | 493.87 | 2021 | 0 | -50.09 | SWHC046-03 | Com Central HVAC (Large) - Fuel Sub - ZEAS 2030 - Cold ¦ SCG ¦ Cold | Com Central HVAC (Large) - Fuel Sub - ZEAS 2030 - Cold | 0.028212 | 0.814 | 0 | CBSA 2014, adjusted to reflect new efficiencies | 191.2435 | 2032 | 1 | SWHC046-03
COM-HVAC-FS-11-ZEAS.73 | Com ¦ Large Packaged Heat Pump (IEER 14.0) - Fuel Sub - ZEAS 2030 - Marine ¦ SDG&E ¦ Marine | Com ¦ Large Packaged Heat Pump (IEER 14.0) - Fuel Sub - ZEAS 2030 - Marine | SDG&E ¦ Marine | SDG&E | All | Electric & Gas | Heat pump, IEER 14.0, 240-760 kbtuh, NR | Efficient |  |  | 1 | Conventional | HVAC | Com - College | Com | ROB Only | 1 | 1000 sqft2 of floor space | Cap-Tons | 15 | DEER:HVAC_Split-Package_HP | 56.0937 | 0 | -8.342 | SWHC046-03 | 907.8 | 2021 | 493.87 | 2021 | 0 | -50.09 | SWHC046-03 | Com Central HVAC (Large) - Fuel Sub - ZEAS 2030 - Marine ¦ SDG&E ¦ Marine | Com Central HVAC (Large) - Fuel Sub - ZEAS 2030 - Marine | 0.12207 | 0.814 | 0 | CBSA 2014, adjusted to reflect new efficiencies | 23.2823 | 2032 | 1 | SWHC046-03
COM-HVAC-FS-11-ZEAS.74 | Com ¦ Large Packaged Heat Pump (IEER 14.0) - Fuel Sub - ZEAS 2030 - Marine ¦ SDG&E ¦ Marine | Com ¦ Large Packaged Heat Pump (IEER 14.0) - Fuel Sub - ZEAS 2030 - Marine | SDG&E ¦ Marine | SDG&E | All | Electric & Gas | Heat pump, IEER 14.0, 240-760 kbtuh, NR | Efficient |  |  | 1 | Conventional | HVAC | Com - Grocery | Com | ROB Only | 1 | 1000 sqft2 of floor space | Cap-Tons | 15 | DEER:HVAC_Split-Package_HP | 667 | 0 | -73.8 | SWHC046-03 | 907.8 | 2021 | 493.87 | 2021 | 0 | -50.09 | SWHC046-03 | Com Central HVAC (Large) - Fuel Sub - ZEAS 2030 - Marine ¦ SDG&E ¦ Marine | Com Central HVAC (Large) - Fuel Sub - ZEAS 2030 - Marine | 0.22528 | 0.814 | 0 | CBSA 2014, adjusted to reflect new efficiencies | 135.7785 | 2032 | 1 | SWHC046-03
COM-HVAC-FS-11-ZEAS.75 | Com ¦ Large Packaged Heat Pump (IEER 14.0) - Fuel Sub - ZEAS 2030 - Marine ¦ SDG&E ¦ Marine | Com ¦ Large Packaged Heat Pump (IEER 14.0) - Fuel Sub - ZEAS 2030 - Marine | SDG&E ¦ Marine | SDG&E | All | Electric & Gas | Heat pump, IEER 14.0, 240-760 kbtuh, NR | Efficient |  |  | 1 | Conventional | HVAC | Com - Health | Com | ROB Only | 1 | 1000 sqft2 of floor space | Cap-Tons | 15 | DEER:HVAC_Split-Package_HP | 113.3475 | 0 | -14.8577 | SWHC046-03 | 907.8 | 2021 | 493.87 | 2021 | 0 | -50.09 | SWHC046-03 | Com Central HVAC (Large) - Fuel Sub - ZEAS 2030 - Marine ¦ SDG&E ¦ Marine | Com Central HVAC (Large) - Fuel Sub - ZEAS 2030 - Marine | 0.17567 | 0.814 | 0 | CBSA 2014, adjusted to reflect new efficiencies | 34.5498 | 2032 | 1 | SWHC046-03
COM-HVAC-FS-11-ZEAS.76 | Com ¦ Large Packaged Heat Pump (IEER 14.0) - Fuel Sub - ZEAS 2030 - Marine ¦ SDG&E ¦ Marine | Com ¦ Large Packaged Heat Pump (IEER 14.0) - Fuel Sub - ZEAS 2030 - Marine | SDG&E ¦ Marine | SDG&E | All | Electric & Gas | Heat pump, IEER 14.0, 240-760 kbtuh, NR | Efficient |  |  | 1 | Conventional | HVAC | Com - Lodging | Com | ROB Only | 1 | 1000 sqft2 of floor space | Cap-Tons | 15 | DEER:HVAC_Split-Package_HP | 234.2601 | 0 | -30.7179 | SWHC046-03 | 907.8 | 2021 | 493.87 | 2021 | 0 | -50.09 | SWHC046-03 | Com Central HVAC (Large) - Fuel Sub - ZEAS 2030 - Marine ¦ SDG&E ¦ Marine | Com Central HVAC (Large) - Fuel Sub - ZEAS 2030 - Marine | 0.098289 | 0.814 | 0 | CBSA 2014, adjusted to reflect new efficiencies | 266.5039 | 2032 | 1 | SWHC046-03
COM-HVAC-FS-11-ZEAS.77 | Com ¦ Large Packaged Heat Pump (IEER 14.0) - Fuel Sub - ZEAS 2030 - Marine ¦ SDG&E ¦ Marine | Com ¦ Large Packaged Heat Pump (IEER 14.0) - Fuel Sub - ZEAS 2030 - Marine | SDG&E ¦ Marine | SDG&E | All | Electric & Gas | Heat pump, IEER 14.0, 240-760 kbtuh, NR | Efficient |  |  | 1 | Conventional | HVAC | Com - Office (Large) | Com | ROB Only | 1 | 1000 sqft2 of floor space | Cap-Tons | 15 | DEER:HVAC_Split-Package_HP | -2.86 | 0 | -0.523 | SWHC046-03 | 907.8 | 2021 | 493.87 | 2021 | 0 | -50.09 | SWHC046-03 | Com Central HVAC (Large) - Fuel Sub - ZEAS 2030 - Marine ¦ SDG&E ¦ Marine | Com Central HVAC (Large) - Fuel Sub - ZEAS 2030 - Marine | 0.12833 | 0.814 | 0 | CBSA 2014, adjusted to reflect new efficiencies | 2.6331 | 2032 | 1 | SWHC046-03
COM-HVAC-FS-11-ZEAS.78 | Com ¦ Large Packaged Heat Pump (IEER 14.0) - Fuel Sub - ZEAS 2030 - Marine ¦ SDG&E ¦ Marine | Com ¦ Large Packaged Heat Pump (IEER 14.0) - Fuel Sub - ZEAS 2030 - Marine | SDG&E ¦ Marine | SDG&E | All | Electric & Gas | Heat pump, IEER 14.0, 240-760 kbtuh, NR | Efficient |  |  | 1 | Conventional | HVAC | Com - Office (Small) | Com | ROB Only | 1 | 1000 sqft2 of floor space | Cap-Tons | 15 | DEER:HVAC_Split-Package_HP | 30.4 | 0 | -4.48 | SWHC046-03 | 907.8 | 2021 | 493.87 | 2021 | 0 | -50.09 | SWHC046-03 | Com Central HVAC (Large) - Fuel Sub - ZEAS 2030 - Marine ¦ SDG&E ¦ Marine | Com Central HVAC (Large) - Fuel Sub - ZEAS 2030 - Marine | 0.15582 | 0.814 | 0 | CBSA 2014, adjusted to reflect new efficiencies | 7.4752 | 2032 | 1 | SWHC046-03
COM-HVAC-FS-11-ZEAS.79 | Com ¦ Large Packaged Heat Pump (IEER 14.0) - Fuel Sub - ZEAS 2030 - Marine ¦ SDG&E ¦ Marine | Com ¦ Large Packaged Heat Pump (IEER 14.0) - Fuel Sub - ZEAS 2030 - Marine | SDG&E ¦ Marine | SDG&E | All | Electric & Gas | Heat pump, IEER 14.0, 240-760 kbtuh, NR | Efficient |  |  | 1 | Conventional | HVAC | Com - Other | Com | ROB Only | 1 | 1000 sqft2 of floor space | Cap-Tons | 15 | DEER:HVAC_Split-Package_HP | 129 | 0 | -16.7 | SWHC046-03 | 907.8 | 2021 | 493.87 | 2021 | 0 | -50.09 | SWHC046-03 | Com Central HVAC (Large) - Fuel Sub - ZEAS 2030 - Marine ¦ SDG&E ¦ Marine | Com Central HVAC (Large) - Fuel Sub - ZEAS 2030 - Marine | 0.21005 | 0.814 | 0 | CBSA 2014, adjusted to reflect new efficiencies | 61.4064 | 2032 | 1 | SWHC046-03
COM-HVAC-FS-11-ZEAS.80 | Com ¦ Large Packaged Heat Pump (IEER 14.0) - Fuel Sub - ZEAS 2030 - Marine ¦ SDG&E ¦ Marine | Com ¦ Large Packaged Heat Pump (IEER 14.0) - Fuel Sub - ZEAS 2030 - Marine | SDG&E ¦ Marine | SDG&E | All | Electric & Gas | Heat pump, IEER 14.0, 240-760 kbtuh, NR | Efficient |  |  | 1 | Conventional | HVAC | Com - Refrig. Warehouse | Com | ROB Only | 1 | 1000 sqft2 of floor space | Cap-Tons | 15 | DEER:HVAC_Split-Package_HP | 0 | 0 | 0 | SWHC046-03 | 0 | 2021 | 0 | 2021 | 0 | -50.09 | SWHC046-03 | Com Central HVAC (Large) - Fuel Sub - ZEAS 2030 - Marine ¦ SDG&E ¦ Marine | Com Central HVAC (Large) - Fuel Sub - ZEAS 2030 - Marine | 0 | 0.814 | 0 | CBSA 2014, adjusted to reflect new efficiencies | 0 | 2032 | 1 | SWHC046-03
COM-HVAC-FS-11-ZEAS.81 | Com ¦ Large Packaged Heat Pump (IEER 14.0) - Fuel Sub - ZEAS 2030 - Marine ¦ SDG&E ¦ Marine | Com ¦ Large Packaged Heat Pump (IEER 14.0) - Fuel Sub - ZEAS 2030 - Marine | SDG&E ¦ Marine | SDG&E | All | Electric & Gas | Heat pump, IEER 14.0, 240-760 kbtuh, NR | Efficient |  |  | 1 | Conventional | HVAC | Com - Restaurant | Com | ROB Only | 1 | 1000 sqft2 of floor space | Cap-Tons | 15 | DEER:HVAC_Split-Package_HP | 28.5488 | 0 | -4.423 | SWHC046-03 | 907.8 | 2021 | 493.87 | 2021 | 0 | -50.09 | SWHC046-03 | Com Central HVAC (Large) - Fuel Sub - ZEAS 2030 - Marine ¦ SDG&E ¦ Marine | Com Central HVAC (Large) - Fuel Sub - ZEAS 2030 - Marine | 0.22744 | 0.814 | 0 | CBSA 2014, adjusted to reflect new efficiencies | 2.8154 | 2032 | 1 | SWHC046-03
COM-HVAC-FS-11-ZEAS.82 | Com ¦ Large Packaged Heat Pump (IEER 14.0) - Fuel Sub - ZEAS 2030 - Marine ¦ SDG&E ¦ Marine | Com ¦ Large Packaged Heat Pump (IEER 14.0) - Fuel Sub - ZEAS 2030 - Marine | SDG&E ¦ Marine | SDG&E | All | Electric & Gas | Heat pump, IEER 14.0, 240-760 kbtuh, NR | Efficient |  |  | 1 | Conventional | HVAC | Com - Retail | Com | ROB Only | 1 | 1000 sqft2 of floor space | Cap-Tons | 15 | DEER:HVAC_Split-Package_HP | 50.4967 | 0 | -7.4334 | SWHC046-03 | 907.8 | 2021 | 493.87 | 2021 | 0 | -50.09 | SWHC046-03 | Com Central HVAC (Large) - Fuel Sub - ZEAS 2030 - Marine ¦ SDG&E ¦ Marine | Com Central HVAC (Large) - Fuel Sub - ZEAS 2030 - Marine | 0.092203 | 0.814 | 0 | CBSA 2014, adjusted to reflect new efficiencies | 18.9892 | 2032 | 1 | SWHC046-03
COM-HVAC-FS-11-ZEAS.83 | Com ¦ Large Packaged Heat Pump (IEER 14.0) - Fuel Sub - ZEAS 2030 - Marine ¦ SDG&E ¦ Marine | Com ¦ Large Packaged Heat Pump (IEER 14.0) - Fuel Sub - ZEAS 2030 - Marine | SDG&E ¦ Marine | SDG&E | All | Electric & Gas | Heat pump, IEER 14.0, 240-760 kbtuh, NR | Efficient |  |  | 1 | Conventional | HVAC | Com - School | Com | ROB Only | 1 | 1000 sqft2 of floor space | Cap-Tons | 15 | DEER:HVAC_Split-Package_HP | 56.7768 | 0 | -8.3368 | SWHC046-03 | 907.8 | 2021 | 493.87 | 2021 | 0 | -50.09 | SWHC046-03 | Com Central HVAC (Large) - Fuel Sub - ZEAS 2030 - Marine ¦ SDG&E ¦ Marine | Com Central HVAC (Large) - Fuel Sub - ZEAS 2030 - Marine | 0.15505 | 0.814 | 0 | CBSA 2014, adjusted to reflect new efficiencies | 9.6994 | 2032 | 1 | SWHC046-03
COM-HVAC-FS-11-ZEAS.84 | Com ¦ Large Packaged Heat Pump (IEER 14.0) - Fuel Sub - ZEAS 2030 - Marine ¦ SDG&E ¦ Marine | Com ¦ Large Packaged Heat Pump (IEER 14.0) - Fuel Sub - ZEAS 2030 - Marine | SDG&E ¦ Marine | SDG&E | All | Electric & Gas | Heat pump, IEER 14.0, 240-760 kbtuh, NR | Efficient |  |  | 1 | Conventional | HVAC | Com - Warehouse | Com | ROB Only | 1 | 1000 sqft2 of floor space | Cap-Tons | 15 | DEER:HVAC_Split-Package_HP | 220 | 0 | -27.6 | SWHC046-03 | 907.8 | 2021 | 493.87 | 2021 | 0 | -50.09 | SWHC046-03 | Com Central HVAC (Large) - Fuel Sub - ZEAS 2030 - Marine ¦ SDG&E ¦ Marine | Com Central HVAC (Large) - Fuel Sub - ZEAS 2030 - Marine | 0.028275 | 0.814 | 0 | CBSA 2014, adjusted to reflect new efficiencies | 50.4078 | 2032 | 1 | SWHC046-03
COM-HVAC-FS-11-ZEAS.85 | Com ¦ Large Packaged Heat Pump (IEER 14.0) - Fuel Sub - ZEAS 2030 - Hot-Dry ¦ SDG&E ¦ Hot-Dry | Com ¦ Large Packaged Heat Pump (IEER 14.0) - Fuel Sub - ZEAS 2030 - Hot-Dry | SDG&E ¦ Hot-Dry | SDG&E | All | Electric & Gas | Heat pump, IEER 14.0, 240-760 kbtuh, NR | Efficient |  |  | 1 | Conventional | HVAC | Com - College | Com | ROB Only | 1 | 1000 sqft2 of floor space | Cap-Tons | 15 | DEER:HVAC_Split-Package_HP | 50.3042 | 0 | -7.1995 | SWHC046-03 | 907.8 | 2021 | 493.87 | 2021 | 0 | -50.09 | SWHC046-03 | Com Central HVAC (Large) - Fuel Sub - ZEAS 2030 - Hot-Dry ¦ SDG&E ¦ Hot-Dry | Com Central HVAC (Large) - Fuel Sub - ZEAS 2030 - Hot-Dry | 0.12207 | 0.814 | 0 | CBSA 2014, adjusted to reflect new efficiencies | 19.9509 | 2032 | 1 | SWHC046-03
COM-HVAC-FS-11-ZEAS.86 | Com ¦ Large Packaged Heat Pump (IEER 14.0) - Fuel Sub - ZEAS 2030 - Hot-Dry ¦ SDG&E ¦ Hot-Dry | Com ¦ Large Packaged Heat Pump (IEER 14.0) - Fuel Sub - ZEAS 2030 - Hot-Dry | SDG&E ¦ Hot-Dry | SDG&E | All | Electric & Gas | Heat pump, IEER 14.0, 240-760 kbtuh, NR | Efficient |  |  | 1 | Conventional | HVAC | Com - Grocery | Com | ROB Only | 1 | 1000 sqft2 of floor space | Cap-Tons | 15 | DEER:HVAC_Split-Package_HP | 676 | 0 | -74 | SWHC046-03 | 907.8 | 2021 | 493.87 | 2021 | 0 | -50.09 | SWHC046-03 | Com Central HVAC (Large) - Fuel Sub - ZEAS 2030 - Hot-Dry ¦ SDG&E ¦ Hot-Dry | Com Central HVAC (Large) - Fuel Sub - ZEAS 2030 - Hot-Dry | 0.22528 | 0.814 | 0 | CBSA 2014, adjusted to reflect new efficiencies | 135.7419 | 2032 | 1 | SWHC046-03
COM-HVAC-FS-11-ZEAS.87 | Com ¦ Large Packaged Heat Pump (IEER 14.0) - Fuel Sub - ZEAS 2030 - Hot-Dry ¦ SDG&E ¦ Hot-Dry | Com ¦ Large Packaged Heat Pump (IEER 14.0) - Fuel Sub - ZEAS 2030 - Hot-Dry | SDG&E ¦ Hot-Dry | SDG&E | All | Electric & Gas | Heat pump, IEER 14.0, 240-760 kbtuh, NR | Efficient |  |  | 1 | Conventional | HVAC | Com - Health | Com | ROB Only | 1 | 1000 sqft2 of floor space | Cap-Tons | 15 | DEER:HVAC_Split-Package_HP | 81.8145 | 0 | -10.1976 | SWHC046-03 | 907.8 | 2021 | 493.87 | 2021 | 0 | -50.09 | SWHC046-03 | Com Central HVAC (Large) - Fuel Sub - ZEAS 2030 - Hot-Dry ¦ SDG&E ¦ Hot-Dry | Com Central HVAC (Large) - Fuel Sub - ZEAS 2030 - Hot-Dry | 0.17567 | 0.814 | 0 | CBSA 2014, adjusted to reflect new efficiencies | 23.4504 | 2032 | 1 | SWHC046-03
COM-HVAC-FS-11-ZEAS.88 | Com ¦ Large Packaged Heat Pump (IEER 14.0) - Fuel Sub - ZEAS 2030 - Hot-Dry ¦ SDG&E ¦ Hot-Dry | Com ¦ Large Packaged Heat Pump (IEER 14.0) - Fuel Sub - ZEAS 2030 - Hot-Dry | SDG&E ¦ Hot-Dry | SDG&E | All | Electric & Gas | Heat pump, IEER 14.0, 240-760 kbtuh, NR | Efficient |  |  | 1 | Conventional | HVAC | Com - Lodging | Com | ROB Only | 1 | 1000 sqft2 of floor space | Cap-Tons | 15 | DEER:HVAC_Split-Package_HP | 194.2367 | 0 | -24.47 | SWHC046-03 | 907.8 | 2021 | 493.87 | 2021 | 0 | -50.09 | SWHC046-03 | Com Central HVAC (Large) - Fuel Sub - ZEAS 2030 - Hot-Dry ¦ SDG&E ¦ Hot-Dry | Com Central HVAC (Large) - Fuel Sub - ZEAS 2030 - Hot-Dry | 0.098289 | 0.814 | 0 | CBSA 2014, adjusted to reflect new efficiencies | 211.0958 | 2032 | 1 | SWHC046-03
COM-HVAC-FS-11-ZEAS.89 | Com ¦ Large Packaged Heat Pump (IEER 14.0) - Fuel Sub - ZEAS 2030 - Hot-Dry ¦ SDG&E ¦ Hot-Dry | Com ¦ Large Packaged Heat Pump (IEER 14.0) - Fuel Sub - ZEAS 2030 - Hot-Dry | SDG&E ¦ Hot-Dry | SDG&E | All | Electric & Gas | Heat pump, IEER 14.0, 240-760 kbtuh, NR | Efficient |  |  | 1 | Conventional | HVAC | Com - Office (Large) | Com | ROB Only | 1 | 1000 sqft2 of floor space | Cap-Tons | 15 | DEER:HVAC_Split-Package_HP | -3.62 | 0 | -0.265 | SWHC046-03 | 907.8 | 2021 | 493.87 | 2021 | 0 | -50.09 | SWHC046-03 | Com Central HVAC (Large) - Fuel Sub - ZEAS 2030 - Hot-Dry ¦ SDG&E ¦ Hot-Dry | Com Central HVAC (Large) - Fuel Sub - ZEAS 2030 - Hot-Dry | 0.12833 | 0.814 | 0 | CBSA 2014, adjusted to reflect new efficiencies | 1.55 | 2032 | 1 | SWHC046-03
COM-HVAC-FS-11-ZEAS.90 | Com ¦ Large Packaged Heat Pump (IEER 14.0) - Fuel Sub - ZEAS 2030 - Hot-Dry ¦ SDG&E ¦ Hot-Dry | Com ¦ Large Packaged Heat Pump (IEER 14.0) - Fuel Sub - ZEAS 2030 - Hot-Dry | SDG&E ¦ Hot-Dry | SDG&E | All | Electric & Gas | Heat pump, IEER 14.0, 240-760 kbtuh, NR | Efficient |  |  | 1 | Conventional | HVAC | Com - Office (Small) | Com | ROB Only | 1 | 1000 sqft2 of floor space | Cap-Tons | 15 | DEER:HVAC_Split-Package_HP | 24.1 | 0 | -3.47 | SWHC046-03 | 907.8 | 2021 | 493.87 | 2021 | 0 | -50.09 | SWHC046-03 | Com Central HVAC (Large) - Fuel Sub - ZEAS 2030 - Hot-Dry ¦ SDG&E ¦ Hot-Dry | Com Central HVAC (Large) - Fuel Sub - ZEAS 2030 - Hot-Dry | 0.15582 | 0.814 | 0 | CBSA 2014, adjusted to reflect new efficiencies | 5.7645 | 2032 | 1 | SWHC046-03
COM-HVAC-FS-11-ZEAS.91 | Com ¦ Large Packaged Heat Pump (IEER 14.0) - Fuel Sub - ZEAS 2030 - Hot-Dry ¦ SDG&E ¦ Hot-Dry | Com ¦ Large Packaged Heat Pump (IEER 14.0) - Fuel Sub - ZEAS 2030 - Hot-Dry | SDG&E ¦ Hot-Dry | SDG&E | All | Electric & Gas | Heat pump, IEER 14.0, 240-760 kbtuh, NR | Efficient |  |  | 1 | Conventional | HVAC | Com - Other | Com | ROB Only | 1 | 1000 sqft2 of floor space | Cap-Tons | 15 | DEER:HVAC_Split-Package_HP | 118 | 0 | -14.4 | SWHC046-03 | 907.8 | 2021 | 493.87 | 2021 | 0 | -50.09 | SWHC046-03 | Com Central HVAC (Large) - Fuel Sub - ZEAS 2030 - Hot-Dry ¦ SDG&E ¦ Hot-Dry | Com Central HVAC (Large) - Fuel Sub - ZEAS 2030 - Hot-Dry | 0.21005 | 0.814 | 0 | CBSA 2014, adjusted to reflect new efficiencies | 52.202 | 2032 | 1 | SWHC046-03
COM-HVAC-FS-11-ZEAS.92 | Com ¦ Large Packaged Heat Pump (IEER 14.0) - Fuel Sub - ZEAS 2030 - Hot-Dry ¦ SDG&E ¦ Hot-Dry | Com ¦ Large Packaged Heat Pump (IEER 14.0) - Fuel Sub - ZEAS 2030 - Hot-Dry | SDG&E ¦ Hot-Dry | SDG&E | All | Electric & Gas | Heat pump, IEER 14.0, 240-760 kbtuh, NR | Efficient |  |  | 1 | Conventional | HVAC | Com - Refrig. Warehouse | Com | ROB Only | 1 | 1000 sqft2 of floor space | Cap-Tons | 15 | DEER:HVAC_Split-Package_HP | 0 | 0 | 0 | SWHC046-03 | 0 | 2021 | 0 | 2021 | 0 | -50.09 | SWHC046-03 | Com Central HVAC (Large) - Fuel Sub - ZEAS 2030 - Hot-Dry ¦ SDG&E ¦ Hot-Dry | Com Central HVAC (Large) - Fuel Sub - ZEAS 2030 - Hot-Dry | 0 | 0.814 | 0 | CBSA 2014, adjusted to reflect new efficiencies | 0 | 2032 | 1 | SWHC046-03
COM-HVAC-FS-11-ZEAS.93 | Com ¦ Large Packaged Heat Pump (IEER 14.0) - Fuel Sub - ZEAS 2030 - Hot-Dry ¦ SDG&E ¦ Hot-Dry | Com ¦ Large Packaged Heat Pump (IEER 14.0) - Fuel Sub - ZEAS 2030 - Hot-Dry | SDG&E ¦ Hot-Dry | SDG&E | All | Electric & Gas | Heat pump, IEER 14.0, 240-760 kbtuh, NR | Efficient |  |  | 1 | Conventional | HVAC | Com - Restaurant | Com | ROB Only | 1 | 1000 sqft2 of floor space | Cap-Tons | 15 | DEER:HVAC_Split-Package_HP | 15.2704 | 0 | -2.8423 | SWHC046-03 | 907.8 | 2021 | 493.87 | 2021 | 0 | -50.09 | SWHC046-03 | Com Central HVAC (Large) - Fuel Sub - ZEAS 2030 - Hot-Dry ¦ SDG&E ¦ Hot-Dry | Com Central HVAC (Large) - Fuel Sub - ZEAS 2030 - Hot-Dry | 0.22744 | 0.814 | 0 | CBSA 2014, adjusted to reflect new efficiencies | 1.8639 | 2032 | 1 | SWHC046-03
COM-HVAC-FS-11-ZEAS.94 | Com ¦ Large Packaged Heat Pump (IEER 14.0) - Fuel Sub - ZEAS 2030 - Hot-Dry ¦ SDG&E ¦ Hot-Dry | Com ¦ Large Packaged Heat Pump (IEER 14.0) - Fuel Sub - ZEAS 2030 - Hot-Dry | SDG&E ¦ Hot-Dry | SDG&E | All | Electric & Gas | Heat pump, IEER 14.0, 240-760 kbtuh, NR | Efficient |  |  | 1 | Conventional | HVAC | Com - Retail | Com | ROB Only | 1 | 1000 sqft2 of floor space | Cap-Tons | 15 | DEER:HVAC_Split-Package_HP | 41.6123 | 0 | -6.1456 | SWHC046-03 | 907.8 | 2021 | 493.87 | 2021 | 0 | -50.09 | SWHC046-03 | Com Central HVAC (Large) - Fuel Sub - ZEAS 2030 - Hot-Dry ¦ SDG&E ¦ Hot-Dry | Com Central HVAC (Large) - Fuel Sub - ZEAS 2030 - Hot-Dry | 0.092203 | 0.814 | 0 | CBSA 2014, adjusted to reflect new efficiencies | 15.7472 | 2032 | 1 | SWHC046-03
COM-HVAC-FS-11-ZEAS.95 | Com ¦ Large Packaged Heat Pump (IEER 14.0) - Fuel Sub - ZEAS 2030 - Hot-Dry ¦ SDG&E ¦ Hot-Dry | Com ¦ Large Packaged Heat Pump (IEER 14.0) - Fuel Sub - ZEAS 2030 - Hot-Dry | SDG&E ¦ Hot-Dry | SDG&E | All | Electric & Gas | Heat pump, IEER 14.0, 240-760 kbtuh, NR | Efficient |  |  | 1 | Conventional | HVAC | Com - School | Com | ROB Only | 1 | 1000 sqft2 of floor space | Cap-Tons | 15 | DEER:HVAC_Split-Package_HP | 51.0583 | 0 | -7.2205 | SWHC046-03 | 907.8 | 2021 | 493.87 | 2021 | 0 | -50.09 | SWHC046-03 | Com Central HVAC (Large) - Fuel Sub - ZEAS 2030 - Hot-Dry ¦ SDG&E ¦ Hot-Dry | Com Central HVAC (Large) - Fuel Sub - ZEAS 2030 - Hot-Dry | 0.15505 | 0.814 | 0 | CBSA 2014, adjusted to reflect new efficiencies | 8.0903 | 2032 | 1 | SWHC046-03
COM-HVAC-FS-11-ZEAS.96 | Com ¦ Large Packaged Heat Pump (IEER 14.0) - Fuel Sub - ZEAS 2030 - Hot-Dry ¦ SDG&E ¦ Hot-Dry | Com ¦ Large Packaged Heat Pump (IEER 14.0) - Fuel Sub - ZEAS 2030 - Hot-Dry | SDG&E ¦ Hot-Dry | SDG&E | All | Electric & Gas | Heat pump, IEER 14.0, 240-760 kbtuh, NR | Efficient |  |  | 1 | Conventional | HVAC | Com - Warehouse | Com | ROB Only | 1 | 1000 sqft2 of floor space | Cap-Tons | 15 | DEER:HVAC_Split-Package_HP | 201 | 0 | -25.2 | SWHC046-03 | 907.8 | 2021 | 493.87 | 2021 | 0 | -50.09 | SWHC046-03 | Com Central HVAC (Large) - Fuel Sub - ZEAS 2030 - Hot-Dry ¦ SDG&E ¦ Hot-Dry | Com Central HVAC (Large) - Fuel Sub - ZEAS 2030 - Hot-Dry | 0.028275 | 0.814 | 0 | CBSA 2014, adjusted to reflect new efficiencies | 45.9854 | 2032 | 1 | SWHC046-03
COM-HVAC-FS-PU-10-ZEAS.1 | Com ¦ Large Code HVAC System Integrated Furnace and AC - Panel Upgrade - ZEAS 2030 - Marine ¦ PG&E ¦ Marine | Com ¦ Large Code HVAC System Integrated Furnace and AC - Panel Upgrade - ZEAS 2030 - Marine | PG&E ¦ Marine | PG&E | All | Electric & Gas | Code split-package AC with gas furnace, 240-760 kbtuh | Average Existing and Code |  | 2030 | 1 | Conventional | HVAC | Com - College | Com | ROB Only | 0 | 1000 sqft2 of floor space | Cap-Tons | 15 | DEER:HVAC_Split-Package_HP | 0 | 0 | 0 | SWHC046-03 | 903.64 | 2021 | 304.56 | 2021 | 0 | 0 | SWHC046-03 | Com Central HVAC (Large) - Fuel Sub - Panel Upgrade - ZEAS 2030 - Marine ¦ PG&E ¦ Marine | Com Central HVAC (Large) - Fuel Sub - Panel Upgrade - ZEAS 2030 - Marine | 0.11162 | 0.186 | 1 | CBSA 2014, adjusted to reflect new efficiencies | 0 | 2012 | 1 | SWHC046-03
COM-HVAC-FS-PU-10-ZEAS.2 | Com ¦ Large Code HVAC System Integrated Furnace and AC - Panel Upgrade - ZEAS 2030 - Marine ¦ PG&E ¦ Marine | Com ¦ Large Code HVAC System Integrated Furnace and AC - Panel Upgrade - ZEAS 2030 - Marine | PG&E ¦ Marine | PG&E | All | Electric & Gas | Code split-package AC with gas furnace, 240-760 kbtuh | Average Existing and Code |  | 2030 | 1 | Conventional | HVAC | Com - Grocery | Com | ROB Only | 0 | 1000 sqft2 of floor space | Cap-Tons | 15 | DEER:HVAC_Split-Package_HP | 0 | 0 | 0 | SWHC046-03 | 903.64 | 2021 | 304.56 | 2021 | 0 | 0 | SWHC046-03 | Com Central HVAC (Large) - Fuel Sub - Panel Upgrade - ZEAS 2030 - Marine ¦ PG&E ¦ Marine | Com Central HVAC (Large) - Fuel Sub - Panel Upgrade - ZEAS 2030 - Marine | 0.18624 | 0.186 | 1 | CBSA 2014, adjusted to reflect new efficiencies | 0 | 2012 | 1 | SWHC046-03
COM-HVAC-FS-PU-10-ZEAS.3 | Com ¦ Large Code HVAC System Integrated Furnace and AC - Panel Upgrade - ZEAS 2030 - Marine ¦ PG&E ¦ Marine | Com ¦ Large Code HVAC System Integrated Furnace and AC - Panel Upgrade - ZEAS 2030 - Marine | PG&E ¦ Marine | PG&E | All | Electric & Gas | Code split-package AC with gas furnace, 240-760 kbtuh | Average Existing and Code |  | 2030 | 1 | Conventional | HVAC | Com - Health | Com | ROB Only | 0 | 1000 sqft2 of floor space | Cap-Tons | 15 | DEER:HVAC_Split-Package_HP | 0 | 0 | 0 | SWHC046-03 | 903.64 | 2021 | 304.56 | 2021 | 0 | 0 | SWHC046-03 | Com Central HVAC (Large) - Fuel Sub - Panel Upgrade - ZEAS 2030 - Marine ¦ PG&E ¦ Marine | Com Central HVAC (Large) - Fuel Sub - Panel Upgrade - ZEAS 2030 - Marine | 0.16483 | 0.186 | 1 | CBSA 2014, adjusted to reflect new efficiencies | 0 | 2012 | 1 | SWHC046-03
COM-HVAC-FS-PU-10-ZEAS.4 | Com ¦ Large Code HVAC System Integrated Furnace and AC - Panel Upgrade - ZEAS 2030 - Marine ¦ PG&E ¦ Marine | Com ¦ Large Code HVAC System Integrated Furnace and AC - Panel Upgrade - ZEAS 2030 - Marine | PG&E ¦ Marine | PG&E | All | Electric & Gas | Code split-package AC with gas furnace, 240-760 kbtuh | Average Existing and Code |  | 2030 | 1 | Conventional | HVAC | Com - Lodging | Com | ROB Only | 0 | 1000 sqft2 of floor space | Cap-Tons | 15 | DEER:HVAC_Split-Package_HP | 0 | 0 | 0 | SWHC046-03 | 903.64 | 2021 | 304.56 | 2021 | 0 | 0 | SWHC046-03 | Com Central HVAC (Large) - Fuel Sub - Panel Upgrade - ZEAS 2030 - Marine ¦ PG&E ¦ Marine | Com Central HVAC (Large) - Fuel Sub - Panel Upgrade - ZEAS 2030 - Marine | 0.08786 | 0.186 | 1 | CBSA 2014, adjusted to reflect new efficiencies | 0 | 2012 | 1 | SWHC046-03
COM-HVAC-FS-PU-10-ZEAS.5 | Com ¦ Large Code HVAC System Integrated Furnace and AC - Panel Upgrade - ZEAS 2030 - Marine ¦ PG&E ¦ Marine | Com ¦ Large Code HVAC System Integrated Furnace and AC - Panel Upgrade - ZEAS 2030 - Marine | PG&E ¦ Marine | PG&E | All | Electric & Gas | Code split-package AC with gas furnace, 240-760 kbtuh | Average Existing and Code |  | 2030 | 1 | Conventional | HVAC | Com - Office (Large) | Com | ROB Only | 0 | 1000 sqft2 of floor space | Cap-Tons | 15 | DEER:HVAC_Split-Package_HP | 0 | 0 | 0 | SWHC046-03 | 903.64 | 2021 | 304.56 | 2021 | 0 | 0 | SWHC046-03 | Com Central HVAC (Large) - Fuel Sub - Panel Upgrade - ZEAS 2030 - Marine ¦ PG&E ¦ Marine | Com Central HVAC (Large) - Fuel Sub - Panel Upgrade - ZEAS 2030 - Marine | 0.11704 | 0.186 | 1 | CBSA 2014, adjusted to reflect new efficiencies | 0 | 2012 | 1 | SWHC046-03
COM-HVAC-FS-PU-10-ZEAS.6 | Com ¦ Large Code HVAC System Integrated Furnace and AC - Panel Upgrade - ZEAS 2030 - Marine ¦ PG&E ¦ Marine | Com ¦ Large Code HVAC System Integrated Furnace and AC - Panel Upgrade - ZEAS 2030 - Marine | PG&E ¦ Marine | PG&E | All | Electric & Gas | Code split-package AC with gas furnace, 240-760 kbtuh | Average Existing and Code |  | 2030 | 1 | Conventional | HVAC | Com - Office (Small) | Com | ROB Only | 0 | 1000 sqft2 of floor space | Cap-Tons | 15 | DEER:HVAC_Split-Package_HP | 0 | 0 | 0 | SWHC046-03 | 903.64 | 2021 | 304.56 | 2021 | 0 | 0 | SWHC046-03 | Com Central HVAC (Large) - Fuel Sub - Panel Upgrade - ZEAS 2030 - Marine ¦ PG&E ¦ Marine | Com Central HVAC (Large) - Fuel Sub - Panel Upgrade - ZEAS 2030 - Marine | 0.13689 | 0.186 | 1 | CBSA 2014, adjusted to reflect new efficiencies | 0 | 2012 | 1 | SWHC046-03
COM-HVAC-FS-PU-10-ZEAS.7 | Com ¦ Large Code HVAC System Integrated Furnace and AC - Panel Upgrade - ZEAS 2030 - Marine ¦ PG&E ¦ Marine | Com ¦ Large Code HVAC System Integrated Furnace and AC - Panel Upgrade - ZEAS 2030 - Marine | PG&E ¦ Marine | PG&E | All | Electric & Gas | Code split-package AC with gas furnace, 240-760 kbtuh | Average Existing and Code |  | 2030 | 1 | Conventional | HVAC | Com - Other | Com | ROB Only | 0 | 1000 sqft2 of floor space | Cap-Tons | 15 | DEER:HVAC_Split-Package_HP | 0 | 0 | 0 | SWHC046-03 | 903.64 | 2021 | 304.56 | 2021 | 0 | 0 | SWHC046-03 | Com Central HVAC (Large) - Fuel Sub - Panel Upgrade - ZEAS 2030 - Marine ¦ PG&E ¦ Marine | Com Central HVAC (Large) - Fuel Sub - Panel Upgrade - ZEAS 2030 - Marine | 0.1938 | 0.186 | 1 | CBSA 2014, adjusted to reflect new efficiencies | 0 | 2012 | 1 | SWHC046-03
COM-HVAC-FS-PU-10-ZEAS.8 | Com ¦ Large Code HVAC System Integrated Furnace and AC - Panel Upgrade - ZEAS 2030 - Marine ¦ PG&E ¦ Marine | Com ¦ Large Code HVAC System Integrated Furnace and AC - Panel Upgrade - ZEAS 2030 - Marine | PG&E ¦ Marine | PG&E | All | Electric & Gas | Code split-package AC with gas furnace, 240-760 kbtuh | Average Existing and Code |  | 2030 | 1 | Conventional | HVAC | Com - Refrig. Warehouse | Com | ROB Only | 0 | 1000 sqft2 of floor space | Cap-Tons | 15 | DEER:HVAC_Split-Package_HP | 0 | 0 | 0 | SWHC046-03 | 0 | 2021 | 0 | 2021 | 0 | 0 | SWHC046-03 | Com Central HVAC (Large) - Fuel Sub - Panel Upgrade - ZEAS 2030 - Marine ¦ PG&E ¦ Marine | Com Central HVAC (Large) - Fuel Sub - Panel Upgrade - ZEAS 2030 - Marine | 0 | 0.186 | 1 | CBSA 2014, adjusted to reflect new efficiencies | 0 | 2012 | 1 | SWHC046-03
COM-HVAC-FS-PU-10-ZEAS.9 | Com ¦ Large Code HVAC System Integrated Furnace and AC - Panel Upgrade - ZEAS 2030 - Marine ¦ PG&E ¦ Marine | Com ¦ Large Code HVAC System Integrated Furnace and AC - Panel Upgrade - ZEAS 2030 - Marine | PG&E ¦ Marine | PG&E | All | Electric & Gas | Code split-package AC with gas furnace, 240-760 kbtuh | Average Existing and Code |  | 2030 | 1 | Conventional | HVAC | Com - Restaurant | Com | ROB Only | 0 | 1000 sqft2 of floor space | Cap-Tons | 15 | DEER:HVAC_Split-Package_HP | 0 | 0 | 0 | SWHC046-03 | 903.64 | 2021 | 304.56 | 2021 | 0 | 0 | SWHC046-03 | Com Central HVAC (Large) - Fuel Sub - Panel Upgrade - ZEAS 2030 - Marine ¦ PG&E ¦ Marine | Com Central HVAC (Large) - Fuel Sub - Panel Upgrade - ZEAS 2030 - Marine | 0.1978 | 0.186 | 1 | CBSA 2014, adjusted to reflect new efficiencies | 0 | 2012 | 1 | SWHC046-03
COM-HVAC-FS-PU-10-ZEAS.10 | Com ¦ Large Code HVAC System Integrated Furnace and AC - Panel Upgrade - ZEAS 2030 - Marine ¦ PG&E ¦ Marine | Com ¦ Large Code HVAC System Integrated Furnace and AC - Panel Upgrade - ZEAS 2030 - Marine | PG&E ¦ Marine | PG&E | All | Electric & Gas | Code split-package AC with gas furnace, 240-760 kbtuh | Average Existing and Code |  | 2030 | 1 | Conventional | HVAC | Com - Retail | Com | ROB Only | 0 | 1000 sqft2 of floor space | Cap-Tons | 15 | DEER:HVAC_Split-Package_HP | 0 | 0 | 0 | SWHC046-03 | 903.64 | 2021 | 304.56 | 2021 | 0 | 0 | SWHC046-03 | Com Central HVAC (Large) - Fuel Sub - Panel Upgrade - ZEAS 2030 - Marine ¦ PG&E ¦ Marine | Com Central HVAC (Large) - Fuel Sub - Panel Upgrade - ZEAS 2030 - Marine | 0.082433 | 0.186 | 1 | CBSA 2014, adjusted to reflect new efficiencies | 0 | 2012 | 1 | SWHC046-03
COM-HVAC-FS-PU-10-ZEAS.11 | Com ¦ Large Code HVAC System Integrated Furnace and AC - Panel Upgrade - ZEAS 2030 - Marine ¦ PG&E ¦ Marine | Com ¦ Large Code HVAC System Integrated Furnace and AC - Panel Upgrade - ZEAS 2030 - Marine | PG&E ¦ Marine | PG&E | All | Electric & Gas | Code split-package AC with gas furnace, 240-760 kbtuh | Average Existing and Code |  | 2030 | 1 | Conventional | HVAC | Com - School | Com | ROB Only | 0 | 1000 sqft2 of floor space | Cap-Tons | 15 | DEER:HVAC_Split-Package_HP | 0 | 0 | 0 | SWHC046-03 | 903.64 | 2021 | 304.56 | 2021 | 0 | 0 | SWHC046-03 | Com Central HVAC (Large) - Fuel Sub - Panel Upgrade - ZEAS 2030 - Marine ¦ PG&E ¦ Marine | Com Central HVAC (Large) - Fuel Sub - Panel Upgrade - ZEAS 2030 - Marine | 0.12518 | 0.186 | 1 | CBSA 2014, adjusted to reflect new efficiencies | 0 | 2012 | 1 | SWHC046-03
COM-HVAC-FS-PU-10-ZEAS.12 | Com ¦ Large Code HVAC System Integrated Furnace and AC - Panel Upgrade - ZEAS 2030 - Marine ¦ PG&E ¦ Marine | Com ¦ Large Code HVAC System Integrated Furnace and AC - Panel Upgrade - ZEAS 2030 - Marine | PG&E ¦ Marine | PG&E | All | Electric & Gas | Code split-package AC with gas furnace, 240-760 kbtuh | Average Existing and Code |  | 2030 | 1 | Conventional | HVAC | Com - Warehouse | Com | ROB Only | 0 | 1000 sqft2 of floor space | Cap-Tons | 15 | DEER:HVAC_Split-Package_HP | 0 | 0 | 0 | SWHC046-03 | 903.64 | 2021 | 304.56 | 2021 | 0 | 0 | SWHC046-03 | Com Central HVAC (Large) - Fuel Sub - Panel Upgrade - ZEAS 2030 - Marine ¦ PG&E ¦ Marine | Com Central HVAC (Large) - Fuel Sub - Panel Upgrade - ZEAS 2030 - Marine | 0.025654 | 0.186 | 1 | CBSA 2014, adjusted to reflect new efficiencies | 0 | 2012 | 1 | SWHC046-03
COM-HVAC-FS-PU-10-ZEAS.13 | Com ¦ Large Code HVAC System Integrated Furnace and AC - Panel Upgrade - ZEAS 2030 - Hot-Dry ¦ PG&E ¦ Hot-Dry | Com ¦ Large Code HVAC System Integrated Furnace and AC - Panel Upgrade - ZEAS 2030 - Hot-Dry | PG&E ¦ Hot-Dry | PG&E | All | Electric & Gas | Code split-package AC with gas furnace, 240-760 kbtuh | Average Existing and Code |  | 2030 | 1 | Conventional | HVAC | Com - College | Com | ROB Only | 0 | 1000 sqft2 of floor space | Cap-Tons | 15 | DEER:HVAC_Split-Package_HP | 0 | 0 | 0 | SWHC046-03 | 903.64 | 2021 | 304.56 | 2021 | 0 | 0 | SWHC046-03 | Com Central HVAC (Large) - Fuel Sub - Panel Upgrade - ZEAS 2030 - Hot-Dry ¦ PG&E ¦ Hot-Dry | Com Central HVAC (Large) - Fuel Sub - Panel Upgrade - ZEAS 2030 - Hot-Dry | 0.11162 | 0.186 | 1 | CBSA 2014, adjusted to reflect new efficiencies | 0 | 2012 | 1 | SWHC046-03
COM-HVAC-FS-PU-10-ZEAS.14 | Com ¦ Large Code HVAC System Integrated Furnace and AC - Panel Upgrade - ZEAS 2030 - Hot-Dry ¦ PG&E ¦ Hot-Dry | Com ¦ Large Code HVAC System Integrated Furnace and AC - Panel Upgrade - ZEAS 2030 - Hot-Dry | PG&E ¦ Hot-Dry | PG&E | All | Electric & Gas | Code split-package AC with gas furnace, 240-760 kbtuh | Average Existing and Code |  | 2030 | 1 | Conventional | HVAC | Com - Grocery | Com | ROB Only | 0 | 1000 sqft2 of floor space | Cap-Tons | 15 | DEER:HVAC_Split-Package_HP | 0 | 0 | 0 | SWHC046-03 | 903.64 | 2021 | 304.56 | 2021 | 0 | 0 | SWHC046-03 | Com Central HVAC (Large) - Fuel Sub - Panel Upgrade - ZEAS 2030 - Hot-Dry ¦ PG&E ¦ Hot-Dry | Com Central HVAC (Large) - Fuel Sub - Panel Upgrade - ZEAS 2030 - Hot-Dry | 0.18624 | 0.186 | 1 | CBSA 2014, adjusted to reflect new efficiencies | 0 | 2012 | 1 | SWHC046-03
COM-HVAC-FS-PU-10-ZEAS.15 | Com ¦ Large Code HVAC System Integrated Furnace and AC - Panel Upgrade - ZEAS 2030 - Hot-Dry ¦ PG&E ¦ Hot-Dry | Com ¦ Large Code HVAC System Integrated Furnace and AC - Panel Upgrade - ZEAS 2030 - Hot-Dry | PG&E ¦ Hot-Dry | PG&E | All | Electric & Gas | Code split-package AC with gas furnace, 240-760 kbtuh | Average Existing and Code |  | 2030 | 1 | Conventional | HVAC | Com - Health | Com | ROB Only | 0 | 1000 sqft2 of floor space | Cap-Tons | 15 | DEER:HVAC_Split-Package_HP | 0 | 0 | 0 | SWHC046-03 | 903.64 | 2021 | 304.56 | 2021 | 0 | 0 | SWHC046-03 | Com Central HVAC (Large) - Fuel Sub - Panel Upgrade - ZEAS 2030 - Hot-Dry ¦ PG&E ¦ Hot-Dry | Com Central HVAC (Large) - Fuel Sub - Panel Upgrade - ZEAS 2030 - Hot-Dry | 0.16483 | 0.186 | 1 | CBSA 2014, adjusted to reflect new efficiencies | 0 | 2012 | 1 | SWHC046-03
COM-HVAC-FS-PU-10-ZEAS.16 | Com ¦ Large Code HVAC System Integrated Furnace and AC - Panel Upgrade - ZEAS 2030 - Hot-Dry ¦ PG&E ¦ Hot-Dry | Com ¦ Large Code HVAC System Integrated Furnace and AC - Panel Upgrade - ZEAS 2030 - Hot-Dry | PG&E ¦ Hot-Dry | PG&E | All | Electric & Gas | Code split-package AC with gas furnace, 240-760 kbtuh | Average Existing and Code |  | 2030 | 1 | Conventional | HVAC | Com - Lodging | Com | ROB Only | 0 | 1000 sqft2 of floor space | Cap-Tons | 15 | DEER:HVAC_Split-Package_HP | 0 | 0 | 0 | SWHC046-03 | 903.64 | 2021 | 304.56 | 2021 | 0 | 0 | SWHC046-03 | Com Central HVAC (Large) - Fuel Sub - Panel Upgrade - ZEAS 2030 - Hot-Dry ¦ PG&E ¦ Hot-Dry | Com Central HVAC (Large) - Fuel Sub - Panel Upgrade - ZEAS 2030 - Hot-Dry | 0.08786 | 0.186 | 1 | CBSA 2014, adjusted to reflect new efficiencies | 0 | 2012 | 1 | SWHC046-03
COM-HVAC-FS-PU-10-ZEAS.17 | Com ¦ Large Code HVAC System Integrated Furnace and AC - Panel Upgrade - ZEAS 2030 - Hot-Dry ¦ PG&E ¦ Hot-Dry | Com ¦ Large Code HVAC System Integrated Furnace and AC - Panel Upgrade - ZEAS 2030 - Hot-Dry | PG&E ¦ Hot-Dry | PG&E | All | Electric & Gas | Code split-package AC with gas furnace, 240-760 kbtuh | Average Existing and Code |  | 2030 | 1 | Conventional | HVAC | Com - Office (Large) | Com | ROB Only | 0 | 1000 sqft2 of floor space | Cap-Tons | 15 | DEER:HVAC_Split-Package_HP | 0 | 0 | 0 | SWHC046-03 | 903.64 | 2021 | 304.56 | 2021 | 0 | 0 | SWHC046-03 | Com Central HVAC (Large) - Fuel Sub - Panel Upgrade - ZEAS 2030 - Hot-Dry ¦ PG&E ¦ Hot-Dry | Com Central HVAC (Large) - Fuel Sub - Panel Upgrade - ZEAS 2030 - Hot-Dry | 0.11704 | 0.186 | 1 | CBSA 2014, adjusted to reflect new efficiencies | 0 | 2012 | 1 | SWHC046-03
COM-HVAC-FS-PU-10-ZEAS.18 | Com ¦ Large Code HVAC System Integrated Furnace and AC - Panel Upgrade - ZEAS 2030 - Hot-Dry ¦ PG&E ¦ Hot-Dry | Com ¦ Large Code HVAC System Integrated Furnace and AC - Panel Upgrade - ZEAS 2030 - Hot-Dry | PG&E ¦ Hot-Dry | PG&E | All | Electric & Gas | Code split-package AC with gas furnace, 240-760 kbtuh | Average Existing and Code |  | 2030 | 1 | Conventional | HVAC | Com - Office (Small) | Com | ROB Only | 0 | 1000 sqft2 of floor space | Cap-Tons | 15 | DEER:HVAC_Split-Package_HP | 0 | 0 | 0 | SWHC046-03 | 903.64 | 2021 | 304.56 | 2021 | 0 | 0 | SWHC046-03 | Com Central HVAC (Large) - Fuel Sub - Panel Upgrade - ZEAS 2030 - Hot-Dry ¦ PG&E ¦ Hot-Dry | Com Central HVAC (Large) - Fuel Sub - Panel Upgrade - ZEAS 2030 - Hot-Dry | 0.13689 | 0.186 | 1 | CBSA 2014, adjusted to reflect new efficiencies | 0 | 2012 | 1 | SWHC046-03
COM-HVAC-FS-PU-10-ZEAS.19 | Com ¦ Large Code HVAC System Integrated Furnace and AC - Panel Upgrade - ZEAS 2030 - Hot-Dry ¦ PG&E ¦ Hot-Dry | Com ¦ Large Code HVAC System Integrated Furnace and AC - Panel Upgrade - ZEAS 2030 - Hot-Dry | PG&E ¦ Hot-Dry | PG&E | All | Electric & Gas | Code split-package AC with gas furnace, 240-760 kbtuh | Average Existing and Code |  | 2030 | 1 | Conventional | HVAC | Com - Other | Com | ROB Only | 0 | 1000 sqft2 of floor space | Cap-Tons | 15 | DEER:HVAC_Split-Package_HP | 0 | 0 | 0 | SWHC046-03 | 903.64 | 2021 | 304.56 | 2021 | 0 | 0 | SWHC046-03 | Com Central HVAC (Large) - Fuel Sub - Panel Upgrade - ZEAS 2030 - Hot-Dry ¦ PG&E ¦ Hot-Dry | Com Central HVAC (Large) - Fuel Sub - Panel Upgrade - ZEAS 2030 - Hot-Dry | 0.1938 | 0.186 | 1 | CBSA 2014, adjusted to reflect new efficiencies | 0 | 2012 | 1 | SWHC046-03
COM-HVAC-FS-PU-10-ZEAS.20 | Com ¦ Large Code HVAC System Integrated Furnace and AC - Panel Upgrade - ZEAS 2030 - Hot-Dry ¦ PG&E ¦ Hot-Dry | Com ¦ Large Code HVAC System Integrated Furnace and AC - Panel Upgrade - ZEAS 2030 - Hot-Dry | PG&E ¦ Hot-Dry | PG&E | All | Electric & Gas | Code split-package AC with gas furnace, 240-760 kbtuh | Average Existing and Code |  | 2030 | 1 | Conventional | HVAC | Com - Refrig. Warehouse | Com | ROB Only | 0 | 1000 sqft2 of floor space | Cap-Tons | 15 | DEER:HVAC_Split-Package_HP | 0 | 0 | 0 | SWHC046-03 | 0 | 2021 | 0 | 2021 | 0 | 0 | SWHC046-03 | Com Central HVAC (Large) - Fuel Sub - Panel Upgrade - ZEAS 2030 - Hot-Dry ¦ PG&E ¦ Hot-Dry | Com Central HVAC (Large) - Fuel Sub - Panel Upgrade - ZEAS 2030 - Hot-Dry | 0 | 0.186 | 1 | CBSA 2014, adjusted to reflect new efficiencies | 0 | 2012 | 1 | SWHC046-03
COM-HVAC-FS-PU-10-ZEAS.21 | Com ¦ Large Code HVAC System Integrated Furnace and AC - Panel Upgrade - ZEAS 2030 - Hot-Dry ¦ PG&E ¦ Hot-Dry | Com ¦ Large Code HVAC System Integrated Furnace and AC - Panel Upgrade - ZEAS 2030 - Hot-Dry | PG&E ¦ Hot-Dry | PG&E | All | Electric & Gas | Code split-package AC with gas furnace, 240-760 kbtuh | Average Existing and Code |  | 2030 | 1 | Conventional | HVAC | Com - Restaurant | Com | ROB Only | 0 | 1000 sqft2 of floor space | Cap-Tons | 15 | DEER:HVAC_Split-Package_HP | 0 | 0 | 0 | SWHC046-03 | 903.64 | 2021 | 304.56 | 2021 | 0 | 0 | SWHC046-03 | Com Central HVAC (Large) - Fuel Sub - Panel Upgrade - ZEAS 2030 - Hot-Dry ¦ PG&E ¦ Hot-Dry | Com Central HVAC (Large) - Fuel Sub - Panel Upgrade - ZEAS 2030 - Hot-Dry | 0.1978 | 0.186 | 1 | CBSA 2014, adjusted to reflect new efficiencies | 0 | 2012 | 1 | SWHC046-03
COM-HVAC-FS-PU-10-ZEAS.22 | Com ¦ Large Code HVAC System Integrated Furnace and AC - Panel Upgrade - ZEAS 2030 - Hot-Dry ¦ PG&E ¦ Hot-Dry | Com ¦ Large Code HVAC System Integrated Furnace and AC - Panel Upgrade - ZEAS 2030 - Hot-Dry | PG&E ¦ Hot-Dry | PG&E | All | Electric & Gas | Code split-package AC with gas furnace, 240-760 kbtuh | Average Existing and Code |  | 2030 | 1 | Conventional | HVAC | Com - Retail | Com | ROB Only | 0 | 1000 sqft2 of floor space | Cap-Tons | 15 | DEER:HVAC_Split-Package_HP | 0 | 0 | 0 | SWHC046-03 | 903.64 | 2021 | 304.56 | 2021 | 0 | 0 | SWHC046-03 | Com Central HVAC (Large) - Fuel Sub - Panel Upgrade - ZEAS 2030 - Hot-Dry ¦ PG&E ¦ Hot-Dry | Com Central HVAC (Large) - Fuel Sub - Panel Upgrade - ZEAS 2030 - Hot-Dry | 0.082433 | 0.186 | 1 | CBSA 2014, adjusted to reflect new efficiencies | 0 | 2012 | 1 | SWHC046-03
COM-HVAC-FS-PU-10-ZEAS.23 | Com ¦ Large Code HVAC System Integrated Furnace and AC - Panel Upgrade - ZEAS 2030 - Hot-Dry ¦ PG&E ¦ Hot-Dry | Com ¦ Large Code HVAC System Integrated Furnace and AC - Panel Upgrade - ZEAS 2030 - Hot-Dry | PG&E ¦ Hot-Dry | PG&E | All | Electric & Gas | Code split-package AC with gas furnace, 240-760 kbtuh | Average Existing and Code |  | 2030 | 1 | Conventional | HVAC | Com - School | Com | ROB Only | 0 | 1000 sqft2 of floor space | Cap-Tons | 15 | DEER:HVAC_Split-Package_HP | 0 | 0 | 0 | SWHC046-03 | 903.64 | 2021 | 304.56 | 2021 | 0 | 0 | SWHC046-03 | Com Central HVAC (Large) - Fuel Sub - Panel Upgrade - ZEAS 2030 - Hot-Dry ¦ PG&E ¦ Hot-Dry | Com Central HVAC (Large) - Fuel Sub - Panel Upgrade - ZEAS 2030 - Hot-Dry | 0.12518 | 0.186 | 1 | CBSA 2014, adjusted to reflect new efficiencies | 0 | 2012 | 1 | SWHC046-03
COM-HVAC-FS-PU-10-ZEAS.24 | Com ¦ Large Code HVAC System Integrated Furnace and AC - Panel Upgrade - ZEAS 2030 - Hot-Dry ¦ PG&E ¦ Hot-Dry | Com ¦ Large Code HVAC System Integrated Furnace and AC - Panel Upgrade - ZEAS 2030 - Hot-Dry | PG&E ¦ Hot-Dry | PG&E | All | Electric & Gas | Code split-package AC with gas furnace, 240-760 kbtuh | Average Existing and Code |  | 2030 | 1 | Conventional | HVAC | Com - Warehouse | Com | ROB Only | 0 | 1000 sqft2 of floor space | Cap-Tons | 15 | DEER:HVAC_Split-Package_HP | 0 | 0 | 0 | SWHC046-03 | 903.64 | 2021 | 304.56 | 2021 | 0 | 0 | SWHC046-03 | Com Central HVAC (Large) - Fuel Sub - Panel Upgrade - ZEAS 2030 - Hot-Dry ¦ PG&E ¦ Hot-Dry | Com Central HVAC (Large) - Fuel Sub - Panel Upgrade - ZEAS 2030 - Hot-Dry | 0.025654 | 0.186 | 1 | CBSA 2014, adjusted to reflect new efficiencies | 0 | 2012 | 1 | SWHC046-03
COM-HVAC-FS-PU-10-ZEAS.25 | Com ¦ Large Code HVAC System Integrated Furnace and AC - Panel Upgrade - ZEAS 2030 - Cold ¦ PG&E ¦ Cold | Com ¦ Large Code HVAC System Integrated Furnace and AC - Panel Upgrade - ZEAS 2030 - Cold | PG&E ¦ Cold | PG&E | All | Electric & Gas | Code split-package AC with gas furnace, 240-760 kbtuh | Average Existing and Code |  | 2030 | 1 | Conventional | HVAC | Com - College | Com | ROB Only | 0 | 1000 sqft2 of floor space | Cap-Tons | 15 | DEER:HVAC_Split-Package_HP | 0 | 0 | 0 | SWHC046-03 | 903.64 | 2021 | 304.56 | 2021 | 0 | 0 | SWHC046-03 | Com Central HVAC (Large) - Fuel Sub - Panel Upgrade - ZEAS 2030 - Cold ¦ PG&E ¦ Cold | Com Central HVAC (Large) - Fuel Sub - Panel Upgrade - ZEAS 2030 - Cold | 0.11162 | 0.186 | 1 | CBSA 2014, adjusted to reflect new efficiencies | 0 | 2012 | 1 | SWHC046-03
COM-HVAC-FS-PU-10-ZEAS.26 | Com ¦ Large Code HVAC System Integrated Furnace and AC - Panel Upgrade - ZEAS 2030 - Cold ¦ PG&E ¦ Cold | Com ¦ Large Code HVAC System Integrated Furnace and AC - Panel Upgrade - ZEAS 2030 - Cold | PG&E ¦ Cold | PG&E | All | Electric & Gas | Code split-package AC with gas furnace, 240-760 kbtuh | Average Existing and Code |  | 2030 | 1 | Conventional | HVAC | Com - Grocery | Com | ROB Only | 0 | 1000 sqft2 of floor space | Cap-Tons | 15 | DEER:HVAC_Split-Package_HP | 0 | 0 | 0 | SWHC046-03 | 903.64 | 2021 | 304.56 | 2021 | 0 | 0 | SWHC046-03 | Com Central HVAC (Large) - Fuel Sub - Panel Upgrade - ZEAS 2030 - Cold ¦ PG&E ¦ Cold | Com Central HVAC (Large) - Fuel Sub - Panel Upgrade - ZEAS 2030 - Cold | 0.18624 | 0.186 | 1 | CBSA 2014, adjusted to reflect new efficiencies | 0 | 2012 | 1 | SWHC046-03
COM-HVAC-FS-PU-10-ZEAS.27 | Com ¦ Large Code HVAC System Integrated Furnace and AC - Panel Upgrade - ZEAS 2030 - Cold ¦ PG&E ¦ Cold | Com ¦ Large Code HVAC System Integrated Furnace and AC - Panel Upgrade - ZEAS 2030 - Cold | PG&E ¦ Cold | PG&E | All | Electric & Gas | Code split-package AC with gas furnace, 240-760 kbtuh | Average Existing and Code |  | 2030 | 1 | Conventional | HVAC | Com - Health | Com | ROB Only | 0 | 1000 sqft2 of floor space | Cap-Tons | 15 | DEER:HVAC_Split-Package_HP | 0 | 0 | 0 | SWHC046-03 | 903.64 | 2021 | 304.56 | 2021 | 0 | 0 | SWHC046-03 | Com Central HVAC (Large) - Fuel Sub - Panel Upgrade - ZEAS 2030 - Cold ¦ PG&E ¦ Cold | Com Central HVAC (Large) - Fuel Sub - Panel Upgrade - ZEAS 2030 - Cold | 0.16483 | 0.186 | 1 | CBSA 2014, adjusted to reflect new efficiencies | 0 | 2012 | 1 | SWHC046-03
COM-HVAC-FS-PU-10-ZEAS.28 | Com ¦ Large Code HVAC System Integrated Furnace and AC - Panel Upgrade - ZEAS 2030 - Cold ¦ PG&E ¦ Cold | Com ¦ Large Code HVAC System Integrated Furnace and AC - Panel Upgrade - ZEAS 2030 - Cold | PG&E ¦ Cold | PG&E | All | Electric & Gas | Code split-package AC with gas furnace, 240-760 kbtuh | Average Existing and Code |  | 2030 | 1 | Conventional | HVAC | Com - Lodging | Com | ROB Only | 0 | 1000 sqft2 of floor space | Cap-Tons | 15 | DEER:HVAC_Split-Package_HP | 0 | 0 | 0 | SWHC046-03 | 903.64 | 2021 | 304.56 | 2021 | 0 | 0 | SWHC046-03 | Com Central HVAC (Large) - Fuel Sub - Panel Upgrade - ZEAS 2030 - Cold ¦ PG&E ¦ Cold | Com Central HVAC (Large) - Fuel Sub - Panel Upgrade - ZEAS 2030 - Cold | 0.08786 | 0.186 | 1 | CBSA 2014, adjusted to reflect new efficiencies | 0 | 2012 | 1 | SWHC046-03
COM-HVAC-FS-PU-10-ZEAS.29 | Com ¦ Large Code HVAC System Integrated Furnace and AC - Panel Upgrade - ZEAS 2030 - Cold ¦ PG&E ¦ Cold | Com ¦ Large Code HVAC System Integrated Furnace and AC - Panel Upgrade - ZEAS 2030 - Cold | PG&E ¦ Cold | PG&E | All | Electric & Gas | Code split-package AC with gas furnace, 240-760 kbtuh | Average Existing and Code |  | 2030 | 1 | Conventional | HVAC | Com - Office (Large) | Com | ROB Only | 0 | 1000 sqft2 of floor space | Cap-Tons | 15 | DEER:HVAC_Split-Package_HP | 0 | 0 | 0 | SWHC046-03 | 903.64 | 2021 | 304.56 | 2021 | 0 | 0 | SWHC046-03 | Com Central HVAC (Large) - Fuel Sub - Panel Upgrade - ZEAS 2030 - Cold ¦ PG&E ¦ Cold | Com Central HVAC (Large) - Fuel Sub - Panel Upgrade - ZEAS 2030 - Cold | 0.11704 | 0.186 | 1 | CBSA 2014, adjusted to reflect new efficiencies | 0 | 2012 | 1 | SWHC046-03
COM-HVAC-FS-PU-10-ZEAS.30 | Com ¦ Large Code HVAC System Integrated Furnace and AC - Panel Upgrade - ZEAS 2030 - Cold ¦ PG&E ¦ Cold | Com ¦ Large Code HVAC System Integrated Furnace and AC - Panel Upgrade - ZEAS 2030 - Cold | PG&E ¦ Cold | PG&E | All | Electric & Gas | Code split-package AC with gas furnace, 240-760 kbtuh | Average Existing and Code |  | 2030 | 1 | Conventional | HVAC | Com - Office (Small) | Com | ROB Only | 0 | 1000 sqft2 of floor space | Cap-Tons | 15 | DEER:HVAC_Split-Package_HP | 0 | 0 | 0 | SWHC046-03 | 903.64 | 2021 | 304.56 | 2021 | 0 | 0 | SWHC046-03 | Com Central HVAC (Large) - Fuel Sub - Panel Upgrade - ZEAS 2030 - Cold ¦ PG&E ¦ Cold | Com Central HVAC (Large) - Fuel Sub - Panel Upgrade - ZEAS 2030 - Cold | 0.13689 | 0.186 | 1 | CBSA 2014, adjusted to reflect new efficiencies | 0 | 2012 | 1 | SWHC046-03
COM-HVAC-FS-PU-10-ZEAS.31 | Com ¦ Large Code HVAC System Integrated Furnace and AC - Panel Upgrade - ZEAS 2030 - Cold ¦ PG&E ¦ Cold | Com ¦ Large Code HVAC System Integrated Furnace and AC - Panel Upgrade - ZEAS 2030 - Cold | PG&E ¦ Cold | PG&E | All | Electric & Gas | Code split-package AC with gas furnace, 240-760 kbtuh | Average Existing and Code |  | 2030 | 1 | Conventional | HVAC | Com - Other | Com | ROB Only | 0 | 1000 sqft2 of floor space | Cap-Tons | 15 | DEER:HVAC_Split-Package_HP | 0 | 0 | 0 | SWHC046-03 | 903.64 | 2021 | 304.56 | 2021 | 0 | 0 | SWHC046-03 | Com Central HVAC (Large) - Fuel Sub - Panel Upgrade - ZEAS 2030 - Cold ¦ PG&E ¦ Cold | Com Central HVAC (Large) - Fuel Sub - Panel Upgrade - ZEAS 2030 - Cold | 0.1938 | 0.186 | 1 | CBSA 2014, adjusted to reflect new efficiencies | 0 | 2012 | 1 | SWHC046-03
COM-HVAC-FS-PU-10-ZEAS.32 | Com ¦ Large Code HVAC System Integrated Furnace and AC - Panel Upgrade - ZEAS 2030 - Cold ¦ PG&E ¦ Cold | Com ¦ Large Code HVAC System Integrated Furnace and AC - Panel Upgrade - ZEAS 2030 - Cold | PG&E ¦ Cold | PG&E | All | Electric & Gas | Code split-package AC with gas furnace, 240-760 kbtuh | Average Existing and Code |  | 2030 | 1 | Conventional | HVAC | Com - Refrig. Warehouse | Com | ROB Only | 0 | 1000 sqft2 of floor space | Cap-Tons | 15 | DEER:HVAC_Split-Package_HP | 0 | 0 | 0 | SWHC046-03 | 0 | 2021 | 0 | 2021 | 0 | 0 | SWHC046-03 | Com Central HVAC (Large) - Fuel Sub - Panel Upgrade - ZEAS 2030 - Cold ¦ PG&E ¦ Cold | Com Central HVAC (Large) - Fuel Sub - Panel Upgrade - ZEAS 2030 - Cold | 0 | 0.186 | 1 | CBSA 2014, adjusted to reflect new efficiencies | 0 | 2012 | 1 | SWHC046-03
COM-HVAC-FS-PU-10-ZEAS.33 | Com ¦ Large Code HVAC System Integrated Furnace and AC - Panel Upgrade - ZEAS 2030 - Cold ¦ PG&E ¦ Cold | Com ¦ Large Code HVAC System Integrated Furnace and AC - Panel Upgrade - ZEAS 2030 - Cold | PG&E ¦ Cold | PG&E | All | Electric & Gas | Code split-package AC with gas furnace, 240-760 kbtuh | Average Existing and Code |  | 2030 | 1 | Conventional | HVAC | Com - Restaurant | Com | ROB Only | 0 | 1000 sqft2 of floor space | Cap-Tons | 15 | DEER:HVAC_Split-Package_HP | 0 | 0 | 0 | SWHC046-03 | 903.64 | 2021 | 304.56 | 2021 | 0 | 0 | SWHC046-03 | Com Central HVAC (Large) - Fuel Sub - Panel Upgrade - ZEAS 2030 - Cold ¦ PG&E ¦ Cold | Com Central HVAC (Large) - Fuel Sub - Panel Upgrade - ZEAS 2030 - Cold | 0.1978 | 0.186 | 1 | CBSA 2014, adjusted to reflect new efficiencies | 0 | 2012 | 1 | SWHC046-03
COM-HVAC-FS-PU-10-ZEAS.34 | Com ¦ Large Code HVAC System Integrated Furnace and AC - Panel Upgrade - ZEAS 2030 - Cold ¦ PG&E ¦ Cold | Com ¦ Large Code HVAC System Integrated Furnace and AC - Panel Upgrade - ZEAS 2030 - Cold | PG&E ¦ Cold | PG&E | All | Electric & Gas | Code split-package AC with gas furnace, 240-760 kbtuh | Average Existing and Code |  | 2030 | 1 | Conventional | HVAC | Com - Retail | Com | ROB Only | 0 | 1000 sqft2 of floor space | Cap-Tons | 15 | DEER:HVAC_Split-Package_HP | 0 | 0 | 0 | SWHC046-03 | 903.64 | 2021 | 304.56 | 2021 | 0 | 0 | SWHC046-03 | Com Central HVAC (Large) - Fuel Sub - Panel Upgrade - ZEAS 2030 - Cold ¦ PG&E ¦ Cold | Com Central HVAC (Large) - Fuel Sub - Panel Upgrade - ZEAS 2030 - Cold | 0.082433 | 0.186 | 1 | CBSA 2014, adjusted to reflect new efficiencies | 0 | 2012 | 1 | SWHC046-03
COM-HVAC-FS-PU-10-ZEAS.35 | Com ¦ Large Code HVAC System Integrated Furnace and AC - Panel Upgrade - ZEAS 2030 - Cold ¦ PG&E ¦ Cold | Com ¦ Large Code HVAC System Integrated Furnace and AC - Panel Upgrade - ZEAS 2030 - Cold | PG&E ¦ Cold | PG&E | All | Electric & Gas | Code split-package AC with gas furnace, 240-760 kbtuh | Average Existing and Code |  | 2030 | 1 | Conventional | HVAC | Com - School | Com | ROB Only | 0 | 1000 sqft2 of floor space | Cap-Tons | 15 | DEER:HVAC_Split-Package_HP | 0 | 0 | 0 | SWHC046-03 | 903.64 | 2021 | 304.56 | 2021 | 0 | 0 | SWHC046-03 | Com Central HVAC (Large) - Fuel Sub - Panel Upgrade - ZEAS 2030 - Cold ¦ PG&E ¦ Cold | Com Central HVAC (Large) - Fuel Sub - Panel Upgrade - ZEAS 2030 - Cold | 0.12518 | 0.186 | 1 | CBSA 2014, adjusted to reflect new efficiencies | 0 | 2012 | 1 | SWHC046-03
COM-HVAC-FS-PU-10-ZEAS.36 | Com ¦ Large Code HVAC System Integrated Furnace and AC - Panel Upgrade - ZEAS 2030 - Cold ¦ PG&E ¦ Cold | Com ¦ Large Code HVAC System Integrated Furnace and AC - Panel Upgrade - ZEAS 2030 - Cold | PG&E ¦ Cold | PG&E | All | Electric & Gas | Code split-package AC with gas furnace, 240-760 kbtuh | Average Existing and Code |  | 2030 | 1 | Conventional | HVAC | Com - Warehouse | Com | ROB Only | 0 | 1000 sqft2 of floor space | Cap-Tons | 15 | DEER:HVAC_Split-Package_HP | 0 | 0 | 0 | SWHC046-03 | 903.64 | 2021 | 304.56 | 2021 | 0 | 0 | SWHC046-03 | Com Central HVAC (Large) - Fuel Sub - Panel Upgrade - ZEAS 2030 - Cold ¦ PG&E ¦ Cold | Com Central HVAC (Large) - Fuel Sub - Panel Upgrade - ZEAS 2030 - Cold | 0.025654 | 0.186 | 1 | CBSA 2014, adjusted to reflect new efficiencies | 0 | 2012 | 1 | SWHC046-03
COM-HVAC-FS-PU-10-ZEAS.37 | Com ¦ Large Code HVAC System Integrated Furnace and AC - Panel Upgrade - ZEAS 2030 - Marine ¦ SCG ¦ Marine | Com ¦ Large Code HVAC System Integrated Furnace and AC - Panel Upgrade - ZEAS 2030 - Marine | SCG ¦ Marine | SCG | All | Electric & Gas | Code split-package AC with gas furnace, 240-760 kbtuh | Average Existing and Code |  | 2030 | 1 | Conventional | HVAC | Com - College | Com | ROB Only | 0 | 1000 sqft2 of floor space | Cap-Tons | 15 | DEER:HVAC_Split-Package_HP | 0 | 0 | 0 | SWHC046-03 | 903.64 | 2021 | 304.56 | 2021 | 0 | 0 | SWHC046-03 | Com Central HVAC (Large) - Fuel Sub - Panel Upgrade - ZEAS 2030 - Marine ¦ SCG ¦ Marine | Com Central HVAC (Large) - Fuel Sub - Panel Upgrade - ZEAS 2030 - Marine | 0.12457 | 0.186 | 1 | CBSA 2014, adjusted to reflect new efficiencies | 0 | 2012 | 1 | SWHC046-03
COM-HVAC-FS-PU-10-ZEAS.38 | Com ¦ Large Code HVAC System Integrated Furnace and AC - Panel Upgrade - ZEAS 2030 - Marine ¦ SCG ¦ Marine | Com ¦ Large Code HVAC System Integrated Furnace and AC - Panel Upgrade - ZEAS 2030 - Marine | SCG ¦ Marine | SCG | All | Electric & Gas | Code split-package AC with gas furnace, 240-760 kbtuh | Average Existing and Code |  | 2030 | 1 | Conventional | HVAC | Com - Grocery | Com | ROB Only | 0 | 1000 sqft2 of floor space | Cap-Tons | 15 | DEER:HVAC_Split-Package_HP | 0 | 0 | 0 | SWHC046-03 | 903.64 | 2021 | 304.56 | 2021 | 0 | 0 | SWHC046-03 | Com Central HVAC (Large) - Fuel Sub - Panel Upgrade - ZEAS 2030 - Marine ¦ SCG ¦ Marine | Com Central HVAC (Large) - Fuel Sub - Panel Upgrade - ZEAS 2030 - Marine | 0.22158 | 0.186 | 1 | CBSA 2014, adjusted to reflect new efficiencies | 0 | 2012 | 1 | SWHC046-03
COM-HVAC-FS-PU-10-ZEAS.39 | Com ¦ Large Code HVAC System Integrated Furnace and AC - Panel Upgrade - ZEAS 2030 - Marine ¦ SCG ¦ Marine | Com ¦ Large Code HVAC System Integrated Furnace and AC - Panel Upgrade - ZEAS 2030 - Marine | SCG ¦ Marine | SCG | All | Electric & Gas | Code split-package AC with gas furnace, 240-760 kbtuh | Average Existing and Code |  | 2030 | 1 | Conventional | HVAC | Com - Health | Com | ROB Only | 0 | 1000 sqft2 of floor space | Cap-Tons | 15 | DEER:HVAC_Split-Package_HP | 0 | 0 | 0 | SWHC046-03 | 903.64 | 2021 | 304.56 | 2021 | 0 | 0 | SWHC046-03 | Com Central HVAC (Large) - Fuel Sub - Panel Upgrade - ZEAS 2030 - Marine ¦ SCG ¦ Marine | Com Central HVAC (Large) - Fuel Sub - Panel Upgrade - ZEAS 2030 - Marine | 0.17666 | 0.186 | 1 | CBSA 2014, adjusted to reflect new efficiencies | 0 | 2012 | 1 | SWHC046-03
COM-HVAC-FS-PU-10-ZEAS.40 | Com ¦ Large Code HVAC System Integrated Furnace and AC - Panel Upgrade - ZEAS 2030 - Marine ¦ SCG ¦ Marine | Com ¦ Large Code HVAC System Integrated Furnace and AC - Panel Upgrade - ZEAS 2030 - Marine | SCG ¦ Marine | SCG | All | Electric & Gas | Code split-package AC with gas furnace, 240-760 kbtuh | Average Existing and Code |  | 2030 | 1 | Conventional | HVAC | Com - Lodging | Com | ROB Only | 0 | 1000 sqft2 of floor space | Cap-Tons | 15 | DEER:HVAC_Split-Package_HP | 0 | 0 | 0 | SWHC046-03 | 903.64 | 2021 | 304.56 | 2021 | 0 | 0 | SWHC046-03 | Com Central HVAC (Large) - Fuel Sub - Panel Upgrade - ZEAS 2030 - Marine ¦ SCG ¦ Marine | Com Central HVAC (Large) - Fuel Sub - Panel Upgrade - ZEAS 2030 - Marine | 0.099203 | 0.186 | 1 | CBSA 2014, adjusted to reflect new efficiencies | 0 | 2012 | 1 | SWHC046-03
COM-HVAC-FS-PU-10-ZEAS.41 | Com ¦ Large Code HVAC System Integrated Furnace and AC - Panel Upgrade - ZEAS 2030 - Marine ¦ SCG ¦ Marine | Com ¦ Large Code HVAC System Integrated Furnace and AC - Panel Upgrade - ZEAS 2030 - Marine | SCG ¦ Marine | SCG | All | Electric & Gas | Code split-package AC with gas furnace, 240-760 kbtuh | Average Existing and Code |  | 2030 | 1 | Conventional | HVAC | Com - Office (Large) | Com | ROB Only | 0 | 1000 sqft2 of floor space | Cap-Tons | 15 | DEER:HVAC_Split-Package_HP | 0 | 0 | 0 | SWHC046-03 | 903.64 | 2021 | 304.56 | 2021 | 0 | 0 | SWHC046-03 | Com Central HVAC (Large) - Fuel Sub - Panel Upgrade - ZEAS 2030 - Marine ¦ SCG ¦ Marine | Com Central HVAC (Large) - Fuel Sub - Panel Upgrade - ZEAS 2030 - Marine | 0.13151 | 0.186 | 1 | CBSA 2014, adjusted to reflect new efficiencies | 0 | 2012 | 1 | SWHC046-03
COM-HVAC-FS-PU-10-ZEAS.42 | Com ¦ Large Code HVAC System Integrated Furnace and AC - Panel Upgrade - ZEAS 2030 - Marine ¦ SCG ¦ Marine | Com ¦ Large Code HVAC System Integrated Furnace and AC - Panel Upgrade - ZEAS 2030 - Marine | SCG ¦ Marine | SCG | All | Electric & Gas | Code split-package AC with gas furnace, 240-760 kbtuh | Average Existing and Code |  | 2030 | 1 | Conventional | HVAC | Com - Office (Small) | Com | ROB Only | 0 | 1000 sqft2 of floor space | Cap-Tons | 15 | DEER:HVAC_Split-Package_HP | 0 | 0 | 0 | SWHC046-03 | 903.64 | 2021 | 304.56 | 2021 | 0 | 0 | SWHC046-03 | Com Central HVAC (Large) - Fuel Sub - Panel Upgrade - ZEAS 2030 - Marine ¦ SCG ¦ Marine | Com Central HVAC (Large) - Fuel Sub - Panel Upgrade - ZEAS 2030 - Marine | 0.1492 | 0.186 | 1 | CBSA 2014, adjusted to reflect new efficiencies | 0 | 2012 | 1 | SWHC046-03
COM-HVAC-FS-PU-10-ZEAS.43 | Com ¦ Large Code HVAC System Integrated Furnace and AC - Panel Upgrade - ZEAS 2030 - Marine ¦ SCG ¦ Marine | Com ¦ Large Code HVAC System Integrated Furnace and AC - Panel Upgrade - ZEAS 2030 - Marine | SCG ¦ Marine | SCG | All | Electric & Gas | Code split-package AC with gas furnace, 240-760 kbtuh | Average Existing and Code |  | 2030 | 1 | Conventional | HVAC | Com - Other | Com | ROB Only | 0 | 1000 sqft2 of floor space | Cap-Tons | 15 | DEER:HVAC_Split-Package_HP | 0 | 0 | 0 | SWHC046-03 | 903.64 | 2021 | 304.56 | 2021 | 0 | 0 | SWHC046-03 | Com Central HVAC (Large) - Fuel Sub - Panel Upgrade - ZEAS 2030 - Marine ¦ SCG ¦ Marine | Com Central HVAC (Large) - Fuel Sub - Panel Upgrade - ZEAS 2030 - Marine | 0.21371 | 0.186 | 1 | CBSA 2014, adjusted to reflect new efficiencies | 0 | 2012 | 1 | SWHC046-03
COM-HVAC-FS-PU-10-ZEAS.44 | Com ¦ Large Code HVAC System Integrated Furnace and AC - Panel Upgrade - ZEAS 2030 - Marine ¦ SCG ¦ Marine | Com ¦ Large Code HVAC System Integrated Furnace and AC - Panel Upgrade - ZEAS 2030 - Marine | SCG ¦ Marine | SCG | All | Electric & Gas | Code split-package AC with gas furnace, 240-760 kbtuh | Average Existing and Code |  | 2030 | 1 | Conventional | HVAC | Com - Refrig. Warehouse | Com | ROB Only | 0 | 1000 sqft2 of floor space | Cap-Tons | 15 | DEER:HVAC_Split-Package_HP | 0 | 0 | 0 | SWHC046-03 | 0 | 2021 | 0 | 2021 | 0 | 0 | SWHC046-03 | Com Central HVAC (Large) - Fuel Sub - Panel Upgrade - ZEAS 2030 - Marine ¦ SCG ¦ Marine | Com Central HVAC (Large) - Fuel Sub - Panel Upgrade - ZEAS 2030 - Marine | 0 | 0.186 | 1 | CBSA 2014, adjusted to reflect new efficiencies | 0 | 2012 | 1 | SWHC046-03
COM-HVAC-FS-PU-10-ZEAS.45 | Com ¦ Large Code HVAC System Integrated Furnace and AC - Panel Upgrade - ZEAS 2030 - Marine ¦ SCG ¦ Marine | Com ¦ Large Code HVAC System Integrated Furnace and AC - Panel Upgrade - ZEAS 2030 - Marine | SCG ¦ Marine | SCG | All | Electric & Gas | Code split-package AC with gas furnace, 240-760 kbtuh | Average Existing and Code |  | 2030 | 1 | Conventional | HVAC | Com - Restaurant | Com | ROB Only | 0 | 1000 sqft2 of floor space | Cap-Tons | 15 | DEER:HVAC_Split-Package_HP | 0 | 0 | 0 | SWHC046-03 | 903.64 | 2021 | 304.56 | 2021 | 0 | 0 | SWHC046-03 | Com Central HVAC (Large) - Fuel Sub - Panel Upgrade - ZEAS 2030 - Marine ¦ SCG ¦ Marine | Com Central HVAC (Large) - Fuel Sub - Panel Upgrade - ZEAS 2030 - Marine | 0.21772 | 0.186 | 1 | CBSA 2014, adjusted to reflect new efficiencies | 0 | 2012 | 1 | SWHC046-03
COM-HVAC-FS-PU-10-ZEAS.46 | Com ¦ Large Code HVAC System Integrated Furnace and AC - Panel Upgrade - ZEAS 2030 - Marine ¦ SCG ¦ Marine | Com ¦ Large Code HVAC System Integrated Furnace and AC - Panel Upgrade - ZEAS 2030 - Marine | SCG ¦ Marine | SCG | All | Electric & Gas | Code split-package AC with gas furnace, 240-760 kbtuh | Average Existing and Code |  | 2030 | 1 | Conventional | HVAC | Com - Retail | Com | ROB Only | 0 | 1000 sqft2 of floor space | Cap-Tons | 15 | DEER:HVAC_Split-Package_HP | 0 | 0 | 0 | SWHC046-03 | 903.64 | 2021 | 304.56 | 2021 | 0 | 0 | SWHC046-03 | Com Central HVAC (Large) - Fuel Sub - Panel Upgrade - ZEAS 2030 - Marine ¦ SCG ¦ Marine | Com Central HVAC (Large) - Fuel Sub - Panel Upgrade - ZEAS 2030 - Marine | 0.092114 | 0.186 | 1 | CBSA 2014, adjusted to reflect new efficiencies | 0 | 2012 | 1 | SWHC046-03
COM-HVAC-FS-PU-10-ZEAS.47 | Com ¦ Large Code HVAC System Integrated Furnace and AC - Panel Upgrade - ZEAS 2030 - Marine ¦ SCG ¦ Marine | Com ¦ Large Code HVAC System Integrated Furnace and AC - Panel Upgrade - ZEAS 2030 - Marine | SCG ¦ Marine | SCG | All | Electric & Gas | Code split-package AC with gas furnace, 240-760 kbtuh | Average Existing and Code |  | 2030 | 1 | Conventional | HVAC | Com - School | Com | ROB Only | 0 | 1000 sqft2 of floor space | Cap-Tons | 15 | DEER:HVAC_Split-Package_HP | 0 | 0 | 0 | SWHC046-03 | 903.64 | 2021 | 304.56 | 2021 | 0 | 0 | SWHC046-03 | Com Central HVAC (Large) - Fuel Sub - Panel Upgrade - ZEAS 2030 - Marine ¦ SCG ¦ Marine | Com Central HVAC (Large) - Fuel Sub - Panel Upgrade - ZEAS 2030 - Marine | 0.15 | 0.186 | 1 | CBSA 2014, adjusted to reflect new efficiencies | 0 | 2012 | 1 | SWHC046-03
COM-HVAC-FS-PU-10-ZEAS.48 | Com ¦ Large Code HVAC System Integrated Furnace and AC - Panel Upgrade - ZEAS 2030 - Marine ¦ SCG ¦ Marine | Com ¦ Large Code HVAC System Integrated Furnace and AC - Panel Upgrade - ZEAS 2030 - Marine | SCG ¦ Marine | SCG | All | Electric & Gas | Code split-package AC with gas furnace, 240-760 kbtuh | Average Existing and Code |  | 2030 | 1 | Conventional | HVAC | Com - Warehouse | Com | ROB Only | 0 | 1000 sqft2 of floor space | Cap-Tons | 15 | DEER:HVAC_Split-Package_HP | 0 | 0 | 0 | SWHC046-03 | 903.64 | 2021 | 304.56 | 2021 | 0 | 0 | SWHC046-03 | Com Central HVAC (Large) - Fuel Sub - Panel Upgrade - ZEAS 2030 - Marine ¦ SCG ¦ Marine | Com Central HVAC (Large) - Fuel Sub - Panel Upgrade - ZEAS 2030 - Marine | 0.028212 | 0.186 | 1 | CBSA 2014, adjusted to reflect new efficiencies | 0 | 2012 | 1 | SWHC046-03
COM-HVAC-FS-PU-10-ZEAS.49 | Com ¦ Large Code HVAC System Integrated Furnace and AC - Panel Upgrade - ZEAS 2030 - Hot-Dry ¦ SCG ¦ Hot-Dry | Com ¦ Large Code HVAC System Integrated Furnace and AC - Panel Upgrade - ZEAS 2030 - Hot-Dry | SCG ¦ Hot-Dry | SCG | All | Electric & Gas | Code split-package AC with gas furnace, 240-760 kbtuh | Average Existing and Code |  | 2030 | 1 | Conventional | HVAC | Com - College | Com | ROB Only | 0 | 1000 sqft2 of floor space | Cap-Tons | 15 | DEER:HVAC_Split-Package_HP | 0 | 0 | 0 | SWHC046-03 | 903.64 | 2021 | 304.56 | 2021 | 0 | 0 | SWHC046-03 | Com Central HVAC (Large) - Fuel Sub - Panel Upgrade - ZEAS 2030 - Hot-Dry ¦ SCG ¦ Hot-Dry | Com Central HVAC (Large) - Fuel Sub - Panel Upgrade - ZEAS 2030 - Hot-Dry | 0.12457 | 0.186 | 1 | CBSA 2014, adjusted to reflect new efficiencies | 0 | 2012 | 1 | SWHC046-03
COM-HVAC-FS-PU-10-ZEAS.50 | Com ¦ Large Code HVAC System Integrated Furnace and AC - Panel Upgrade - ZEAS 2030 - Hot-Dry ¦ SCG ¦ Hot-Dry | Com ¦ Large Code HVAC System Integrated Furnace and AC - Panel Upgrade - ZEAS 2030 - Hot-Dry | SCG ¦ Hot-Dry | SCG | All | Electric & Gas | Code split-package AC with gas furnace, 240-760 kbtuh | Average Existing and Code |  | 2030 | 1 | Conventional | HVAC | Com - Grocery | Com | ROB Only | 0 | 1000 sqft2 of floor space | Cap-Tons | 15 | DEER:HVAC_Split-Package_HP | 0 | 0 | 0 | SWHC046-03 | 903.64 | 2021 | 304.56 | 2021 | 0 | 0 | SWHC046-03 | Com Central HVAC (Large) - Fuel Sub - Panel Upgrade - ZEAS 2030 - Hot-Dry ¦ SCG ¦ Hot-Dry | Com Central HVAC (Large) - Fuel Sub - Panel Upgrade - ZEAS 2030 - Hot-Dry | 0.22158 | 0.186 | 1 | CBSA 2014, adjusted to reflect new efficiencies | 0 | 2012 | 1 | SWHC046-03
COM-HVAC-FS-PU-10-ZEAS.51 | Com ¦ Large Code HVAC System Integrated Furnace and AC - Panel Upgrade - ZEAS 2030 - Hot-Dry ¦ SCG ¦ Hot-Dry | Com ¦ Large Code HVAC System Integrated Furnace and AC - Panel Upgrade - ZEAS 2030 - Hot-Dry | SCG ¦ Hot-Dry | SCG | All | Electric & Gas | Code split-package AC with gas furnace, 240-760 kbtuh | Average Existing and Code |  | 2030 | 1 | Conventional | HVAC | Com - Health | Com | ROB Only | 0 | 1000 sqft2 of floor space | Cap-Tons | 15 | DEER:HVAC_Split-Package_HP | 0 | 0 | 0 | SWHC046-03 | 903.64 | 2021 | 304.56 | 2021 | 0 | 0 | SWHC046-03 | Com Central HVAC (Large) - Fuel Sub - Panel Upgrade - ZEAS 2030 - Hot-Dry ¦ SCG ¦ Hot-Dry | Com Central HVAC (Large) - Fuel Sub - Panel Upgrade - ZEAS 2030 - Hot-Dry | 0.17666 | 0.186 | 1 | CBSA 2014, adjusted to reflect new efficiencies | 0 | 2012 | 1 | SWHC046-03
COM-HVAC-FS-PU-10-ZEAS.52 | Com ¦ Large Code HVAC System Integrated Furnace and AC - Panel Upgrade - ZEAS 2030 - Hot-Dry ¦ SCG ¦ Hot-Dry | Com ¦ Large Code HVAC System Integrated Furnace and AC - Panel Upgrade - ZEAS 2030 - Hot-Dry | SCG ¦ Hot-Dry | SCG | All | Electric & Gas | Code split-package AC with gas furnace, 240-760 kbtuh | Average Existing and Code |  | 2030 | 1 | Conventional | HVAC | Com - Lodging | Com | ROB Only | 0 | 1000 sqft2 of floor space | Cap-Tons | 15 | DEER:HVAC_Split-Package_HP | 0 | 0 | 0 | SWHC046-03 | 903.64 | 2021 | 304.56 | 2021 | 0 | 0 | SWHC046-03 | Com Central HVAC (Large) - Fuel Sub - Panel Upgrade - ZEAS 2030 - Hot-Dry ¦ SCG ¦ Hot-Dry | Com Central HVAC (Large) - Fuel Sub - Panel Upgrade - ZEAS 2030 - Hot-Dry | 0.099203 | 0.186 | 1 | CBSA 2014, adjusted to reflect new efficiencies | 0 | 2012 | 1 | SWHC046-03
COM-HVAC-FS-PU-10-ZEAS.53 | Com ¦ Large Code HVAC System Integrated Furnace and AC - Panel Upgrade - ZEAS 2030 - Hot-Dry ¦ SCG ¦ Hot-Dry | Com ¦ Large Code HVAC System Integrated Furnace and AC - Panel Upgrade - ZEAS 2030 - Hot-Dry | SCG ¦ Hot-Dry | SCG | All | Electric & Gas | Code split-package AC with gas furnace, 240-760 kbtuh | Average Existing and Code |  | 2030 | 1 | Conventional | HVAC | Com - Office (Large) | Com | ROB Only | 0 | 1000 sqft2 of floor space | Cap-Tons | 15 | DEER:HVAC_Split-Package_HP | 0 | 0 | 0 | SWHC046-03 | 903.64 | 2021 | 304.56 | 2021 | 0 | 0 | SWHC046-03 | Com Central HVAC (Large) - Fuel Sub - Panel Upgrade - ZEAS 2030 - Hot-Dry ¦ SCG ¦ Hot-Dry | Com Central HVAC (Large) - Fuel Sub - Panel Upgrade - ZEAS 2030 - Hot-Dry | 0.13151 | 0.186 | 1 | CBSA 2014, adjusted to reflect new efficiencies | 0 | 2012 | 1 | SWHC046-03
COM-HVAC-FS-PU-10-ZEAS.54 | Com ¦ Large Code HVAC System Integrated Furnace and AC - Panel Upgrade - ZEAS 2030 - Hot-Dry ¦ SCG ¦ Hot-Dry | Com ¦ Large Code HVAC System Integrated Furnace and AC - Panel Upgrade - ZEAS 2030 - Hot-Dry | SCG ¦ Hot-Dry | SCG | All | Electric & Gas | Code split-package AC with gas furnace, 240-760 kbtuh | Average Existing and Code |  | 2030 | 1 | Conventional | HVAC | Com - Office (Small) | Com | ROB Only | 0 | 1000 sqft2 of floor space | Cap-Tons | 15 | DEER:HVAC_Split-Package_HP | 0 | 0 | 0 | SWHC046-03 | 903.64 | 2021 | 304.56 | 2021 | 0 | 0 | SWHC046-03 | Com Central HVAC (Large) - Fuel Sub - Panel Upgrade - ZEAS 2030 - Hot-Dry ¦ SCG ¦ Hot-Dry | Com Central HVAC (Large) - Fuel Sub - Panel Upgrade - ZEAS 2030 - Hot-Dry | 0.1492 | 0.186 | 1 | CBSA 2014, adjusted to reflect new efficiencies | 0 | 2012 | 1 | SWHC046-03
COM-HVAC-FS-PU-10-ZEAS.55 | Com ¦ Large Code HVAC System Integrated Furnace and AC - Panel Upgrade - ZEAS 2030 - Hot-Dry ¦ SCG ¦ Hot-Dry | Com ¦ Large Code HVAC System Integrated Furnace and AC - Panel Upgrade - ZEAS 2030 - Hot-Dry | SCG ¦ Hot-Dry | SCG | All | Electric & Gas | Code split-package AC with gas furnace, 240-760 kbtuh | Average Existing and Code |  | 2030 | 1 | Conventional | HVAC | Com - Other | Com | ROB Only | 0 | 1000 sqft2 of floor space | Cap-Tons | 15 | DEER:HVAC_Split-Package_HP | 0 | 0 | 0 | SWHC046-03 | 903.64 | 2021 | 304.56 | 2021 | 0 | 0 | SWHC046-03 | Com Central HVAC (Large) - Fuel Sub - Panel Upgrade - ZEAS 2030 - Hot-Dry ¦ SCG ¦ Hot-Dry | Com Central HVAC (Large) - Fuel Sub - Panel Upgrade - ZEAS 2030 - Hot-Dry | 0.21371 | 0.186 | 1 | CBSA 2014, adjusted to reflect new efficiencies | 0 | 2012 | 1 | SWHC046-03
COM-HVAC-FS-PU-10-ZEAS.56 | Com ¦ Large Code HVAC System Integrated Furnace and AC - Panel Upgrade - ZEAS 2030 - Hot-Dry ¦ SCG ¦ Hot-Dry | Com ¦ Large Code HVAC System Integrated Furnace and AC - Panel Upgrade - ZEAS 2030 - Hot-Dry | SCG ¦ Hot-Dry | SCG | All | Electric & Gas | Code split-package AC with gas furnace, 240-760 kbtuh | Average Existing and Code |  | 2030 | 1 | Conventional | HVAC | Com - Refrig. Warehouse | Com | ROB Only | 0 | 1000 sqft2 of floor space | Cap-Tons | 15 | DEER:HVAC_Split-Package_HP | 0 | 0 | 0 | SWHC046-03 | 0 | 2021 | 0 | 2021 | 0 | 0 | SWHC046-03 | Com Central HVAC (Large) - Fuel Sub - Panel Upgrade - ZEAS 2030 - Hot-Dry ¦ SCG ¦ Hot-Dry | Com Central HVAC (Large) - Fuel Sub - Panel Upgrade - ZEAS 2030 - Hot-Dry | 0 | 0.186 | 1 | CBSA 2014, adjusted to reflect new efficiencies | 0 | 2012 | 1 | SWHC046-03
COM-HVAC-FS-PU-10-ZEAS.57 | Com ¦ Large Code HVAC System Integrated Furnace and AC - Panel Upgrade - ZEAS 2030 - Hot-Dry ¦ SCG ¦ Hot-Dry | Com ¦ Large Code HVAC System Integrated Furnace and AC - Panel Upgrade - ZEAS 2030 - Hot-Dry | SCG ¦ Hot-Dry | SCG | All | Electric & Gas | Code split-package AC with gas furnace, 240-760 kbtuh | Average Existing and Code |  | 2030 | 1 | Conventional | HVAC | Com - Restaurant | Com | ROB Only | 0 | 1000 sqft2 of floor space | Cap-Tons | 15 | DEER:HVAC_Split-Package_HP | 0 | 0 | 0 | SWHC046-03 | 903.64 | 2021 | 304.56 | 2021 | 0 | 0 | SWHC046-03 | Com Central HVAC (Large) - Fuel Sub - Panel Upgrade - ZEAS 2030 - Hot-Dry ¦ SCG ¦ Hot-Dry | Com Central HVAC (Large) - Fuel Sub - Panel Upgrade - ZEAS 2030 - Hot-Dry | 0.21772 | 0.186 | 1 | CBSA 2014, adjusted to reflect new efficiencies | 0 | 2012 | 1 | SWHC046-03
COM-HVAC-FS-PU-10-ZEAS.58 | Com ¦ Large Code HVAC System Integrated Furnace and AC - Panel Upgrade - ZEAS 2030 - Hot-Dry ¦ SCG ¦ Hot-Dry | Com ¦ Large Code HVAC System Integrated Furnace and AC - Panel Upgrade - ZEAS 2030 - Hot-Dry | SCG ¦ Hot-Dry | SCG | All | Electric & Gas | Code split-package AC with gas furnace, 240-760 kbtuh | Average Existing and Code |  | 2030 | 1 | Conventional | HVAC | Com - Retail | Com | ROB Only | 0 | 1000 sqft2 of floor space | Cap-Tons | 15 | DEER:HVAC_Split-Package_HP | 0 | 0 | 0 | SWHC046-03 | 903.64 | 2021 | 304.56 | 2021 | 0 | 0 | SWHC046-03 | Com Central HVAC (Large) - Fuel Sub - Panel Upgrade - ZEAS 2030 - Hot-Dry ¦ SCG ¦ Hot-Dry | Com Central HVAC (Large) - Fuel Sub - Panel Upgrade - ZEAS 2030 - Hot-Dry | 0.092114 | 0.186 | 1 | CBSA 2014, adjusted to reflect new efficiencies | 0 | 2012 | 1 | SWHC046-03
COM-HVAC-FS-PU-10-ZEAS.59 | Com ¦ Large Code HVAC System Integrated Furnace and AC - Panel Upgrade - ZEAS 2030 - Hot-Dry ¦ SCG ¦ Hot-Dry | Com ¦ Large Code HVAC System Integrated Furnace and AC - Panel Upgrade - ZEAS 2030 - Hot-Dry | SCG ¦ Hot-Dry | SCG | All | Electric & Gas | Code split-package AC with gas furnace, 240-760 kbtuh | Average Existing and Code |  | 2030 | 1 | Conventional | HVAC | Com - School | Com | ROB Only | 0 | 1000 sqft2 of floor space | Cap-Tons | 15 | DEER:HVAC_Split-Package_HP | 0 | 0 | 0 | SWHC046-03 | 903.64 | 2021 | 304.56 | 2021 | 0 | 0 | SWHC046-03 | Com Central HVAC (Large) - Fuel Sub - Panel Upgrade - ZEAS 2030 - Hot-Dry ¦ SCG ¦ Hot-Dry | Com Central HVAC (Large) - Fuel Sub - Panel Upgrade - ZEAS 2030 - Hot-Dry | 0.15 | 0.186 | 1 | CBSA 2014, adjusted to reflect new efficiencies | 0 | 2012 | 1 | SWHC046-03
COM-HVAC-FS-PU-10-ZEAS.60 | Com ¦ Large Code HVAC System Integrated Furnace and AC - Panel Upgrade - ZEAS 2030 - Hot-Dry ¦ SCG ¦ Hot-Dry | Com ¦ Large Code HVAC System Integrated Furnace and AC - Panel Upgrade - ZEAS 2030 - Hot-Dry | SCG ¦ Hot-Dry | SCG | All | Electric & Gas | Code split-package AC with gas furnace, 240-760 kbtuh | Average Existing and Code |  | 2030 | 1 | Conventional | HVAC | Com - Warehouse | Com | ROB Only | 0 | 1000 sqft2 of floor space | Cap-Tons | 15 | DEER:HVAC_Split-Package_HP | 0 | 0 | 0 | SWHC046-03 | 903.64 | 2021 | 304.56 | 2021 | 0 | 0 | SWHC046-03 | Com Central HVAC (Large) - Fuel Sub - Panel Upgrade - ZEAS 2030 - Hot-Dry ¦ SCG ¦ Hot-Dry | Com Central HVAC (Large) - Fuel Sub - Panel Upgrade - ZEAS 2030 - Hot-Dry | 0.028212 | 0.186 | 1 | CBSA 2014, adjusted to reflect new efficiencies | 0 | 2012 | 1 | SWHC046-03
COM-HVAC-FS-PU-10-ZEAS.61 | Com ¦ Large Code HVAC System Integrated Furnace and AC - Panel Upgrade - ZEAS 2030 - Cold ¦ SCG ¦ Cold | Com ¦ Large Code HVAC System Integrated Furnace and AC - Panel Upgrade - ZEAS 2030 - Cold | SCG ¦ Cold | SCG | All | Electric & Gas | Code split-package AC with gas furnace, 240-760 kbtuh | Average Existing and Code |  | 2030 | 1 | Conventional | HVAC | Com - College | Com | ROB Only | 0 | 1000 sqft2 of floor space | Cap-Tons | 15 | DEER:HVAC_Split-Package_HP | 0 | 0 | 0 | SWHC046-03 | 903.64 | 2021 | 304.56 | 2021 | 0 | 0 | SWHC046-03 | Com Central HVAC (Large) - Fuel Sub - Panel Upgrade - ZEAS 2030 - Cold ¦ SCG ¦ Cold | Com Central HVAC (Large) - Fuel Sub - Panel Upgrade - ZEAS 2030 - Cold | 0.12457 | 0.186 | 1 | CBSA 2014, adjusted to reflect new efficiencies | 0 | 2012 | 1 | SWHC046-03
COM-HVAC-FS-PU-10-ZEAS.62 | Com ¦ Large Code HVAC System Integrated Furnace and AC - Panel Upgrade - ZEAS 2030 - Cold ¦ SCG ¦ Cold | Com ¦ Large Code HVAC System Integrated Furnace and AC - Panel Upgrade - ZEAS 2030 - Cold | SCG ¦ Cold | SCG | All | Electric & Gas | Code split-package AC with gas furnace, 240-760 kbtuh | Average Existing and Code |  | 2030 | 1 | Conventional | HVAC | Com - Grocery | Com | ROB Only | 0 | 1000 sqft2 of floor space | Cap-Tons | 15 | DEER:HVAC_Split-Package_HP | 0 | 0 | 0 | SWHC046-03 | 903.64 | 2021 | 304.56 | 2021 | 0 | 0 | SWHC046-03 | Com Central HVAC (Large) - Fuel Sub - Panel Upgrade - ZEAS 2030 - Cold ¦ SCG ¦ Cold | Com Central HVAC (Large) - Fuel Sub - Panel Upgrade - ZEAS 2030 - Cold | 0.22158 | 0.186 | 1 | CBSA 2014, adjusted to reflect new efficiencies | 0 | 2012 | 1 | SWHC046-03
COM-HVAC-FS-PU-10-ZEAS.63 | Com ¦ Large Code HVAC System Integrated Furnace and AC - Panel Upgrade - ZEAS 2030 - Cold ¦ SCG ¦ Cold | Com ¦ Large Code HVAC System Integrated Furnace and AC - Panel Upgrade - ZEAS 2030 - Cold | SCG ¦ Cold | SCG | All | Electric & Gas | Code split-package AC with gas furnace, 240-760 kbtuh | Average Existing and Code |  | 2030 | 1 | Conventional | HVAC | Com - Health | Com | ROB Only | 0 | 1000 sqft2 of floor space | Cap-Tons | 15 | DEER:HVAC_Split-Package_HP | 0 | 0 | 0 | SWHC046-03 | 903.64 | 2021 | 304.56 | 2021 | 0 | 0 | SWHC046-03 | Com Central HVAC (Large) - Fuel Sub - Panel Upgrade - ZEAS 2030 - Cold ¦ SCG ¦ Cold | Com Central HVAC (Large) - Fuel Sub - Panel Upgrade - ZEAS 2030 - Cold | 0.17666 | 0.186 | 1 | CBSA 2014, adjusted to reflect new efficiencies | 0 | 2012 | 1 | SWHC046-03
COM-HVAC-FS-PU-10-ZEAS.64 | Com ¦ Large Code HVAC System Integrated Furnace and AC - Panel Upgrade - ZEAS 2030 - Cold ¦ SCG ¦ Cold | Com ¦ Large Code HVAC System Integrated Furnace and AC - Panel Upgrade - ZEAS 2030 - Cold | SCG ¦ Cold | SCG | All | Electric & Gas | Code split-package AC with gas furnace, 240-760 kbtuh | Average Existing and Code |  | 2030 | 1 | Conventional | HVAC | Com - Lodging | Com | ROB Only | 0 | 1000 sqft2 of floor space | Cap-Tons | 15 | DEER:HVAC_Split-Package_HP | 0 | 0 | 0 | SWHC046-03 | 903.64 | 2021 | 304.56 | 2021 | 0 | 0 | SWHC046-03 | Com Central HVAC (Large) - Fuel Sub - Panel Upgrade - ZEAS 2030 - Cold ¦ SCG ¦ Cold | Com Central HVAC (Large) - Fuel Sub - Panel Upgrade - ZEAS 2030 - Cold | 0.099203 | 0.186 | 1 | CBSA 2014, adjusted to reflect new efficiencies | 0 | 2012 | 1 | SWHC046-03
COM-HVAC-FS-PU-10-ZEAS.65 | Com ¦ Large Code HVAC System Integrated Furnace and AC - Panel Upgrade - ZEAS 2030 - Cold ¦ SCG ¦ Cold | Com ¦ Large Code HVAC System Integrated Furnace and AC - Panel Upgrade - ZEAS 2030 - Cold | SCG ¦ Cold | SCG | All | Electric & Gas | Code split-package AC with gas furnace, 240-760 kbtuh | Average Existing and Code |  | 2030 | 1 | Conventional | HVAC | Com - Office (Large) | Com | ROB Only | 0 | 1000 sqft2 of floor space | Cap-Tons | 15 | DEER:HVAC_Split-Package_HP | 0 | 0 | 0 | SWHC046-03 | 903.64 | 2021 | 304.56 | 2021 | 0 | 0 | SWHC046-03 | Com Central HVAC (Large) - Fuel Sub - Panel Upgrade - ZEAS 2030 - Cold ¦ SCG ¦ Cold | Com Central HVAC (Large) - Fuel Sub - Panel Upgrade - ZEAS 2030 - Cold | 0.13151 | 0.186 | 1 | CBSA 2014, adjusted to reflect new efficiencies | 0 | 2012 | 1 | SWHC046-03
COM-HVAC-FS-PU-10-ZEAS.66 | Com ¦ Large Code HVAC System Integrated Furnace and AC - Panel Upgrade - ZEAS 2030 - Cold ¦ SCG ¦ Cold | Com ¦ Large Code HVAC System Integrated Furnace and AC - Panel Upgrade - ZEAS 2030 - Cold | SCG ¦ Cold | SCG | All | Electric & Gas | Code split-package AC with gas furnace, 240-760 kbtuh | Average Existing and Code |  | 2030 | 1 | Conventional | HVAC | Com - Office (Small) | Com | ROB Only | 0 | 1000 sqft2 of floor space | Cap-Tons | 15 | DEER:HVAC_Split-Package_HP | 0 | 0 | 0 | SWHC046-03 | 903.64 | 2021 | 304.56 | 2021 | 0 | 0 | SWHC046-03 | Com Central HVAC (Large) - Fuel Sub - Panel Upgrade - ZEAS 2030 - Cold ¦ SCG ¦ Cold | Com Central HVAC (Large) - Fuel Sub - Panel Upgrade - ZEAS 2030 - Cold | 0.1492 | 0.186 | 1 | CBSA 2014, adjusted to reflect new efficiencies | 0 | 2012 | 1 | SWHC046-03
COM-HVAC-FS-PU-10-ZEAS.67 | Com ¦ Large Code HVAC System Integrated Furnace and AC - Panel Upgrade - ZEAS 2030 - Cold ¦ SCG ¦ Cold | Com ¦ Large Code HVAC System Integrated Furnace and AC - Panel Upgrade - ZEAS 2030 - Cold | SCG ¦ Cold | SCG | All | Electric & Gas | Code split-package AC with gas furnace, 240-760 kbtuh | Average Existing and Code |  | 2030 | 1 | Conventional | HVAC | Com - Other | Com | ROB Only | 0 | 1000 sqft2 of floor space | Cap-Tons | 15 | DEER:HVAC_Split-Package_HP | 0 | 0 | 0 | SWHC046-03 | 903.64 | 2021 | 304.56 | 2021 | 0 | 0 | SWHC046-03 | Com Central HVAC (Large) - Fuel Sub - Panel Upgrade - ZEAS 2030 - Cold ¦ SCG ¦ Cold | Com Central HVAC (Large) - Fuel Sub - Panel Upgrade - ZEAS 2030 - Cold | 0.21371 | 0.186 | 1 | CBSA 2014, adjusted to reflect new efficiencies | 0 | 2012 | 1 | SWHC046-03
COM-HVAC-FS-PU-10-ZEAS.68 | Com ¦ Large Code HVAC System Integrated Furnace and AC - Panel Upgrade - ZEAS 2030 - Cold ¦ SCG ¦ Cold | Com ¦ Large Code HVAC System Integrated Furnace and AC - Panel Upgrade - ZEAS 2030 - Cold | SCG ¦ Cold | SCG | All | Electric & Gas | Code split-package AC with gas furnace, 240-760 kbtuh | Average Existing and Code |  | 2030 | 1 | Conventional | HVAC | Com - Refrig. Warehouse | Com | ROB Only | 0 | 1000 sqft2 of floor space | Cap-Tons | 15 | DEER:HVAC_Split-Package_HP | 0 | 0 | 0 | SWHC046-03 | 0 | 2021 | 0 | 2021 | 0 | 0 | SWHC046-03 | Com Central HVAC (Large) - Fuel Sub - Panel Upgrade - ZEAS 2030 - Cold ¦ SCG ¦ Cold | Com Central HVAC (Large) - Fuel Sub - Panel Upgrade - ZEAS 2030 - Cold | 0 | 0.186 | 1 | CBSA 2014, adjusted to reflect new efficiencies | 0 | 2012 | 1 | SWHC046-03
COM-HVAC-FS-PU-10-ZEAS.69 | Com ¦ Large Code HVAC System Integrated Furnace and AC - Panel Upgrade - ZEAS 2030 - Cold ¦ SCG ¦ Cold | Com ¦ Large Code HVAC System Integrated Furnace and AC - Panel Upgrade - ZEAS 2030 - Cold | SCG ¦ Cold | SCG | All | Electric & Gas | Code split-package AC with gas furnace, 240-760 kbtuh | Average Existing and Code |  | 2030 | 1 | Conventional | HVAC | Com - Restaurant | Com | ROB Only | 0 | 1000 sqft2 of floor space | Cap-Tons | 15 | DEER:HVAC_Split-Package_HP | 0 | 0 | 0 | SWHC046-03 | 903.64 | 2021 | 304.56 | 2021 | 0 | 0 | SWHC046-03 | Com Central HVAC (Large) - Fuel Sub - Panel Upgrade - ZEAS 2030 - Cold ¦ SCG ¦ Cold | Com Central HVAC (Large) - Fuel Sub - Panel Upgrade - ZEAS 2030 - Cold | 0.21772 | 0.186 | 1 | CBSA 2014, adjusted to reflect new efficiencies | 0 | 2012 | 1 | SWHC046-03
COM-HVAC-FS-PU-10-ZEAS.70 | Com ¦ Large Code HVAC System Integrated Furnace and AC - Panel Upgrade - ZEAS 2030 - Cold ¦ SCG ¦ Cold | Com ¦ Large Code HVAC System Integrated Furnace and AC - Panel Upgrade - ZEAS 2030 - Cold | SCG ¦ Cold | SCG | All | Electric & Gas | Code split-package AC with gas furnace, 240-760 kbtuh | Average Existing and Code |  | 2030 | 1 | Conventional | HVAC | Com - Retail | Com | ROB Only | 0 | 1000 sqft2 of floor space | Cap-Tons | 15 | DEER:HVAC_Split-Package_HP | 0 | 0 | 0 | SWHC046-03 | 903.64 | 2021 | 304.56 | 2021 | 0 | 0 | SWHC046-03 | Com Central HVAC (Large) - Fuel Sub - Panel Upgrade - ZEAS 2030 - Cold ¦ SCG ¦ Cold | Com Central HVAC (Large) - Fuel Sub - Panel Upgrade - ZEAS 2030 - Cold | 0.092114 | 0.186 | 1 | CBSA 2014, adjusted to reflect new efficiencies | 0 | 2012 | 1 | SWHC046-03
COM-HVAC-FS-PU-10-ZEAS.71 | Com ¦ Large Code HVAC System Integrated Furnace and AC - Panel Upgrade - ZEAS 2030 - Cold ¦ SCG ¦ Cold | Com ¦ Large Code HVAC System Integrated Furnace and AC - Panel Upgrade - ZEAS 2030 - Cold | SCG ¦ Cold | SCG | All | Electric & Gas | Code split-package AC with gas furnace, 240-760 kbtuh | Average Existing and Code |  | 2030 | 1 | Conventional | HVAC | Com - School | Com | ROB Only | 0 | 1000 sqft2 of floor space | Cap-Tons | 15 | DEER:HVAC_Split-Package_HP | 0 | 0 | 0 | SWHC046-03 | 903.64 | 2021 | 304.56 | 2021 | 0 | 0 | SWHC046-03 | Com Central HVAC (Large) - Fuel Sub - Panel Upgrade - ZEAS 2030 - Cold ¦ SCG ¦ Cold | Com Central HVAC (Large) - Fuel Sub - Panel Upgrade - ZEAS 2030 - Cold | 0.15 | 0.186 | 1 | CBSA 2014, adjusted to reflect new efficiencies | 0 | 2012 | 1 | SWHC046-03
COM-HVAC-FS-PU-10-ZEAS.72 | Com ¦ Large Code HVAC System Integrated Furnace and AC - Panel Upgrade - ZEAS 2030 - Cold ¦ SCG ¦ Cold | Com ¦ Large Code HVAC System Integrated Furnace and AC - Panel Upgrade - ZEAS 2030 - Cold | SCG ¦ Cold | SCG | All | Electric & Gas | Code split-package AC with gas furnace, 240-760 kbtuh | Average Existing and Code |  | 2030 | 1 | Conventional | HVAC | Com - Warehouse | Com | ROB Only | 0 | 1000 sqft2 of floor space | Cap-Tons | 15 | DEER:HVAC_Split-Package_HP | 0 | 0 | 0 | SWHC046-03 | 903.64 | 2021 | 304.56 | 2021 | 0 | 0 | SWHC046-03 | Com Central HVAC (Large) - Fuel Sub - Panel Upgrade - ZEAS 2030 - Cold ¦ SCG ¦ Cold | Com Central HVAC (Large) - Fuel Sub - Panel Upgrade - ZEAS 2030 - Cold | 0.028212 | 0.186 | 1 | CBSA 2014, adjusted to reflect new efficiencies | 0 | 2012 | 1 | SWHC046-03
COM-HVAC-FS-PU-10-ZEAS.73 | Com ¦ Large Code HVAC System Integrated Furnace and AC - Panel Upgrade - ZEAS 2030 - Marine ¦ SDG&E ¦ Marine | Com ¦ Large Code HVAC System Integrated Furnace and AC - Panel Upgrade - ZEAS 2030 - Marine | SDG&E ¦ Marine | SDG&E | All | Electric & Gas | Code split-package AC with gas furnace, 240-760 kbtuh | Average Existing and Code |  | 2030 | 1 | Conventional | HVAC | Com - College | Com | ROB Only | 0 | 1000 sqft2 of floor space | Cap-Tons | 15 | DEER:HVAC_Split-Package_HP | 0 | 0 | 0 | SWHC046-03 | 903.64 | 2021 | 304.56 | 2021 | 0 | 0 | SWHC046-03 | Com Central HVAC (Large) - Fuel Sub - Panel Upgrade - ZEAS 2030 - Marine ¦ SDG&E ¦ Marine | Com Central HVAC (Large) - Fuel Sub - Panel Upgrade - ZEAS 2030 - Marine | 0.12207 | 0.186 | 1 | CBSA 2014, adjusted to reflect new efficiencies | 0 | 2012 | 1 | SWHC046-03
COM-HVAC-FS-PU-10-ZEAS.74 | Com ¦ Large Code HVAC System Integrated Furnace and AC - Panel Upgrade - ZEAS 2030 - Marine ¦ SDG&E ¦ Marine | Com ¦ Large Code HVAC System Integrated Furnace and AC - Panel Upgrade - ZEAS 2030 - Marine | SDG&E ¦ Marine | SDG&E | All | Electric & Gas | Code split-package AC with gas furnace, 240-760 kbtuh | Average Existing and Code |  | 2030 | 1 | Conventional | HVAC | Com - Grocery | Com | ROB Only | 0 | 1000 sqft2 of floor space | Cap-Tons | 15 | DEER:HVAC_Split-Package_HP | 0 | 0 | 0 | SWHC046-03 | 903.64 | 2021 | 304.56 | 2021 | 0 | 0 | SWHC046-03 | Com Central HVAC (Large) - Fuel Sub - Panel Upgrade - ZEAS 2030 - Marine ¦ SDG&E ¦ Marine | Com Central HVAC (Large) - Fuel Sub - Panel Upgrade - ZEAS 2030 - Marine | 0.22528 | 0.186 | 1 | CBSA 2014, adjusted to reflect new efficiencies | 0 | 2012 | 1 | SWHC046-03
COM-HVAC-FS-PU-10-ZEAS.75 | Com ¦ Large Code HVAC System Integrated Furnace and AC - Panel Upgrade - ZEAS 2030 - Marine ¦ SDG&E ¦ Marine | Com ¦ Large Code HVAC System Integrated Furnace and AC - Panel Upgrade - ZEAS 2030 - Marine | SDG&E ¦ Marine | SDG&E | All | Electric & Gas | Code split-package AC with gas furnace, 240-760 kbtuh | Average Existing and Code |  | 2030 | 1 | Conventional | HVAC | Com - Health | Com | ROB Only | 0 | 1000 sqft2 of floor space | Cap-Tons | 15 | DEER:HVAC_Split-Package_HP | 0 | 0 | 0 | SWHC046-03 | 903.64 | 2021 | 304.56 | 2021 | 0 | 0 | SWHC046-03 | Com Central HVAC (Large) - Fuel Sub - Panel Upgrade - ZEAS 2030 - Marine ¦ SDG&E ¦ Marine | Com Central HVAC (Large) - Fuel Sub - Panel Upgrade - ZEAS 2030 - Marine | 0.17567 | 0.186 | 1 | CBSA 2014, adjusted to reflect new efficiencies | 0 | 2012 | 1 | SWHC046-03
COM-HVAC-FS-PU-10-ZEAS.76 | Com ¦ Large Code HVAC System Integrated Furnace and AC - Panel Upgrade - ZEAS 2030 - Marine ¦ SDG&E ¦ Marine | Com ¦ Large Code HVAC System Integrated Furnace and AC - Panel Upgrade - ZEAS 2030 - Marine | SDG&E ¦ Marine | SDG&E | All | Electric & Gas | Code split-package AC with gas furnace, 240-760 kbtuh | Average Existing and Code |  | 2030 | 1 | Conventional | HVAC | Com - Lodging | Com | ROB Only | 0 | 1000 sqft2 of floor space | Cap-Tons | 15 | DEER:HVAC_Split-Package_HP | 0 | 0 | 0 | SWHC046-03 | 903.64 | 2021 | 304.56 | 2021 | 0 | 0 | SWHC046-03 | Com Central HVAC (Large) - Fuel Sub - Panel Upgrade - ZEAS 2030 - Marine ¦ SDG&E ¦ Marine | Com Central HVAC (Large) - Fuel Sub - Panel Upgrade - ZEAS 2030 - Marine | 0.098289 | 0.186 | 1 | CBSA 2014, adjusted to reflect new efficiencies | 0 | 2012 | 1 | SWHC046-03
COM-HVAC-FS-PU-10-ZEAS.77 | Com ¦ Large Code HVAC System Integrated Furnace and AC - Panel Upgrade - ZEAS 2030 - Marine ¦ SDG&E ¦ Marine | Com ¦ Large Code HVAC System Integrated Furnace and AC - Panel Upgrade - ZEAS 2030 - Marine | SDG&E ¦ Marine | SDG&E | All | Electric & Gas | Code split-package AC with gas furnace, 240-760 kbtuh | Average Existing and Code |  | 2030 | 1 | Conventional | HVAC | Com - Office (Large) | Com | ROB Only | 0 | 1000 sqft2 of floor space | Cap-Tons | 15 | DEER:HVAC_Split-Package_HP | 0 | 0 | 0 | SWHC046-03 | 903.64 | 2021 | 304.56 | 2021 | 0 | 0 | SWHC046-03 | Com Central HVAC (Large) - Fuel Sub - Panel Upgrade - ZEAS 2030 - Marine ¦ SDG&E ¦ Marine | Com Central HVAC (Large) - Fuel Sub - Panel Upgrade - ZEAS 2030 - Marine | 0.12833 | 0.186 | 1 | CBSA 2014, adjusted to reflect new efficiencies | 0 | 2012 | 1 | SWHC046-03
COM-HVAC-FS-PU-10-ZEAS.78 | Com ¦ Large Code HVAC System Integrated Furnace and AC - Panel Upgrade - ZEAS 2030 - Marine ¦ SDG&E ¦ Marine | Com ¦ Large Code HVAC System Integrated Furnace and AC - Panel Upgrade - ZEAS 2030 - Marine | SDG&E ¦ Marine | SDG&E | All | Electric & Gas | Code split-package AC with gas furnace, 240-760 kbtuh | Average Existing and Code |  | 2030 | 1 | Conventional | HVAC | Com - Office (Small) | Com | ROB Only | 0 | 1000 sqft2 of floor space | Cap-Tons | 15 | DEER:HVAC_Split-Package_HP | 0 | 0 | 0 | SWHC046-03 | 903.64 | 2021 | 304.56 | 2021 | 0 | 0 | SWHC046-03 | Com Central HVAC (Large) - Fuel Sub - Panel Upgrade - ZEAS 2030 - Marine ¦ SDG&E ¦ Marine | Com Central HVAC (Large) - Fuel Sub - Panel Upgrade - ZEAS 2030 - Marine | 0.15582 | 0.186 | 1 | CBSA 2014, adjusted to reflect new efficiencies | 0 | 2012 | 1 | SWHC046-03
COM-HVAC-FS-PU-10-ZEAS.79 | Com ¦ Large Code HVAC System Integrated Furnace and AC - Panel Upgrade - ZEAS 2030 - Marine ¦ SDG&E ¦ Marine | Com ¦ Large Code HVAC System Integrated Furnace and AC - Panel Upgrade - ZEAS 2030 - Marine | SDG&E ¦ Marine | SDG&E | All | Electric & Gas | Code split-package AC with gas furnace, 240-760 kbtuh | Average Existing and Code |  | 2030 | 1 | Conventional | HVAC | Com - Other | Com | ROB Only | 0 | 1000 sqft2 of floor space | Cap-Tons | 15 | DEER:HVAC_Split-Package_HP | 0 | 0 | 0 | SWHC046-03 | 903.64 | 2021 | 304.56 | 2021 | 0 | 0 | SWHC046-03 | Com Central HVAC (Large) - Fuel Sub - Panel Upgrade - ZEAS 2030 - Marine ¦ SDG&E ¦ Marine | Com Central HVAC (Large) - Fuel Sub - Panel Upgrade - ZEAS 2030 - Marine | 0.21005 | 0.186 | 1 | CBSA 2014, adjusted to reflect new efficiencies | 0 | 2012 | 1 | SWHC046-03
COM-HVAC-FS-PU-10-ZEAS.80 | Com ¦ Large Code HVAC System Integrated Furnace and AC - Panel Upgrade - ZEAS 2030 - Marine ¦ SDG&E ¦ Marine | Com ¦ Large Code HVAC System Integrated Furnace and AC - Panel Upgrade - ZEAS 2030 - Marine | SDG&E ¦ Marine | SDG&E | All | Electric & Gas | Code split-package AC with gas furnace, 240-760 kbtuh | Average Existing and Code |  | 2030 | 1 | Conventional | HVAC | Com - Refrig. Warehouse | Com | ROB Only | 0 | 1000 sqft2 of floor space | Cap-Tons | 15 | DEER:HVAC_Split-Package_HP | 0 | 0 | 0 | SWHC046-03 | 0 | 2021 | 0 | 2021 | 0 | 0 | SWHC046-03 | Com Central HVAC (Large) - Fuel Sub - Panel Upgrade - ZEAS 2030 - Marine ¦ SDG&E ¦ Marine | Com Central HVAC (Large) - Fuel Sub - Panel Upgrade - ZEAS 2030 - Marine | 0 | 0.186 | 1 | CBSA 2014, adjusted to reflect new efficiencies | 0 | 2012 | 1 | SWHC046-03
COM-HVAC-FS-PU-10-ZEAS.81 | Com ¦ Large Code HVAC System Integrated Furnace and AC - Panel Upgrade - ZEAS 2030 - Marine ¦ SDG&E ¦ Marine | Com ¦ Large Code HVAC System Integrated Furnace and AC - Panel Upgrade - ZEAS 2030 - Marine | SDG&E ¦ Marine | SDG&E | All | Electric & Gas | Code split-package AC with gas furnace, 240-760 kbtuh | Average Existing and Code |  | 2030 | 1 | Conventional | HVAC | Com - Restaurant | Com | ROB Only | 0 | 1000 sqft2 of floor space | Cap-Tons | 15 | DEER:HVAC_Split-Package_HP | 0 | 0 | 0 | SWHC046-03 | 903.64 | 2021 | 304.56 | 2021 | 0 | 0 | SWHC046-03 | Com Central HVAC (Large) - Fuel Sub - Panel Upgrade - ZEAS 2030 - Marine ¦ SDG&E ¦ Marine | Com Central HVAC (Large) - Fuel Sub - Panel Upgrade - ZEAS 2030 - Marine | 0.22744 | 0.186 | 1 | CBSA 2014, adjusted to reflect new efficiencies | 0 | 2012 | 1 | SWHC046-03
COM-HVAC-FS-PU-10-ZEAS.82 | Com ¦ Large Code HVAC System Integrated Furnace and AC - Panel Upgrade - ZEAS 2030 - Marine ¦ SDG&E ¦ Marine | Com ¦ Large Code HVAC System Integrated Furnace and AC - Panel Upgrade - ZEAS 2030 - Marine | SDG&E ¦ Marine | SDG&E | All | Electric & Gas | Code split-package AC with gas furnace, 240-760 kbtuh | Average Existing and Code |  | 2030 | 1 | Conventional | HVAC | Com - Retail | Com | ROB Only | 0 | 1000 sqft2 of floor space | Cap-Tons | 15 | DEER:HVAC_Split-Package_HP | 0 | 0 | 0 | SWHC046-03 | 903.64 | 2021 | 304.56 | 2021 | 0 | 0 | SWHC046-03 | Com Central HVAC (Large) - Fuel Sub - Panel Upgrade - ZEAS 2030 - Marine ¦ SDG&E ¦ Marine | Com Central HVAC (Large) - Fuel Sub - Panel Upgrade - ZEAS 2030 - Marine | 0.092203 | 0.186 | 1 | CBSA 2014, adjusted to reflect new efficiencies | 0 | 2012 | 1 | SWHC046-03
COM-HVAC-FS-PU-10-ZEAS.83 | Com ¦ Large Code HVAC System Integrated Furnace and AC - Panel Upgrade - ZEAS 2030 - Marine ¦ SDG&E ¦ Marine | Com ¦ Large Code HVAC System Integrated Furnace and AC - Panel Upgrade - ZEAS 2030 - Marine | SDG&E ¦ Marine | SDG&E | All | Electric & Gas | Code split-package AC with gas furnace, 240-760 kbtuh | Average Existing and Code |  | 2030 | 1 | Conventional | HVAC | Com - School | Com | ROB Only | 0 | 1000 sqft2 of floor space | Cap-Tons | 15 | DEER:HVAC_Split-Package_HP | 0 | 0 | 0 | SWHC046-03 | 903.64 | 2021 | 304.56 | 2021 | 0 | 0 | SWHC046-03 | Com Central HVAC (Large) - Fuel Sub - Panel Upgrade - ZEAS 2030 - Marine ¦ SDG&E ¦ Marine | Com Central HVAC (Large) - Fuel Sub - Panel Upgrade - ZEAS 2030 - Marine | 0.15505 | 0.186 | 1 | CBSA 2014, adjusted to reflect new efficiencies | 0 | 2012 | 1 | SWHC046-03
COM-HVAC-FS-PU-10-ZEAS.84 | Com ¦ Large Code HVAC System Integrated Furnace and AC - Panel Upgrade - ZEAS 2030 - Marine ¦ SDG&E ¦ Marine | Com ¦ Large Code HVAC System Integrated Furnace and AC - Panel Upgrade - ZEAS 2030 - Marine | SDG&E ¦ Marine | SDG&E | All | Electric & Gas | Code split-package AC with gas furnace, 240-760 kbtuh | Average Existing and Code |  | 2030 | 1 | Conventional | HVAC | Com - Warehouse | Com | ROB Only | 0 | 1000 sqft2 of floor space | Cap-Tons | 15 | DEER:HVAC_Split-Package_HP | 0 | 0 | 0 | SWHC046-03 | 903.64 | 2021 | 304.56 | 2021 | 0 | 0 | SWHC046-03 | Com Central HVAC (Large) - Fuel Sub - Panel Upgrade - ZEAS 2030 - Marine ¦ SDG&E ¦ Marine | Com Central HVAC (Large) - Fuel Sub - Panel Upgrade - ZEAS 2030 - Marine | 0.028275 | 0.186 | 1 | CBSA 2014, adjusted to reflect new efficiencies | 0 | 2012 | 1 | SWHC046-03
COM-HVAC-FS-PU-10-ZEAS.85 | Com ¦ Large Code HVAC System Integrated Furnace and AC - Panel Upgrade - ZEAS 2030 - Hot-Dry ¦ SDG&E ¦ Hot-Dry | Com ¦ Large Code HVAC System Integrated Furnace and AC - Panel Upgrade - ZEAS 2030 - Hot-Dry | SDG&E ¦ Hot-Dry | SDG&E | All | Electric & Gas | Code split-package AC with gas furnace, 240-760 kbtuh | Average Existing and Code |  | 2030 | 1 | Conventional | HVAC | Com - College | Com | ROB Only | 0 | 1000 sqft2 of floor space | Cap-Tons | 15 | DEER:HVAC_Split-Package_HP | 0 | 0 | 0 | SWHC046-03 | 903.64 | 2021 | 304.56 | 2021 | 0 | 0 | SWHC046-03 | Com Central HVAC (Large) - Fuel Sub - Panel Upgrade - ZEAS 2030 - Hot-Dry ¦ SDG&E ¦ Hot-Dry | Com Central HVAC (Large) - Fuel Sub - Panel Upgrade - ZEAS 2030 - Hot-Dry | 0.12207 | 0.186 | 1 | CBSA 2014, adjusted to reflect new efficiencies | 0 | 2012 | 1 | SWHC046-03
COM-HVAC-FS-PU-10-ZEAS.86 | Com ¦ Large Code HVAC System Integrated Furnace and AC - Panel Upgrade - ZEAS 2030 - Hot-Dry ¦ SDG&E ¦ Hot-Dry | Com ¦ Large Code HVAC System Integrated Furnace and AC - Panel Upgrade - ZEAS 2030 - Hot-Dry | SDG&E ¦ Hot-Dry | SDG&E | All | Electric & Gas | Code split-package AC with gas furnace, 240-760 kbtuh | Average Existing and Code |  | 2030 | 1 | Conventional | HVAC | Com - Grocery | Com | ROB Only | 0 | 1000 sqft2 of floor space | Cap-Tons | 15 | DEER:HVAC_Split-Package_HP | 0 | 0 | 0 | SWHC046-03 | 903.64 | 2021 | 304.56 | 2021 | 0 | 0 | SWHC046-03 | Com Central HVAC (Large) - Fuel Sub - Panel Upgrade - ZEAS 2030 - Hot-Dry ¦ SDG&E ¦ Hot-Dry | Com Central HVAC (Large) - Fuel Sub - Panel Upgrade - ZEAS 2030 - Hot-Dry | 0.22528 | 0.186 | 1 | CBSA 2014, adjusted to reflect new efficiencies | 0 | 2012 | 1 | SWHC046-03
COM-HVAC-FS-PU-10-ZEAS.87 | Com ¦ Large Code HVAC System Integrated Furnace and AC - Panel Upgrade - ZEAS 2030 - Hot-Dry ¦ SDG&E ¦ Hot-Dry | Com ¦ Large Code HVAC System Integrated Furnace and AC - Panel Upgrade - ZEAS 2030 - Hot-Dry | SDG&E ¦ Hot-Dry | SDG&E | All | Electric & Gas | Code split-package AC with gas furnace, 240-760 kbtuh | Average Existing and Code |  | 2030 | 1 | Conventional | HVAC | Com - Health | Com | ROB Only | 0 | 1000 sqft2 of floor space | Cap-Tons | 15 | DEER:HVAC_Split-Package_HP | 0 | 0 | 0 | SWHC046-03 | 903.64 | 2021 | 304.56 | 2021 | 0 | 0 | SWHC046-03 | Com Central HVAC (Large) - Fuel Sub - Panel Upgrade - ZEAS 2030 - Hot-Dry ¦ SDG&E ¦ Hot-Dry | Com Central HVAC (Large) - Fuel Sub - Panel Upgrade - ZEAS 2030 - Hot-Dry | 0.17567 | 0.186 | 1 | CBSA 2014, adjusted to reflect new efficiencies | 0 | 2012 | 1 | SWHC046-03
COM-HVAC-FS-PU-10-ZEAS.88 | Com ¦ Large Code HVAC System Integrated Furnace and AC - Panel Upgrade - ZEAS 2030 - Hot-Dry ¦ SDG&E ¦ Hot-Dry | Com ¦ Large Code HVAC System Integrated Furnace and AC - Panel Upgrade - ZEAS 2030 - Hot-Dry | SDG&E ¦ Hot-Dry | SDG&E | All | Electric & Gas | Code split-package AC with gas furnace, 240-760 kbtuh | Average Existing and Code |  | 2030 | 1 | Conventional | HVAC | Com - Lodging | Com | ROB Only | 0 | 1000 sqft2 of floor space | Cap-Tons | 15 | DEER:HVAC_Split-Package_HP | 0 | 0 | 0 | SWHC046-03 | 903.64 | 2021 | 304.56 | 2021 | 0 | 0 | SWHC046-03 | Com Central HVAC (Large) - Fuel Sub - Panel Upgrade - ZEAS 2030 - Hot-Dry ¦ SDG&E ¦ Hot-Dry | Com Central HVAC (Large) - Fuel Sub - Panel Upgrade - ZEAS 2030 - Hot-Dry | 0.098289 | 0.186 | 1 | CBSA 2014, adjusted to reflect new efficiencies | 0 | 2012 | 1 | SWHC046-03
COM-HVAC-FS-PU-10-ZEAS.89 | Com ¦ Large Code HVAC System Integrated Furnace and AC - Panel Upgrade - ZEAS 2030 - Hot-Dry ¦ SDG&E ¦ Hot-Dry | Com ¦ Large Code HVAC System Integrated Furnace and AC - Panel Upgrade - ZEAS 2030 - Hot-Dry | SDG&E ¦ Hot-Dry | SDG&E | All | Electric & Gas | Code split-package AC with gas furnace, 240-760 kbtuh | Average Existing and Code |  | 2030 | 1 | Conventional | HVAC | Com - Office (Large) | Com | ROB Only | 0 | 1000 sqft2 of floor space | Cap-Tons | 15 | DEER:HVAC_Split-Package_HP | 0 | 0 | 0 | SWHC046-03 | 903.64 | 2021 | 304.56 | 2021 | 0 | 0 | SWHC046-03 | Com Central HVAC (Large) - Fuel Sub - Panel Upgrade - ZEAS 2030 - Hot-Dry ¦ SDG&E ¦ Hot-Dry | Com Central HVAC (Large) - Fuel Sub - Panel Upgrade - ZEAS 2030 - Hot-Dry | 0.12833 | 0.186 | 1 | CBSA 2014, adjusted to reflect new efficiencies | 0 | 2012 | 1 | SWHC046-03
COM-HVAC-FS-PU-10-ZEAS.90 | Com ¦ Large Code HVAC System Integrated Furnace and AC - Panel Upgrade - ZEAS 2030 - Hot-Dry ¦ SDG&E ¦ Hot-Dry | Com ¦ Large Code HVAC System Integrated Furnace and AC - Panel Upgrade - ZEAS 2030 - Hot-Dry | SDG&E ¦ Hot-Dry | SDG&E | All | Electric & Gas | Code split-package AC with gas furnace, 240-760 kbtuh | Average Existing and Code |  | 2030 | 1 | Conventional | HVAC | Com - Office (Small) | Com | ROB Only | 0 | 1000 sqft2 of floor space | Cap-Tons | 15 | DEER:HVAC_Split-Package_HP | 0 | 0 | 0 | SWHC046-03 | 903.64 | 2021 | 304.56 | 2021 | 0 | 0 | SWHC046-03 | Com Central HVAC (Large) - Fuel Sub - Panel Upgrade - ZEAS 2030 - Hot-Dry ¦ SDG&E ¦ Hot-Dry | Com Central HVAC (Large) - Fuel Sub - Panel Upgrade - ZEAS 2030 - Hot-Dry | 0.15582 | 0.186 | 1 | CBSA 2014, adjusted to reflect new efficiencies | 0 | 2012 | 1 | SWHC046-03
COM-HVAC-FS-PU-10-ZEAS.91 | Com ¦ Large Code HVAC System Integrated Furnace and AC - Panel Upgrade - ZEAS 2030 - Hot-Dry ¦ SDG&E ¦ Hot-Dry | Com ¦ Large Code HVAC System Integrated Furnace and AC - Panel Upgrade - ZEAS 2030 - Hot-Dry | SDG&E ¦ Hot-Dry | SDG&E | All | Electric & Gas | Code split-package AC with gas furnace, 240-760 kbtuh | Average Existing and Code |  | 2030 | 1 | Conventional | HVAC | Com - Other | Com | ROB Only | 0 | 1000 sqft2 of floor space | Cap-Tons | 15 | DEER:HVAC_Split-Package_HP | 0 | 0 | 0 | SWHC046-03 | 903.64 | 2021 | 304.56 | 2021 | 0 | 0 | SWHC046-03 | Com Central HVAC (Large) - Fuel Sub - Panel Upgrade - ZEAS 2030 - Hot-Dry ¦ SDG&E ¦ Hot-Dry | Com Central HVAC (Large) - Fuel Sub - Panel Upgrade - ZEAS 2030 - Hot-Dry | 0.21005 | 0.186 | 1 | CBSA 2014, adjusted to reflect new efficiencies | 0 | 2012 | 1 | SWHC046-03
COM-HVAC-FS-PU-10-ZEAS.92 | Com ¦ Large Code HVAC System Integrated Furnace and AC - Panel Upgrade - ZEAS 2030 - Hot-Dry ¦ SDG&E ¦ Hot-Dry | Com ¦ Large Code HVAC System Integrated Furnace and AC - Panel Upgrade - ZEAS 2030 - Hot-Dry | SDG&E ¦ Hot-Dry | SDG&E | All | Electric & Gas | Code split-package AC with gas furnace, 240-760 kbtuh | Average Existing and Code |  | 2030 | 1 | Conventional | HVAC | Com - Refrig. Warehouse | Com | ROB Only | 0 | 1000 sqft2 of floor space | Cap-Tons | 15 | DEER:HVAC_Split-Package_HP | 0 | 0 | 0 | SWHC046-03 | 0 | 2021 | 0 | 2021 | 0 | 0 | SWHC046-03 | Com Central HVAC (Large) - Fuel Sub - Panel Upgrade - ZEAS 2030 - Hot-Dry ¦ SDG&E ¦ Hot-Dry | Com Central HVAC (Large) - Fuel Sub - Panel Upgrade - ZEAS 2030 - Hot-Dry | 0 | 0.186 | 1 | CBSA 2014, adjusted to reflect new efficiencies | 0 | 2012 | 1 | SWHC046-03
COM-HVAC-FS-PU-10-ZEAS.93 | Com ¦ Large Code HVAC System Integrated Furnace and AC - Panel Upgrade - ZEAS 2030 - Hot-Dry ¦ SDG&E ¦ Hot-Dry | Com ¦ Large Code HVAC System Integrated Furnace and AC - Panel Upgrade - ZEAS 2030 - Hot-Dry | SDG&E ¦ Hot-Dry | SDG&E | All | Electric & Gas | Code split-package AC with gas furnace, 240-760 kbtuh | Average Existing and Code |  | 2030 | 1 | Conventional | HVAC | Com - Restaurant | Com | ROB Only | 0 | 1000 sqft2 of floor space | Cap-Tons | 15 | DEER:HVAC_Split-Package_HP | 0 | 0 | 0 | SWHC046-03 | 903.64 | 2021 | 304.56 | 2021 | 0 | 0 | SWHC046-03 | Com Central HVAC (Large) - Fuel Sub - Panel Upgrade - ZEAS 2030 - Hot-Dry ¦ SDG&E ¦ Hot-Dry | Com Central HVAC (Large) - Fuel Sub - Panel Upgrade - ZEAS 2030 - Hot-Dry | 0.22744 | 0.186 | 1 | CBSA 2014, adjusted to reflect new efficiencies | 0 | 2012 | 1 | SWHC046-03
COM-HVAC-FS-PU-10-ZEAS.94 | Com ¦ Large Code HVAC System Integrated Furnace and AC - Panel Upgrade - ZEAS 2030 - Hot-Dry ¦ SDG&E ¦ Hot-Dry | Com ¦ Large Code HVAC System Integrated Furnace and AC - Panel Upgrade - ZEAS 2030 - Hot-Dry | SDG&E ¦ Hot-Dry | SDG&E | All | Electric & Gas | Code split-package AC with gas furnace, 240-760 kbtuh | Average Existing and Code |  | 2030 | 1 | Conventional | HVAC | Com - Retail | Com | ROB Only | 0 | 1000 sqft2 of floor space | Cap-Tons | 15 | DEER:HVAC_Split-Package_HP | 0 | 0 | 0 | SWHC046-03 | 903.64 | 2021 | 304.56 | 2021 | 0 | 0 | SWHC046-03 | Com Central HVAC (Large) - Fuel Sub - Panel Upgrade - ZEAS 2030 - Hot-Dry ¦ SDG&E ¦ Hot-Dry | Com Central HVAC (Large) - Fuel Sub - Panel Upgrade - ZEAS 2030 - Hot-Dry | 0.092203 | 0.186 | 1 | CBSA 2014, adjusted to reflect new efficiencies | 0 | 2012 | 1 | SWHC046-03
COM-HVAC-FS-PU-10-ZEAS.95 | Com ¦ Large Code HVAC System Integrated Furnace and AC - Panel Upgrade - ZEAS 2030 - Hot-Dry ¦ SDG&E ¦ Hot-Dry | Com ¦ Large Code HVAC System Integrated Furnace and AC - Panel Upgrade - ZEAS 2030 - Hot-Dry | SDG&E ¦ Hot-Dry | SDG&E | All | Electric & Gas | Code split-package AC with gas furnace, 240-760 kbtuh | Average Existing and Code |  | 2030 | 1 | Conventional | HVAC | Com - School | Com | ROB Only | 0 | 1000 sqft2 of floor space | Cap-Tons | 15 | DEER:HVAC_Split-Package_HP | 0 | 0 | 0 | SWHC046-03 | 903.64 | 2021 | 304.56 | 2021 | 0 | 0 | SWHC046-03 | Com Central HVAC (Large) - Fuel Sub - Panel Upgrade - ZEAS 2030 - Hot-Dry ¦ SDG&E ¦ Hot-Dry | Com Central HVAC (Large) - Fuel Sub - Panel Upgrade - ZEAS 2030 - Hot-Dry | 0.15505 | 0.186 | 1 | CBSA 2014, adjusted to reflect new efficiencies | 0 | 2012 | 1 | SWHC046-03
COM-HVAC-FS-PU-10-ZEAS.96 | Com ¦ Large Code HVAC System Integrated Furnace and AC - Panel Upgrade - ZEAS 2030 - Hot-Dry ¦ SDG&E ¦ Hot-Dry | Com ¦ Large Code HVAC System Integrated Furnace and AC - Panel Upgrade - ZEAS 2030 - Hot-Dry | SDG&E ¦ Hot-Dry | SDG&E | All | Electric & Gas | Code split-package AC with gas furnace, 240-760 kbtuh | Average Existing and Code |  | 2030 | 1 | Conventional | HVAC | Com - Warehouse | Com | ROB Only | 0 | 1000 sqft2 of floor space | Cap-Tons | 15 | DEER:HVAC_Split-Package_HP | 0 | 0 | 0 | SWHC046-03 | 903.64 | 2021 | 304.56 | 2021 | 0 | 0 | SWHC046-03 | Com Central HVAC (Large) - Fuel Sub - Panel Upgrade - ZEAS 2030 - Hot-Dry ¦ SDG&E ¦ Hot-Dry | Com Central HVAC (Large) - Fuel Sub - Panel Upgrade - ZEAS 2030 - Hot-Dry | 0.028275 | 0.186 | 1 | CBSA 2014, adjusted to reflect new efficiencies | 0 | 2012 | 1 | SWHC046-03
COM-HVAC-FS-PU-10B-ZEAS.1 | Com ¦ Large Packaged Heat Pump (EER 9.3) - Fuel Sub Future Baseline - Panel Upgrade - ZEAS 2030 - Marine ¦ PG&E ¦ Marine | Com ¦ Large Packaged Heat Pump (EER 9.3) - Fuel Sub Future Baseline - Panel Upgrade - ZEAS 2030 - Marine | PG&E ¦ Marine | PG&E | All | Electric & Gas | Large Unitary Heat Pump (EER 9.3) | Efficient | 2030 |  | 1 | Conventional | HVAC | Com - College | Com | ROB Only | 0 | 1000 sqft2 of floor space | Cap-Tons | 15 | DEER:HVAC_Split-Package_HP | 193.9275 | 0.0096174 | -25.9026 | SWHC013-05 | 1068.69 | 2021 | 278.83 | 2021 | 0 | -50.09 | SWHC013-05 | Com Central HVAC (Large) - Fuel Sub - Panel Upgrade - ZEAS 2030 - Marine ¦ PG&E ¦ Marine | Com Central HVAC (Large) - Fuel Sub - Panel Upgrade - ZEAS 2030 - Marine | 0.11162 | 0.186 | 0 | CBSA 2014, adjusted to reflect new efficiencies | 70.8024 | 2012 | 1 | SWHC013-05
COM-HVAC-FS-PU-10B-ZEAS.2 | Com ¦ Large Packaged Heat Pump (EER 9.3) - Fuel Sub Future Baseline - Panel Upgrade - ZEAS 2030 - Marine ¦ PG&E ¦ Marine | Com ¦ Large Packaged Heat Pump (EER 9.3) - Fuel Sub Future Baseline - Panel Upgrade - ZEAS 2030 - Marine | PG&E ¦ Marine | PG&E | All | Electric & Gas | Large Unitary Heat Pump (EER 9.3) | Efficient | 2030 |  | 1 | Conventional | HVAC | Com - Grocery | Com | ROB Only | 0 | 1000 sqft2 of floor space | Cap-Tons | 15 | DEER:HVAC_Split-Package_HP | 1223.455 | 0.006 | -156 | SWHC013-05 | 1068.69 | 2021 | 278.83 | 2021 | 0 | -50.09 | SWHC013-05 | Com Central HVAC (Large) - Fuel Sub - Panel Upgrade - ZEAS 2030 - Marine ¦ PG&E ¦ Marine | Com Central HVAC (Large) - Fuel Sub - Panel Upgrade - ZEAS 2030 - Marine | 0.18624 | 0.186 | 0 | CBSA 2014, adjusted to reflect new efficiencies | 297.4999 | 2012 | 1 | SWHC013-05
COM-HVAC-FS-PU-10B-ZEAS.3 | Com ¦ Large Packaged Heat Pump (EER 9.3) - Fuel Sub Future Baseline - Panel Upgrade - ZEAS 2030 - Marine ¦ PG&E ¦ Marine | Com ¦ Large Packaged Heat Pump (EER 9.3) - Fuel Sub Future Baseline - Panel Upgrade - ZEAS 2030 - Marine | PG&E ¦ Marine | PG&E | All | Electric & Gas | Large Unitary Heat Pump (EER 9.3) | Efficient | 2030 |  | 1 | Conventional | HVAC | Com - Health | Com | ROB Only | 0 | 1000 sqft2 of floor space | Cap-Tons | 15 | DEER:HVAC_Split-Package_HP | 271.2595 | 0.0065133 | -33.5588 | SWHC013-05 | 1068.69 | 2021 | 278.83 | 2021 | 0 | -50.09 | SWHC013-05 | Com Central HVAC (Large) - Fuel Sub - Panel Upgrade - ZEAS 2030 - Marine ¦ PG&E ¦ Marine | Com Central HVAC (Large) - Fuel Sub - Panel Upgrade - ZEAS 2030 - Marine | 0.16483 | 0.186 | 0 | CBSA 2014, adjusted to reflect new efficiencies | 77.0393 | 2012 | 1 | SWHC013-05
COM-HVAC-FS-PU-10B-ZEAS.4 | Com ¦ Large Packaged Heat Pump (EER 9.3) - Fuel Sub Future Baseline - Panel Upgrade - ZEAS 2030 - Marine ¦ PG&E ¦ Marine | Com ¦ Large Packaged Heat Pump (EER 9.3) - Fuel Sub Future Baseline - Panel Upgrade - ZEAS 2030 - Marine | PG&E ¦ Marine | PG&E | All | Electric & Gas | Large Unitary Heat Pump (EER 9.3) | Efficient | 2030 |  | 1 | Conventional | HVAC | Com - Lodging | Com | ROB Only | 0 | 1000 sqft2 of floor space | Cap-Tons | 15 | DEER:HVAC_Split-Package_HP | 598.8152 | 0.0080768 | -79.8896 | SWHC013-05 | 1068.69 | 2021 | 278.83 | 2021 | 0 | -50.09 | SWHC013-05 | Com Central HVAC (Large) - Fuel Sub - Panel Upgrade - ZEAS 2030 - Marine ¦ PG&E ¦ Marine | Com Central HVAC (Large) - Fuel Sub - Panel Upgrade - ZEAS 2030 - Marine | 0.08786 | 0.186 | 0 | CBSA 2014, adjusted to reflect new efficiencies | 694.7546 | 2012 | 1 | SWHC013-05
COM-HVAC-FS-PU-10B-ZEAS.5 | Com ¦ Large Packaged Heat Pump (EER 9.3) - Fuel Sub Future Baseline - Panel Upgrade - ZEAS 2030 - Marine ¦ PG&E ¦ Marine | Com ¦ Large Packaged Heat Pump (EER 9.3) - Fuel Sub Future Baseline - Panel Upgrade - ZEAS 2030 - Marine | PG&E ¦ Marine | PG&E | All | Electric & Gas | Large Unitary Heat Pump (EER 9.3) | Efficient | 2030 |  | 1 | Conventional | HVAC | Com - Office (Large) | Com | ROB Only | 0 | 1000 sqft2 of floor space | Cap-Tons | 15 | DEER:HVAC_Split-Package_HP | 29.95 | 0.004235 | -2.78 | SWHC013-05 | 1068.69 | 2021 | 278.83 | 2021 | 0 | -50.09 | SWHC013-05 | Com Central HVAC (Large) - Fuel Sub - Panel Upgrade - ZEAS 2030 - Marine ¦ PG&E ¦ Marine | Com Central HVAC (Large) - Fuel Sub - Panel Upgrade - ZEAS 2030 - Marine | 0.11704 | 0.186 | 0 | CBSA 2014, adjusted to reflect new efficiencies | 9.5056 | 2012 | 1 | SWHC013-05
COM-HVAC-FS-PU-10B-ZEAS.6 | Com ¦ Large Packaged Heat Pump (EER 9.3) - Fuel Sub Future Baseline - Panel Upgrade - ZEAS 2030 - Marine ¦ PG&E ¦ Marine | Com ¦ Large Packaged Heat Pump (EER 9.3) - Fuel Sub Future Baseline - Panel Upgrade - ZEAS 2030 - Marine | PG&E ¦ Marine | PG&E | All | Electric & Gas | Large Unitary Heat Pump (EER 9.3) | Efficient | 2030 |  | 1 | Conventional | HVAC | Com - Office (Small) | Com | ROB Only | 0 | 1000 sqft2 of floor space | Cap-Tons | 15 | DEER:HVAC_Split-Package_HP | 116.6 | 0.004075 | -14 | SWHC013-05 | 1068.69 | 2021 | 278.83 | 2021 | 0 | -50.09 | SWHC013-05 | Com Central HVAC (Large) - Fuel Sub - Panel Upgrade - ZEAS 2030 - Marine ¦ PG&E ¦ Marine | Com Central HVAC (Large) - Fuel Sub - Panel Upgrade - ZEAS 2030 - Marine | 0.13689 | 0.186 | 0 | CBSA 2014, adjusted to reflect new efficiencies | 22.3696 | 2012 | 1 | SWHC013-05
COM-HVAC-FS-PU-10B-ZEAS.7 | Com ¦ Large Packaged Heat Pump (EER 9.3) - Fuel Sub Future Baseline - Panel Upgrade - ZEAS 2030 - Marine ¦ PG&E ¦ Marine | Com ¦ Large Packaged Heat Pump (EER 9.3) - Fuel Sub Future Baseline - Panel Upgrade - ZEAS 2030 - Marine | PG&E ¦ Marine | PG&E | All | Electric & Gas | Large Unitary Heat Pump (EER 9.3) | Efficient | 2030 |  | 1 | Conventional | HVAC | Com - Other | Com | ROB Only | 0 | 1000 sqft2 of floor space | Cap-Tons | 15 | DEER:HVAC_Split-Package_HP | 382.15 | 0.0092 | -49.6 | SWHC013-05 | 1068.69 | 2021 | 278.83 | 2021 | 0 | -50.09 | SWHC013-05 | Com Central HVAC (Large) - Fuel Sub - Panel Upgrade - ZEAS 2030 - Marine ¦ PG&E ¦ Marine | Com Central HVAC (Large) - Fuel Sub - Panel Upgrade - ZEAS 2030 - Marine | 0.1938 | 0.186 | 0 | CBSA 2014, adjusted to reflect new efficiencies | 182.4896 | 2012 | 1 | SWHC013-05
COM-HVAC-FS-PU-10B-ZEAS.8 | Com ¦ Large Packaged Heat Pump (EER 9.3) - Fuel Sub Future Baseline - Panel Upgrade - ZEAS 2030 - Marine ¦ PG&E ¦ Marine | Com ¦ Large Packaged Heat Pump (EER 9.3) - Fuel Sub Future Baseline - Panel Upgrade - ZEAS 2030 - Marine | PG&E ¦ Marine | PG&E | All | Electric & Gas | Large Unitary Heat Pump (EER 9.3) | Efficient | 2030 |  | 1 | Conventional | HVAC | Com - Refrig. Warehouse | Com | ROB Only | 0 | 1000 sqft2 of floor space | Cap-Tons | 15 | DEER:HVAC_Split-Package_HP | 0 | 0 | 0 | SWHC013-05 | 0 | 2021 | 0 | 2021 | 0 | -50.09 | SWHC013-05 | Com Central HVAC (Large) - Fuel Sub - Panel Upgrade - ZEAS 2030 - Marine ¦ PG&E ¦ Marine | Com Central HVAC (Large) - Fuel Sub - Panel Upgrade - ZEAS 2030 - Marine | 0 | 0.186 | 0 | CBSA 2014, adjusted to reflect new efficiencies | 0 | 2012 | 1 | SWHC013-05
COM-HVAC-FS-PU-10B-ZEAS.9 | Com ¦ Large Packaged Heat Pump (EER 9.3) - Fuel Sub Future Baseline - Panel Upgrade - ZEAS 2030 - Marine ¦ PG&E ¦ Marine | Com ¦ Large Packaged Heat Pump (EER 9.3) - Fuel Sub Future Baseline - Panel Upgrade - ZEAS 2030 - Marine | PG&E ¦ Marine | PG&E | All | Electric & Gas | Large Unitary Heat Pump (EER 9.3) | Efficient | 2030 |  | 1 | Conventional | HVAC | Com - Restaurant | Com | ROB Only | 0 | 1000 sqft2 of floor space | Cap-Tons | 15 | DEER:HVAC_Split-Package_HP | 152.5976 | 0.010462 | -17.7414 | SWHC013-05 | 1068.69 | 2021 | 278.83 | 2021 | 0 | -50.09 | SWHC013-05 | Com Central HVAC (Large) - Fuel Sub - Panel Upgrade - ZEAS 2030 - Marine ¦ PG&E ¦ Marine | Com Central HVAC (Large) - Fuel Sub - Panel Upgrade - ZEAS 2030 - Marine | 0.1978 | 0.186 | 0 | CBSA 2014, adjusted to reflect new efficiencies | 10.6162 | 2012 | 1 | SWHC013-05
COM-HVAC-FS-PU-10B-ZEAS.10 | Com ¦ Large Packaged Heat Pump (EER 9.3) - Fuel Sub Future Baseline - Panel Upgrade - ZEAS 2030 - Marine ¦ PG&E ¦ Marine | Com ¦ Large Packaged Heat Pump (EER 9.3) - Fuel Sub Future Baseline - Panel Upgrade - ZEAS 2030 - Marine | PG&E ¦ Marine | PG&E | All | Electric & Gas | Large Unitary Heat Pump (EER 9.3) | Efficient | 2030 |  | 1 | Conventional | HVAC | Com - Retail | Com | ROB Only | 0 | 1000 sqft2 of floor space | Cap-Tons | 15 | DEER:HVAC_Split-Package_HP | 171.7683 | 0.011566 | -21.3006 | SWHC013-05 | 1068.69 | 2021 | 278.83 | 2021 | 0 | -50.09 | SWHC013-05 | Com Central HVAC (Large) - Fuel Sub - Panel Upgrade - ZEAS 2030 - Marine ¦ PG&E ¦ Marine | Com Central HVAC (Large) - Fuel Sub - Panel Upgrade - ZEAS 2030 - Marine | 0.082433 | 0.186 | 0 | CBSA 2014, adjusted to reflect new efficiencies | 44.9037 | 2012 | 1 | SWHC013-05
COM-HVAC-FS-PU-10B-ZEAS.11 | Com ¦ Large Packaged Heat Pump (EER 9.3) - Fuel Sub Future Baseline - Panel Upgrade - ZEAS 2030 - Marine ¦ PG&E ¦ Marine | Com ¦ Large Packaged Heat Pump (EER 9.3) - Fuel Sub Future Baseline - Panel Upgrade - ZEAS 2030 - Marine | PG&E ¦ Marine | PG&E | All | Electric & Gas | Large Unitary Heat Pump (EER 9.3) | Efficient | 2030 |  | 1 | Conventional | HVAC | Com - School | Com | ROB Only | 0 | 1000 sqft2 of floor space | Cap-Tons | 15 | DEER:HVAC_Split-Package_HP | 187.0514 | 0.0046512 | -25.5444 | SWHC013-05 | 1068.69 | 2021 | 278.83 | 2021 | 0 | -50.09 | SWHC013-05 | Com Central HVAC (Large) - Fuel Sub - Panel Upgrade - ZEAS 2030 - Marine ¦ PG&E ¦ Marine | Com Central HVAC (Large) - Fuel Sub - Panel Upgrade - ZEAS 2030 - Marine | 0.12518 | 0.186 | 0 | CBSA 2014, adjusted to reflect new efficiencies | 27.565 | 2012 | 1 | SWHC013-05
COM-HVAC-FS-PU-10B-ZEAS.12 | Com ¦ Large Packaged Heat Pump (EER 9.3) - Fuel Sub Future Baseline - Panel Upgrade - ZEAS 2030 - Marine ¦ PG&E ¦ Marine | Com ¦ Large Packaged Heat Pump (EER 9.3) - Fuel Sub Future Baseline - Panel Upgrade - ZEAS 2030 - Marine | PG&E ¦ Marine | PG&E | All | Electric & Gas | Large Unitary Heat Pump (EER 9.3) | Efficient | 2030 |  | 1 | Conventional | HVAC | Com - Warehouse | Com | ROB Only | 0 | 1000 sqft2 of floor space | Cap-Tons | 15 | DEER:HVAC_Split-Package_HP | 453.995 | 0.002005 | -56.4 | SWHC013-05 | 1068.69 | 2021 | 278.83 | 2021 | 0 | -50.09 | SWHC013-05 | Com Central HVAC (Large) - Fuel Sub - Panel Upgrade - ZEAS 2030 - Marine ¦ PG&E ¦ Marine | Com Central HVAC (Large) - Fuel Sub - Panel Upgrade - ZEAS 2030 - Marine | 0.025654 | 0.186 | 0 | CBSA 2014, adjusted to reflect new efficiencies | 101.6796 | 2012 | 1 | SWHC013-05
COM-HVAC-FS-PU-10B-ZEAS.13 | Com ¦ Large Packaged Heat Pump (EER 9.3) - Fuel Sub Future Baseline - Panel Upgrade - ZEAS 2030 - Hot-Dry ¦ PG&E ¦ Hot-Dry | Com ¦ Large Packaged Heat Pump (EER 9.3) - Fuel Sub Future Baseline - Panel Upgrade - ZEAS 2030 - Hot-Dry | PG&E ¦ Hot-Dry | PG&E | All | Electric & Gas | Large Unitary Heat Pump (EER 9.3) | Efficient | 2030 |  | 1 | Conventional | HVAC | Com - College | Com | ROB Only | 0 | 1000 sqft2 of floor space | Cap-Tons | 15 | DEER:HVAC_Split-Package_HP | 202.3476 | 0.016072 | -24.2495 | SWHC013-05 | 1068.69 | 2021 | 278.83 | 2021 | 0 | -50.09 | SWHC013-05 | Com Central HVAC (Large) - Fuel Sub - Panel Upgrade - ZEAS 2030 - Hot-Dry ¦ PG&E ¦ Hot-Dry | Com Central HVAC (Large) - Fuel Sub - Panel Upgrade - ZEAS 2030 - Hot-Dry | 0.11162 | 0.186 | 0 | CBSA 2014, adjusted to reflect new efficiencies | 64.7139 | 2012 | 1 | SWHC013-05
COM-HVAC-FS-PU-10B-ZEAS.14 | Com ¦ Large Packaged Heat Pump (EER 9.3) - Fuel Sub Future Baseline - Panel Upgrade - ZEAS 2030 - Hot-Dry ¦ PG&E ¦ Hot-Dry | Com ¦ Large Packaged Heat Pump (EER 9.3) - Fuel Sub Future Baseline - Panel Upgrade - ZEAS 2030 - Hot-Dry | PG&E ¦ Hot-Dry | PG&E | All | Electric & Gas | Large Unitary Heat Pump (EER 9.3) | Efficient | 2030 |  | 1 | Conventional | HVAC | Com - Grocery | Com | ROB Only | 0 | 1000 sqft2 of floor space | Cap-Tons | 15 | DEER:HVAC_Split-Package_HP | 909.55 | 0.0123 | -92.1 | SWHC013-05 | 1068.69 | 2021 | 278.83 | 2021 | 0 | -50.09 | SWHC013-05 | Com Central HVAC (Large) - Fuel Sub - Panel Upgrade - ZEAS 2030 - Hot-Dry ¦ PG&E ¦ Hot-Dry | Com Central HVAC (Large) - Fuel Sub - Panel Upgrade - ZEAS 2030 - Hot-Dry | 0.18624 | 0.186 | 0 | CBSA 2014, adjusted to reflect new efficiencies | 165.1073 | 2012 | 1 | SWHC013-05
COM-HVAC-FS-PU-10B-ZEAS.15 | Com ¦ Large Packaged Heat Pump (EER 9.3) - Fuel Sub Future Baseline - Panel Upgrade - ZEAS 2030 - Hot-Dry ¦ PG&E ¦ Hot-Dry | Com ¦ Large Packaged Heat Pump (EER 9.3) - Fuel Sub Future Baseline - Panel Upgrade - ZEAS 2030 - Hot-Dry | PG&E ¦ Hot-Dry | PG&E | All | Electric & Gas | Large Unitary Heat Pump (EER 9.3) | Efficient | 2030 |  | 1 | Conventional | HVAC | Com - Health | Com | ROB Only | 0 | 1000 sqft2 of floor space | Cap-Tons | 15 | DEER:HVAC_Split-Package_HP | 310.9417 | 0.013195 | -37.4732 | SWHC013-05 | 1068.69 | 2021 | 278.83 | 2021 | 0 | -50.09 | SWHC013-05 | Com Central HVAC (Large) - Fuel Sub - Panel Upgrade - ZEAS 2030 - Hot-Dry ¦ PG&E ¦ Hot-Dry | Com Central HVAC (Large) - Fuel Sub - Panel Upgrade - ZEAS 2030 - Hot-Dry | 0.16483 | 0.186 | 0 | CBSA 2014, adjusted to reflect new efficiencies | 85.4991 | 2012 | 1 | SWHC013-05
COM-HVAC-FS-PU-10B-ZEAS.16 | Com ¦ Large Packaged Heat Pump (EER 9.3) - Fuel Sub Future Baseline - Panel Upgrade - ZEAS 2030 - Hot-Dry ¦ PG&E ¦ Hot-Dry | Com ¦ Large Packaged Heat Pump (EER 9.3) - Fuel Sub Future Baseline - Panel Upgrade - ZEAS 2030 - Hot-Dry | PG&E ¦ Hot-Dry | PG&E | All | Electric & Gas | Large Unitary Heat Pump (EER 9.3) | Efficient | 2030 |  | 1 | Conventional | HVAC | Com - Lodging | Com | ROB Only | 0 | 1000 sqft2 of floor space | Cap-Tons | 15 | DEER:HVAC_Split-Package_HP | 531.9784 | 0.018469 | -64.0593 | SWHC013-05 | 1068.69 | 2021 | 278.83 | 2021 | 0 | -50.09 | SWHC013-05 | Com Central HVAC (Large) - Fuel Sub - Panel Upgrade - ZEAS 2030 - Hot-Dry ¦ PG&E ¦ Hot-Dry | Com Central HVAC (Large) - Fuel Sub - Panel Upgrade - ZEAS 2030 - Hot-Dry | 0.08786 | 0.186 | 0 | CBSA 2014, adjusted to reflect new efficiencies | 548.9164 | 2012 | 1 | SWHC013-05
COM-HVAC-FS-PU-10B-ZEAS.17 | Com ¦ Large Packaged Heat Pump (EER 9.3) - Fuel Sub Future Baseline - Panel Upgrade - ZEAS 2030 - Hot-Dry ¦ PG&E ¦ Hot-Dry | Com ¦ Large Packaged Heat Pump (EER 9.3) - Fuel Sub Future Baseline - Panel Upgrade - ZEAS 2030 - Hot-Dry | PG&E ¦ Hot-Dry | PG&E | All | Electric & Gas | Large Unitary Heat Pump (EER 9.3) | Efficient | 2030 |  | 1 | Conventional | HVAC | Com - Office (Large) | Com | ROB Only | 0 | 1000 sqft2 of floor space | Cap-Tons | 15 | DEER:HVAC_Split-Package_HP | 44.85 | 0.00825 | -3.3 | SWHC013-05 | 1068.69 | 2021 | 278.83 | 2021 | 0 | -50.09 | SWHC013-05 | Com Central HVAC (Large) - Fuel Sub - Panel Upgrade - ZEAS 2030 - Hot-Dry ¦ PG&E ¦ Hot-Dry | Com Central HVAC (Large) - Fuel Sub - Panel Upgrade - ZEAS 2030 - Hot-Dry | 0.11704 | 0.186 | 0 | CBSA 2014, adjusted to reflect new efficiencies | 10.3589 | 2012 | 1 | SWHC013-05
COM-HVAC-FS-PU-10B-ZEAS.18 | Com ¦ Large Packaged Heat Pump (EER 9.3) - Fuel Sub Future Baseline - Panel Upgrade - ZEAS 2030 - Hot-Dry ¦ PG&E ¦ Hot-Dry | Com ¦ Large Packaged Heat Pump (EER 9.3) - Fuel Sub Future Baseline - Panel Upgrade - ZEAS 2030 - Hot-Dry | PG&E ¦ Hot-Dry | PG&E | All | Electric & Gas | Large Unitary Heat Pump (EER 9.3) | Efficient | 2030 |  | 1 | Conventional | HVAC | Com - Office (Small) | Com | ROB Only | 0 | 1000 sqft2 of floor space | Cap-Tons | 15 | DEER:HVAC_Split-Package_HP | 117.9 | 0.00815 | -12.6 | SWHC013-05 | 1068.69 | 2021 | 278.83 | 2021 | 0 | -50.09 | SWHC013-05 | Com Central HVAC (Large) - Fuel Sub - Panel Upgrade - ZEAS 2030 - Hot-Dry ¦ PG&E ¦ Hot-Dry | Com Central HVAC (Large) - Fuel Sub - Panel Upgrade - ZEAS 2030 - Hot-Dry | 0.13689 | 0.186 | 0 | CBSA 2014, adjusted to reflect new efficiencies | 19.5384 | 2012 | 1 | SWHC013-05
COM-HVAC-FS-PU-10B-ZEAS.19 | Com ¦ Large Packaged Heat Pump (EER 9.3) - Fuel Sub Future Baseline - Panel Upgrade - ZEAS 2030 - Hot-Dry ¦ PG&E ¦ Hot-Dry | Com ¦ Large Packaged Heat Pump (EER 9.3) - Fuel Sub Future Baseline - Panel Upgrade - ZEAS 2030 - Hot-Dry | PG&E ¦ Hot-Dry | PG&E | All | Electric & Gas | Large Unitary Heat Pump (EER 9.3) | Efficient | 2030 |  | 1 | Conventional | HVAC | Com - Other | Com | ROB Only | 0 | 1000 sqft2 of floor space | Cap-Tons | 15 | DEER:HVAC_Split-Package_HP | 351.35 | 0.01935 | -44.2 | SWHC013-05 | 1068.69 | 2021 | 278.83 | 2021 | 0 | -50.09 | SWHC013-05 | Com Central HVAC (Large) - Fuel Sub - Panel Upgrade - ZEAS 2030 - Hot-Dry ¦ PG&E ¦ Hot-Dry | Com Central HVAC (Large) - Fuel Sub - Panel Upgrade - ZEAS 2030 - Hot-Dry | 0.1938 | 0.186 | 0 | CBSA 2014, adjusted to reflect new efficiencies | 161.4287 | 2012 | 1 | SWHC013-05
COM-HVAC-FS-PU-10B-ZEAS.20 | Com ¦ Large Packaged Heat Pump (EER 9.3) - Fuel Sub Future Baseline - Panel Upgrade - ZEAS 2030 - Hot-Dry ¦ PG&E ¦ Hot-Dry | Com ¦ Large Packaged Heat Pump (EER 9.3) - Fuel Sub Future Baseline - Panel Upgrade - ZEAS 2030 - Hot-Dry | PG&E ¦ Hot-Dry | PG&E | All | Electric & Gas | Large Unitary Heat Pump (EER 9.3) | Efficient | 2030 |  | 1 | Conventional | HVAC | Com - Refrig. Warehouse | Com | ROB Only | 0 | 1000 sqft2 of floor space | Cap-Tons | 15 | DEER:HVAC_Split-Package_HP | 0 | 0 | 0 | SWHC013-05 | 0 | 2021 | 0 | 2021 | 0 | -50.09 | SWHC013-05 | Com Central HVAC (Large) - Fuel Sub - Panel Upgrade - ZEAS 2030 - Hot-Dry ¦ PG&E ¦ Hot-Dry | Com Central HVAC (Large) - Fuel Sub - Panel Upgrade - ZEAS 2030 - Hot-Dry | 0 | 0.186 | 0 | CBSA 2014, adjusted to reflect new efficiencies | 0 | 2012 | 1 | SWHC013-05
COM-HVAC-FS-PU-10B-ZEAS.21 | Com ¦ Large Packaged Heat Pump (EER 9.3) - Fuel Sub Future Baseline - Panel Upgrade - ZEAS 2030 - Hot-Dry ¦ PG&E ¦ Hot-Dry | Com ¦ Large Packaged Heat Pump (EER 9.3) - Fuel Sub Future Baseline - Panel Upgrade - ZEAS 2030 - Hot-Dry | PG&E ¦ Hot-Dry | PG&E | All | Electric & Gas | Large Unitary Heat Pump (EER 9.3) | Efficient | 2030 |  | 1 | Conventional | HVAC | Com - Restaurant | Com | ROB Only | 0 | 1000 sqft2 of floor space | Cap-Tons | 15 | DEER:HVAC_Split-Package_HP | 196.1467 | 0.0198 | -20.5512 | SWHC013-05 | 1068.69 | 2021 | 278.83 | 2021 | 0 | -50.09 | SWHC013-05 | Com Central HVAC (Large) - Fuel Sub - Panel Upgrade - ZEAS 2030 - Hot-Dry ¦ PG&E ¦ Hot-Dry | Com Central HVAC (Large) - Fuel Sub - Panel Upgrade - ZEAS 2030 - Hot-Dry | 0.1978 | 0.186 | 0 | CBSA 2014, adjusted to reflect new efficiencies | 11.9531 | 2012 | 1 | SWHC013-05
COM-HVAC-FS-PU-10B-ZEAS.22 | Com ¦ Large Packaged Heat Pump (EER 9.3) - Fuel Sub Future Baseline - Panel Upgrade - ZEAS 2030 - Hot-Dry ¦ PG&E ¦ Hot-Dry | Com ¦ Large Packaged Heat Pump (EER 9.3) - Fuel Sub Future Baseline - Panel Upgrade - ZEAS 2030 - Hot-Dry | PG&E ¦ Hot-Dry | PG&E | All | Electric & Gas | Large Unitary Heat Pump (EER 9.3) | Efficient | 2030 |  | 1 | Conventional | HVAC | Com - Retail | Com | ROB Only | 0 | 1000 sqft2 of floor space | Cap-Tons | 15 | DEER:HVAC_Split-Package_HP | 170.8794 | 0.018444 | -17.8483 | SWHC013-05 | 1068.69 | 2021 | 278.83 | 2021 | 0 | -50.09 | SWHC013-05 | Com Central HVAC (Large) - Fuel Sub - Panel Upgrade - ZEAS 2030 - Hot-Dry ¦ PG&E ¦ Hot-Dry | Com Central HVAC (Large) - Fuel Sub - Panel Upgrade - ZEAS 2030 - Hot-Dry | 0.082433 | 0.186 | 0 | CBSA 2014, adjusted to reflect new efficiencies | 28.1578 | 2012 | 1 | SWHC013-05
COM-HVAC-FS-PU-10B-ZEAS.23 | Com ¦ Large Packaged Heat Pump (EER 9.3) - Fuel Sub Future Baseline - Panel Upgrade - ZEAS 2030 - Hot-Dry ¦ PG&E ¦ Hot-Dry | Com ¦ Large Packaged Heat Pump (EER 9.3) - Fuel Sub Future Baseline - Panel Upgrade - ZEAS 2030 - Hot-Dry | PG&E ¦ Hot-Dry | PG&E | All | Electric & Gas | Large Unitary Heat Pump (EER 9.3) | Efficient | 2030 |  | 1 | Conventional | HVAC | Com - School | Com | ROB Only | 0 | 1000 sqft2 of floor space | Cap-Tons | 15 | DEER:HVAC_Split-Package_HP | 206.6387 | 0.0035361 | -25.2759 | SWHC013-05 | 1068.69 | 2021 | 278.83 | 2021 | 0 | -50.09 | SWHC013-05 | Com Central HVAC (Large) - Fuel Sub - Panel Upgrade - ZEAS 2030 - Hot-Dry ¦ PG&E ¦ Hot-Dry | Com Central HVAC (Large) - Fuel Sub - Panel Upgrade - ZEAS 2030 - Hot-Dry | 0.12518 | 0.186 | 0 | CBSA 2014, adjusted to reflect new efficiencies | 23.7266 | 2012 | 1 | SWHC013-05
COM-HVAC-FS-PU-10B-ZEAS.24 | Com ¦ Large Packaged Heat Pump (EER 9.3) - Fuel Sub Future Baseline - Panel Upgrade - ZEAS 2030 - Hot-Dry ¦ PG&E ¦ Hot-Dry | Com ¦ Large Packaged Heat Pump (EER 9.3) - Fuel Sub Future Baseline - Panel Upgrade - ZEAS 2030 - Hot-Dry | PG&E ¦ Hot-Dry | PG&E | All | Electric & Gas | Large Unitary Heat Pump (EER 9.3) | Efficient | 2030 |  | 1 | Conventional | HVAC | Com - Warehouse | Com | ROB Only | 0 | 1000 sqft2 of floor space | Cap-Tons | 15 | DEER:HVAC_Split-Package_HP | 460.15 | 0.0099 | -58.5 | SWHC013-05 | 1068.69 | 2021 | 278.83 | 2021 | 0 | -50.09 | SWHC013-05 | Com Central HVAC (Large) - Fuel Sub - Panel Upgrade - ZEAS 2030 - Hot-Dry ¦ PG&E ¦ Hot-Dry | Com Central HVAC (Large) - Fuel Sub - Panel Upgrade - ZEAS 2030 - Hot-Dry | 0.025654 | 0.186 | 0 | CBSA 2014, adjusted to reflect new efficiencies | 108.6873 | 2012 | 1 | SWHC013-05
COM-HVAC-FS-PU-10B-ZEAS.25 | Com ¦ Large Packaged Heat Pump (EER 9.3) - Fuel Sub Future Baseline - Panel Upgrade - ZEAS 2030 - Cold ¦ PG&E ¦ Cold | Com ¦ Large Packaged Heat Pump (EER 9.3) - Fuel Sub Future Baseline - Panel Upgrade - ZEAS 2030 - Cold | PG&E ¦ Cold | PG&E | All | Electric & Gas | Large Unitary Heat Pump (EER 9.3) | Efficient | 2030 |  | 1 | Conventional | HVAC | Com - College | Com | ROB Only | 0 | 1000 sqft2 of floor space | Cap-Tons | 15 | DEER:HVAC_Split-Package_HP | 625.5056 | 0.00178 | -68.7425 | SWHC013-05 | 1068.69 | 2021 | 278.83 | 2021 | 0 | -50.09 | SWHC013-05 | Com Central HVAC (Large) - Fuel Sub - Panel Upgrade - ZEAS 2030 - Cold ¦ PG&E ¦ Cold | Com Central HVAC (Large) - Fuel Sub - Panel Upgrade - ZEAS 2030 - Cold | 0.11162 | 0.186 | 0 | CBSA 2014, adjusted to reflect new efficiencies | 179.5333 | 2012 | 1 | SWHC013-05
COM-HVAC-FS-PU-10B-ZEAS.26 | Com ¦ Large Packaged Heat Pump (EER 9.3) - Fuel Sub Future Baseline - Panel Upgrade - ZEAS 2030 - Cold ¦ PG&E ¦ Cold | Com ¦ Large Packaged Heat Pump (EER 9.3) - Fuel Sub Future Baseline - Panel Upgrade - ZEAS 2030 - Cold | PG&E ¦ Cold | PG&E | All | Electric & Gas | Large Unitary Heat Pump (EER 9.3) | Efficient | 2030 |  | 1 | Conventional | HVAC | Com - Grocery | Com | ROB Only | 0 | 1000 sqft2 of floor space | Cap-Tons | 15 | DEER:HVAC_Split-Package_HP | 2806.65 | 0.0081 | -283 | SWHC013-05 | 1068.69 | 2021 | 278.83 | 2021 | 0 | -50.09 | SWHC013-05 | Com Central HVAC (Large) - Fuel Sub - Panel Upgrade - ZEAS 2030 - Cold ¦ PG&E ¦ Cold | Com Central HVAC (Large) - Fuel Sub - Panel Upgrade - ZEAS 2030 - Cold | 0.18624 | 0.186 | 0 | CBSA 2014, adjusted to reflect new efficiencies | 506.6673 | 2012 | 1 | SWHC013-05
COM-HVAC-FS-PU-10B-ZEAS.27 | Com ¦ Large Packaged Heat Pump (EER 9.3) - Fuel Sub Future Baseline - Panel Upgrade - ZEAS 2030 - Cold ¦ PG&E ¦ Cold | Com ¦ Large Packaged Heat Pump (EER 9.3) - Fuel Sub Future Baseline - Panel Upgrade - ZEAS 2030 - Cold | PG&E ¦ Cold | PG&E | All | Electric & Gas | Large Unitary Heat Pump (EER 9.3) | Efficient | 2030 |  | 1 | Conventional | HVAC | Com - Health | Com | ROB Only | 0 | 1000 sqft2 of floor space | Cap-Tons | 15 | DEER:HVAC_Split-Package_HP | 795.238 | 0.0067953 | -88.0091 | SWHC013-05 | 1068.69 | 2021 | 278.83 | 2021 | 0 | -50.09 | SWHC013-05 | Com Central HVAC (Large) - Fuel Sub - Panel Upgrade - ZEAS 2030 - Cold ¦ PG&E ¦ Cold | Com Central HVAC (Large) - Fuel Sub - Panel Upgrade - ZEAS 2030 - Cold | 0.16483 | 0.186 | 0 | CBSA 2014, adjusted to reflect new efficiencies | 196.5511 | 2012 | 1 | SWHC013-05
COM-HVAC-FS-PU-10B-ZEAS.28 | Com ¦ Large Packaged Heat Pump (EER 9.3) - Fuel Sub Future Baseline - Panel Upgrade - ZEAS 2030 - Cold ¦ PG&E ¦ Cold | Com ¦ Large Packaged Heat Pump (EER 9.3) - Fuel Sub Future Baseline - Panel Upgrade - ZEAS 2030 - Cold | PG&E ¦ Cold | PG&E | All | Electric & Gas | Large Unitary Heat Pump (EER 9.3) | Efficient | 2030 |  | 1 | Conventional | HVAC | Com - Lodging | Com | ROB Only | 0 | 1000 sqft2 of floor space | Cap-Tons | 15 | DEER:HVAC_Split-Package_HP | 1550.5352 | 0.0089882 | -171.2941 | SWHC013-05 | 1068.69 | 2021 | 278.83 | 2021 | 0 | -50.09 | SWHC013-05 | Com Central HVAC (Large) - Fuel Sub - Panel Upgrade - ZEAS 2030 - Cold ¦ PG&E ¦ Cold | Com Central HVAC (Large) - Fuel Sub - Panel Upgrade - ZEAS 2030 - Cold | 0.08786 | 0.186 | 0 | CBSA 2014, adjusted to reflect new efficiencies | 1447.6106 | 2012 | 1 | SWHC013-05
COM-HVAC-FS-PU-10B-ZEAS.29 | Com ¦ Large Packaged Heat Pump (EER 9.3) - Fuel Sub Future Baseline - Panel Upgrade - ZEAS 2030 - Cold ¦ PG&E ¦ Cold | Com ¦ Large Packaged Heat Pump (EER 9.3) - Fuel Sub Future Baseline - Panel Upgrade - ZEAS 2030 - Cold | PG&E ¦ Cold | PG&E | All | Electric & Gas | Large Unitary Heat Pump (EER 9.3) | Efficient | 2030 |  | 1 | Conventional | HVAC | Com - Office (Large) | Com | ROB Only | 0 | 1000 sqft2 of floor space | Cap-Tons | 15 | DEER:HVAC_Split-Package_HP | 157.95 | 0.004315 | -15.8 | SWHC013-05 | 1068.69 | 2021 | 278.83 | 2021 | 0 | -50.09 | SWHC013-05 | Com Central HVAC (Large) - Fuel Sub - Panel Upgrade - ZEAS 2030 - Cold ¦ PG&E ¦ Cold | Com Central HVAC (Large) - Fuel Sub - Panel Upgrade - ZEAS 2030 - Cold | 0.11704 | 0.186 | 0 | CBSA 2014, adjusted to reflect new efficiencies | 55.2446 | 2012 | 1 | SWHC013-05
COM-HVAC-FS-PU-10B-ZEAS.30 | Com ¦ Large Packaged Heat Pump (EER 9.3) - Fuel Sub Future Baseline - Panel Upgrade - ZEAS 2030 - Cold ¦ PG&E ¦ Cold | Com ¦ Large Packaged Heat Pump (EER 9.3) - Fuel Sub Future Baseline - Panel Upgrade - ZEAS 2030 - Cold | PG&E ¦ Cold | PG&E | All | Electric & Gas | Large Unitary Heat Pump (EER 9.3) | Efficient | 2030 |  | 1 | Conventional | HVAC | Com - Office (Small) | Com | ROB Only | 0 | 1000 sqft2 of floor space | Cap-Tons | 15 | DEER:HVAC_Split-Package_HP | 365.2 | 0.00443 | -38.8 | SWHC013-05 | 1068.69 | 2021 | 278.83 | 2021 | 0 | -50.09 | SWHC013-05 | Com Central HVAC (Large) - Fuel Sub - Panel Upgrade - ZEAS 2030 - Cold ¦ PG&E ¦ Cold | Com Central HVAC (Large) - Fuel Sub - Panel Upgrade - ZEAS 2030 - Cold | 0.13689 | 0.186 | 0 | CBSA 2014, adjusted to reflect new efficiencies | 60.0677 | 2012 | 1 | SWHC013-05
COM-HVAC-FS-PU-10B-ZEAS.31 | Com ¦ Large Packaged Heat Pump (EER 9.3) - Fuel Sub Future Baseline - Panel Upgrade - ZEAS 2030 - Cold ¦ PG&E ¦ Cold | Com ¦ Large Packaged Heat Pump (EER 9.3) - Fuel Sub Future Baseline - Panel Upgrade - ZEAS 2030 - Cold | PG&E ¦ Cold | PG&E | All | Electric & Gas | Large Unitary Heat Pump (EER 9.3) | Efficient | 2030 |  | 1 | Conventional | HVAC | Com - Other | Com | ROB Only | 0 | 1000 sqft2 of floor space | Cap-Tons | 15 | DEER:HVAC_Split-Package_HP | 1159.55 | 0.00945 | -137 | SWHC013-05 | 1068.69 | 2021 | 278.83 | 2021 | 0 | -50.09 | SWHC013-05 | Com Central HVAC (Large) - Fuel Sub - Panel Upgrade - ZEAS 2030 - Cold ¦ PG&E ¦ Cold | Com Central HVAC (Large) - Fuel Sub - Panel Upgrade - ZEAS 2030 - Cold | 0.1938 | 0.186 | 0 | CBSA 2014, adjusted to reflect new efficiencies | 492.5682 | 2012 | 1 | SWHC013-05
COM-HVAC-FS-PU-10B-ZEAS.32 | Com ¦ Large Packaged Heat Pump (EER 9.3) - Fuel Sub Future Baseline - Panel Upgrade - ZEAS 2030 - Cold ¦ PG&E ¦ Cold | Com ¦ Large Packaged Heat Pump (EER 9.3) - Fuel Sub Future Baseline - Panel Upgrade - ZEAS 2030 - Cold | PG&E ¦ Cold | PG&E | All | Electric & Gas | Large Unitary Heat Pump (EER 9.3) | Efficient | 2030 |  | 1 | Conventional | HVAC | Com - Refrig. Warehouse | Com | ROB Only | 0 | 1000 sqft2 of floor space | Cap-Tons | 15 | DEER:HVAC_Split-Package_HP | 0 | 0 | 0 | SWHC013-05 | 0 | 2021 | 0 | 2021 | 0 | -50.09 | SWHC013-05 | Com Central HVAC (Large) - Fuel Sub - Panel Upgrade - ZEAS 2030 - Cold ¦ PG&E ¦ Cold | Com Central HVAC (Large) - Fuel Sub - Panel Upgrade - ZEAS 2030 - Cold | 0 | 0.186 | 0 | CBSA 2014, adjusted to reflect new efficiencies | 0 | 2012 | 1 | SWHC013-05
COM-HVAC-FS-PU-10B-ZEAS.33 | Com ¦ Large Packaged Heat Pump (EER 9.3) - Fuel Sub Future Baseline - Panel Upgrade - ZEAS 2030 - Cold ¦ PG&E ¦ Cold | Com ¦ Large Packaged Heat Pump (EER 9.3) - Fuel Sub Future Baseline - Panel Upgrade - ZEAS 2030 - Cold | PG&E ¦ Cold | PG&E | All | Electric & Gas | Large Unitary Heat Pump (EER 9.3) | Efficient | 2030 |  | 1 | Conventional | HVAC | Com - Restaurant | Com | ROB Only | 0 | 1000 sqft2 of floor space | Cap-Tons | 15 | DEER:HVAC_Split-Package_HP | 747.3329 | 0.010638 | -83.2271 | SWHC013-05 | 1068.69 | 2021 | 278.83 | 2021 | 0 | -50.09 | SWHC013-05 | Com Central HVAC (Large) - Fuel Sub - Panel Upgrade - ZEAS 2030 - Cold ¦ PG&E ¦ Cold | Com Central HVAC (Large) - Fuel Sub - Panel Upgrade - ZEAS 2030 - Cold | 0.1978 | 0.186 | 0 | CBSA 2014, adjusted to reflect new efficiencies | 49.2424 | 2012 | 1 | SWHC013-05
COM-HVAC-FS-PU-10B-ZEAS.34 | Com ¦ Large Packaged Heat Pump (EER 9.3) - Fuel Sub Future Baseline - Panel Upgrade - ZEAS 2030 - Cold ¦ PG&E ¦ Cold | Com ¦ Large Packaged Heat Pump (EER 9.3) - Fuel Sub Future Baseline - Panel Upgrade - ZEAS 2030 - Cold | PG&E ¦ Cold | PG&E | All | Electric & Gas | Large Unitary Heat Pump (EER 9.3) | Efficient | 2030 |  | 1 | Conventional | HVAC | Com - Retail | Com | ROB Only | 0 | 1000 sqft2 of floor space | Cap-Tons | 15 | DEER:HVAC_Split-Package_HP | 689.9074 | 0.012073 | -74.8337 | SWHC013-05 | 1068.69 | 2021 | 278.83 | 2021 | 0 | -50.09 | SWHC013-05 | Com Central HVAC (Large) - Fuel Sub - Panel Upgrade - ZEAS 2030 - Cold ¦ PG&E ¦ Cold | Com Central HVAC (Large) - Fuel Sub - Panel Upgrade - ZEAS 2030 - Cold | 0.082433 | 0.186 | 0 | CBSA 2014, adjusted to reflect new efficiencies | 127.3858 | 2012 | 1 | SWHC013-05
COM-HVAC-FS-PU-10B-ZEAS.35 | Com ¦ Large Packaged Heat Pump (EER 9.3) - Fuel Sub Future Baseline - Panel Upgrade - ZEAS 2030 - Cold ¦ PG&E ¦ Cold | Com ¦ Large Packaged Heat Pump (EER 9.3) - Fuel Sub Future Baseline - Panel Upgrade - ZEAS 2030 - Cold | PG&E ¦ Cold | PG&E | All | Electric & Gas | Large Unitary Heat Pump (EER 9.3) | Efficient | 2030 |  | 1 | Conventional | HVAC | Com - School | Com | ROB Only | 0 | 1000 sqft2 of floor space | Cap-Tons | 15 | DEER:HVAC_Split-Package_HP | 660.2061 | 0.0011225 | -73.3577 | SWHC013-05 | 1068.69 | 2021 | 278.83 | 2021 | 0 | -50.09 | SWHC013-05 | Com Central HVAC (Large) - Fuel Sub - Panel Upgrade - ZEAS 2030 - Cold ¦ PG&E ¦ Cold | Com Central HVAC (Large) - Fuel Sub - Panel Upgrade - ZEAS 2030 - Cold | 0.12518 | 0.186 | 0 | CBSA 2014, adjusted to reflect new efficiencies | 58.903 | 2012 | 1 | SWHC013-05
COM-HVAC-FS-PU-10B-ZEAS.36 | Com ¦ Large Packaged Heat Pump (EER 9.3) - Fuel Sub Future Baseline - Panel Upgrade - ZEAS 2030 - Cold ¦ PG&E ¦ Cold | Com ¦ Large Packaged Heat Pump (EER 9.3) - Fuel Sub Future Baseline - Panel Upgrade - ZEAS 2030 - Cold | PG&E ¦ Cold | PG&E | All | Electric & Gas | Large Unitary Heat Pump (EER 9.3) | Efficient | 2030 |  | 1 | Conventional | HVAC | Com - Warehouse | Com | ROB Only | 0 | 1000 sqft2 of floor space | Cap-Tons | 15 | DEER:HVAC_Split-Package_HP | 1123.97 | 0.00342 | -125 | SWHC013-05 | 1068.69 | 2021 | 278.83 | 2021 | 0 | -50.09 | SWHC013-05 | Com Central HVAC (Large) - Fuel Sub - Panel Upgrade - ZEAS 2030 - Cold ¦ PG&E ¦ Cold | Com Central HVAC (Large) - Fuel Sub - Panel Upgrade - ZEAS 2030 - Cold | 0.025654 | 0.186 | 0 | CBSA 2014, adjusted to reflect new efficiencies | 190.0536 | 2012 | 1 | SWHC013-05
COM-HVAC-FS-PU-10B-ZEAS.37 | Com ¦ Large Packaged Heat Pump (EER 9.3) - Fuel Sub Future Baseline - Panel Upgrade - ZEAS 2030 - Marine ¦ SCG ¦ Marine | Com ¦ Large Packaged Heat Pump (EER 9.3) - Fuel Sub Future Baseline - Panel Upgrade - ZEAS 2030 - Marine | SCG ¦ Marine | SCG | All | Electric & Gas | Large Unitary Heat Pump (EER 9.3) | Efficient | 2030 |  | 1 | Conventional | HVAC | Com - College | Com | ROB Only | 0 | 1000 sqft2 of floor space | Cap-Tons | 15 | DEER:HVAC_Split-Package_HP | 73.4298 | 0.010916 | -8.342 | SWHC013-05 | 1068.69 | 2021 | 278.83 | 2021 | 0 | -50.09 | SWHC013-05 | Com Central HVAC (Large) - Fuel Sub - Panel Upgrade - ZEAS 2030 - Marine ¦ SCG ¦ Marine | Com Central HVAC (Large) - Fuel Sub - Panel Upgrade - ZEAS 2030 - Marine | 0.12457 | 0.186 | 0 | CBSA 2014, adjusted to reflect new efficiencies | 21.9735 | 2012 | 1 | SWHC013-05
COM-HVAC-FS-PU-10B-ZEAS.38 | Com ¦ Large Packaged Heat Pump (EER 9.3) - Fuel Sub Future Baseline - Panel Upgrade - ZEAS 2030 - Marine ¦ SCG ¦ Marine | Com ¦ Large Packaged Heat Pump (EER 9.3) - Fuel Sub Future Baseline - Panel Upgrade - ZEAS 2030 - Marine | SCG ¦ Marine | SCG | All | Electric & Gas | Large Unitary Heat Pump (EER 9.3) | Efficient | 2030 |  | 1 | Conventional | HVAC | Com - Grocery | Com | ROB Only | 0 | 1000 sqft2 of floor space | Cap-Tons | 15 | DEER:HVAC_Split-Package_HP | 677.95 | 0.0074 | -73.8 | SWHC013-05 | 1068.69 | 2021 | 278.83 | 2021 | 0 | -50.09 | SWHC013-05 | Com Central HVAC (Large) - Fuel Sub - Panel Upgrade - ZEAS 2030 - Marine ¦ SCG ¦ Marine | Com Central HVAC (Large) - Fuel Sub - Panel Upgrade - ZEAS 2030 - Marine | 0.22158 | 0.186 | 0 | CBSA 2014, adjusted to reflect new efficiencies | 135.1626 | 2012 | 1 | SWHC013-05
COM-HVAC-FS-PU-10B-ZEAS.39 | Com ¦ Large Packaged Heat Pump (EER 9.3) - Fuel Sub Future Baseline - Panel Upgrade - ZEAS 2030 - Marine ¦ SCG ¦ Marine | Com ¦ Large Packaged Heat Pump (EER 9.3) - Fuel Sub Future Baseline - Panel Upgrade - ZEAS 2030 - Marine | SCG ¦ Marine | SCG | All | Electric & Gas | Large Unitary Heat Pump (EER 9.3) | Efficient | 2030 |  | 1 | Conventional | HVAC | Com - Health | Com | ROB Only | 0 | 1000 sqft2 of floor space | Cap-Tons | 15 | DEER:HVAC_Split-Package_HP | 130.6086 | 0.0079086 | -14.8577 | SWHC013-05 | 1068.69 | 2021 | 278.83 | 2021 | 0 | -50.09 | SWHC013-05 | Com Central HVAC (Large) - Fuel Sub - Panel Upgrade - ZEAS 2030 - Marine ¦ SCG ¦ Marine | Com Central HVAC (Large) - Fuel Sub - Panel Upgrade - ZEAS 2030 - Marine | 0.17666 | 0.186 | 0 | CBSA 2014, adjusted to reflect new efficiencies | 33.4203 | 2012 | 1 | SWHC013-05
COM-HVAC-FS-PU-10B-ZEAS.40 | Com ¦ Large Packaged Heat Pump (EER 9.3) - Fuel Sub Future Baseline - Panel Upgrade - ZEAS 2030 - Marine ¦ SCG ¦ Marine | Com ¦ Large Packaged Heat Pump (EER 9.3) - Fuel Sub Future Baseline - Panel Upgrade - ZEAS 2030 - Marine | SCG ¦ Marine | SCG | All | Electric & Gas | Large Unitary Heat Pump (EER 9.3) | Efficient | 2030 |  | 1 | Conventional | HVAC | Com - Lodging | Com | ROB Only | 0 | 1000 sqft2 of floor space | Cap-Tons | 15 | DEER:HVAC_Split-Package_HP | 254.0494 | 0.009796 | -30.7179 | SWHC013-05 | 1068.69 | 2021 | 278.83 | 2021 | 0 | -50.09 | SWHC013-05 | Com Central HVAC (Large) - Fuel Sub - Panel Upgrade - ZEAS 2030 - Marine ¦ SCG ¦ Marine | Com Central HVAC (Large) - Fuel Sub - Panel Upgrade - ZEAS 2030 - Marine | 0.099203 | 0.186 | 0 | CBSA 2014, adjusted to reflect new efficiencies | 263.3834 | 2012 | 1 | SWHC013-05
COM-HVAC-FS-PU-10B-ZEAS.41 | Com ¦ Large Packaged Heat Pump (EER 9.3) - Fuel Sub Future Baseline - Panel Upgrade - ZEAS 2030 - Marine ¦ SCG ¦ Marine | Com ¦ Large Packaged Heat Pump (EER 9.3) - Fuel Sub Future Baseline - Panel Upgrade - ZEAS 2030 - Marine | SCG ¦ Marine | SCG | All | Electric & Gas | Large Unitary Heat Pump (EER 9.3) | Efficient | 2030 |  | 1 | Conventional | HVAC | Com - Office (Large) | Com | ROB Only | 0 | 1000 sqft2 of floor space | Cap-Tons | 15 | DEER:HVAC_Split-Package_HP | 13.94 | 0.00437 | -0.523 | SWHC013-05 | 1068.69 | 2021 | 278.83 | 2021 | 0 | -50.09 | SWHC013-05 | Com Central HVAC (Large) - Fuel Sub - Panel Upgrade - ZEAS 2030 - Marine ¦ SCG ¦ Marine | Com Central HVAC (Large) - Fuel Sub - Panel Upgrade - ZEAS 2030 - Marine | 0.13151 | 0.186 | 0 | CBSA 2014, adjusted to reflect new efficiencies | 0.96228 | 2012 | 1 | SWHC013-05
COM-HVAC-FS-PU-10B-ZEAS.42 | Com ¦ Large Packaged Heat Pump (EER 9.3) - Fuel Sub Future Baseline - Panel Upgrade - ZEAS 2030 - Marine ¦ SCG ¦ Marine | Com ¦ Large Packaged Heat Pump (EER 9.3) - Fuel Sub Future Baseline - Panel Upgrade - ZEAS 2030 - Marine | SCG ¦ Marine | SCG | All | Electric & Gas | Large Unitary Heat Pump (EER 9.3) | Efficient | 2030 |  | 1 | Conventional | HVAC | Com - Office (Small) | Com | ROB Only | 0 | 1000 sqft2 of floor space | Cap-Tons | 15 | DEER:HVAC_Split-Package_HP | 45.25 | 0.00426 | -4.48 | SWHC013-05 | 1068.69 | 2021 | 278.83 | 2021 | 0 | -50.09 | SWHC013-05 | Com Central HVAC (Large) - Fuel Sub - Panel Upgrade - ZEAS 2030 - Marine ¦ SCG ¦ Marine | Com Central HVAC (Large) - Fuel Sub - Panel Upgrade - ZEAS 2030 - Marine | 0.1492 | 0.186 | 0 | CBSA 2014, adjusted to reflect new efficiencies | 6.7943 | 2012 | 1 | SWHC013-05
COM-HVAC-FS-PU-10B-ZEAS.43 | Com ¦ Large Packaged Heat Pump (EER 9.3) - Fuel Sub Future Baseline - Panel Upgrade - ZEAS 2030 - Marine ¦ SCG ¦ Marine | Com ¦ Large Packaged Heat Pump (EER 9.3) - Fuel Sub Future Baseline - Panel Upgrade - ZEAS 2030 - Marine | SCG ¦ Marine | SCG | All | Electric & Gas | Large Unitary Heat Pump (EER 9.3) | Efficient | 2030 |  | 1 | Conventional | HVAC | Com - Other | Com | ROB Only | 0 | 1000 sqft2 of floor space | Cap-Tons | 15 | DEER:HVAC_Split-Package_HP | 147.95 | 0.01055 | -16.7 | SWHC013-05 | 1068.69 | 2021 | 278.83 | 2021 | 0 | -50.09 | SWHC013-05 | Com Central HVAC (Large) - Fuel Sub - Panel Upgrade - ZEAS 2030 - Marine ¦ SCG ¦ Marine | Com Central HVAC (Large) - Fuel Sub - Panel Upgrade - ZEAS 2030 - Marine | 0.21371 | 0.186 | 0 | CBSA 2014, adjusted to reflect new efficiencies | 59.3138 | 2012 | 1 | SWHC013-05
COM-HVAC-FS-PU-10B-ZEAS.44 | Com ¦ Large Packaged Heat Pump (EER 9.3) - Fuel Sub Future Baseline - Panel Upgrade - ZEAS 2030 - Marine ¦ SCG ¦ Marine | Com ¦ Large Packaged Heat Pump (EER 9.3) - Fuel Sub Future Baseline - Panel Upgrade - ZEAS 2030 - Marine | SCG ¦ Marine | SCG | All | Electric & Gas | Large Unitary Heat Pump (EER 9.3) | Efficient | 2030 |  | 1 | Conventional | HVAC | Com - Refrig. Warehouse | Com | ROB Only | 0 | 1000 sqft2 of floor space | Cap-Tons | 15 | DEER:HVAC_Split-Package_HP | 0 | 0 | 0 | SWHC013-05 | 0 | 2021 | 0 | 2021 | 0 | -50.09 | SWHC013-05 | Com Central HVAC (Large) - Fuel Sub - Panel Upgrade - ZEAS 2030 - Marine ¦ SCG ¦ Marine | Com Central HVAC (Large) - Fuel Sub - Panel Upgrade - ZEAS 2030 - Marine | 0 | 0.186 | 0 | CBSA 2014, adjusted to reflect new efficiencies | 0 | 2012 | 1 | SWHC013-05
COM-HVAC-FS-PU-10B-ZEAS.45 | Com ¦ Large Packaged Heat Pump (EER 9.3) - Fuel Sub Future Baseline - Panel Upgrade - ZEAS 2030 - Marine ¦ SCG ¦ Marine | Com ¦ Large Packaged Heat Pump (EER 9.3) - Fuel Sub Future Baseline - Panel Upgrade - ZEAS 2030 - Marine | SCG ¦ Marine | SCG | All | Electric & Gas | Large Unitary Heat Pump (EER 9.3) | Efficient | 2030 |  | 1 | Conventional | HVAC | Com - Restaurant | Com | ROB Only | 0 | 1000 sqft2 of floor space | Cap-Tons | 15 | DEER:HVAC_Split-Package_HP | 54.3612 | 0.011875 | -4.423 | SWHC013-05 | 1068.69 | 2021 | 278.83 | 2021 | 0 | -50.09 | SWHC013-05 | Com Central HVAC (Large) - Fuel Sub - Panel Upgrade - ZEAS 2030 - Marine ¦ SCG ¦ Marine | Com Central HVAC (Large) - Fuel Sub - Panel Upgrade - ZEAS 2030 - Marine | 0.21772 | 0.186 | 0 | CBSA 2014, adjusted to reflect new efficiencies | 2.3567 | 2012 | 1 | SWHC013-05
COM-HVAC-FS-PU-10B-ZEAS.46 | Com ¦ Large Packaged Heat Pump (EER 9.3) - Fuel Sub Future Baseline - Panel Upgrade - ZEAS 2030 - Marine ¦ SCG ¦ Marine | Com ¦ Large Packaged Heat Pump (EER 9.3) - Fuel Sub Future Baseline - Panel Upgrade - ZEAS 2030 - Marine | SCG ¦ Marine | SCG | All | Electric & Gas | Large Unitary Heat Pump (EER 9.3) | Efficient | 2030 |  | 1 | Conventional | HVAC | Com - Retail | Com | ROB Only | 0 | 1000 sqft2 of floor space | Cap-Tons | 15 | DEER:HVAC_Split-Package_HP | 80.7526 | 0.013514 | -7.4334 | SWHC013-05 | 1068.69 | 2021 | 278.83 | 2021 | 0 | -50.09 | SWHC013-05 | Com Central HVAC (Large) - Fuel Sub - Panel Upgrade - ZEAS 2030 - Marine ¦ SCG ¦ Marine | Com Central HVAC (Large) - Fuel Sub - Panel Upgrade - ZEAS 2030 - Marine | 0.092114 | 0.186 | 0 | CBSA 2014, adjusted to reflect new efficiencies | 8.3597 | 2012 | 1 | SWHC013-05
COM-HVAC-FS-PU-10B-ZEAS.47 | Com ¦ Large Packaged Heat Pump (EER 9.3) - Fuel Sub Future Baseline - Panel Upgrade - ZEAS 2030 - Marine ¦ SCG ¦ Marine | Com ¦ Large Packaged Heat Pump (EER 9.3) - Fuel Sub Future Baseline - Panel Upgrade - ZEAS 2030 - Marine | SCG ¦ Marine | SCG | All | Electric & Gas | Large Unitary Heat Pump (EER 9.3) | Efficient | 2030 |  | 1 | Conventional | HVAC | Com - School | Com | ROB Only | 0 | 1000 sqft2 of floor space | Cap-Tons | 15 | DEER:HVAC_Split-Package_HP | 67.8264 | 0.0054024 | -8.3368 | SWHC013-05 | 1068.69 | 2021 | 278.83 | 2021 | 0 | -50.09 | SWHC013-05 | Com Central HVAC (Large) - Fuel Sub - Panel Upgrade - ZEAS 2030 - Marine ¦ SCG ¦ Marine | Com Central HVAC (Large) - Fuel Sub - Panel Upgrade - ZEAS 2030 - Marine | 0.15 | 0.186 | 0 | CBSA 2014, adjusted to reflect new efficiencies | 7.8801 | 2012 | 1 | SWHC013-05
COM-HVAC-FS-PU-10B-ZEAS.48 | Com ¦ Large Packaged Heat Pump (EER 9.3) - Fuel Sub Future Baseline - Panel Upgrade - ZEAS 2030 - Marine ¦ SCG ¦ Marine | Com ¦ Large Packaged Heat Pump (EER 9.3) - Fuel Sub Future Baseline - Panel Upgrade - ZEAS 2030 - Marine | SCG ¦ Marine | SCG | All | Electric & Gas | Large Unitary Heat Pump (EER 9.3) | Efficient | 2030 |  | 1 | Conventional | HVAC | Com - Warehouse | Com | ROB Only | 0 | 1000 sqft2 of floor space | Cap-Tons | 15 | DEER:HVAC_Split-Package_HP | 225.65 | 0.00381 | -27.6 | SWHC013-05 | 1068.69 | 2021 | 278.83 | 2021 | 0 | -50.09 | SWHC013-05 | Com Central HVAC (Large) - Fuel Sub - Panel Upgrade - ZEAS 2030 - Marine ¦ SCG ¦ Marine | Com Central HVAC (Large) - Fuel Sub - Panel Upgrade - ZEAS 2030 - Marine | 0.028212 | 0.186 | 0 | CBSA 2014, adjusted to reflect new efficiencies | 48.7144 | 2012 | 1 | SWHC013-05
COM-HVAC-FS-PU-10B-ZEAS.49 | Com ¦ Large Packaged Heat Pump (EER 9.3) - Fuel Sub Future Baseline - Panel Upgrade - ZEAS 2030 - Hot-Dry ¦ SCG ¦ Hot-Dry | Com ¦ Large Packaged Heat Pump (EER 9.3) - Fuel Sub Future Baseline - Panel Upgrade - ZEAS 2030 - Hot-Dry | SCG ¦ Hot-Dry | SCG | All | Electric & Gas | Large Unitary Heat Pump (EER 9.3) | Efficient | 2030 |  | 1 | Conventional | HVAC | Com - College | Com | ROB Only | 0 | 1000 sqft2 of floor space | Cap-Tons | 15 | DEER:HVAC_Split-Package_HP | 83.0281 | 0.012766 | -8.1502 | SWHC013-05 | 1068.69 | 2021 | 278.83 | 2021 | 0 | -50.09 | SWHC013-05 | Com Central HVAC (Large) - Fuel Sub - Panel Upgrade - ZEAS 2030 - Hot-Dry ¦ SCG ¦ Hot-Dry | Com Central HVAC (Large) - Fuel Sub - Panel Upgrade - ZEAS 2030 - Hot-Dry | 0.12457 | 0.186 | 0 | CBSA 2014, adjusted to reflect new efficiencies | 20.6161 | 2012 | 1 | SWHC013-05
COM-HVAC-FS-PU-10B-ZEAS.50 | Com ¦ Large Packaged Heat Pump (EER 9.3) - Fuel Sub Future Baseline - Panel Upgrade - ZEAS 2030 - Hot-Dry ¦ SCG ¦ Hot-Dry | Com ¦ Large Packaged Heat Pump (EER 9.3) - Fuel Sub Future Baseline - Panel Upgrade - ZEAS 2030 - Hot-Dry | SCG ¦ Hot-Dry | SCG | All | Electric & Gas | Large Unitary Heat Pump (EER 9.3) | Efficient | 2030 |  | 1 | Conventional | HVAC | Com - Grocery | Com | ROB Only | 0 | 1000 sqft2 of floor space | Cap-Tons | 15 | DEER:HVAC_Split-Package_HP | 630.7 | 0.01165 | -76.6 | SWHC013-05 | 1068.69 | 2021 | 278.83 | 2021 | 0 | -50.09 | SWHC013-05 | Com Central HVAC (Large) - Fuel Sub - Panel Upgrade - ZEAS 2030 - Hot-Dry ¦ SCG ¦ Hot-Dry | Com Central HVAC (Large) - Fuel Sub - Panel Upgrade - ZEAS 2030 - Hot-Dry | 0.22158 | 0.186 | 0 | CBSA 2014, adjusted to reflect new efficiencies | 144.3953 | 2012 | 1 | SWHC013-05
COM-HVAC-FS-PU-10B-ZEAS.51 | Com ¦ Large Packaged Heat Pump (EER 9.3) - Fuel Sub Future Baseline - Panel Upgrade - ZEAS 2030 - Hot-Dry ¦ SCG ¦ Hot-Dry | Com ¦ Large Packaged Heat Pump (EER 9.3) - Fuel Sub Future Baseline - Panel Upgrade - ZEAS 2030 - Hot-Dry | SCG ¦ Hot-Dry | SCG | All | Electric & Gas | Large Unitary Heat Pump (EER 9.3) | Efficient | 2030 |  | 1 | Conventional | HVAC | Com - Health | Com | ROB Only | 0 | 1000 sqft2 of floor space | Cap-Tons | 15 | DEER:HVAC_Split-Package_HP | 145.3892 | 0.010241 | -16.6456 | SWHC013-05 | 1068.69 | 2021 | 278.83 | 2021 | 0 | -50.09 | SWHC013-05 | Com Central HVAC (Large) - Fuel Sub - Panel Upgrade - ZEAS 2030 - Hot-Dry ¦ SCG ¦ Hot-Dry | Com Central HVAC (Large) - Fuel Sub - Panel Upgrade - ZEAS 2030 - Hot-Dry | 0.17666 | 0.186 | 0 | CBSA 2014, adjusted to reflect new efficiencies | 37.503 | 2012 | 1 | SWHC013-05
COM-HVAC-FS-PU-10B-ZEAS.52 | Com ¦ Large Packaged Heat Pump (EER 9.3) - Fuel Sub Future Baseline - Panel Upgrade - ZEAS 2030 - Hot-Dry ¦ SCG ¦ Hot-Dry | Com ¦ Large Packaged Heat Pump (EER 9.3) - Fuel Sub Future Baseline - Panel Upgrade - ZEAS 2030 - Hot-Dry | SCG ¦ Hot-Dry | SCG | All | Electric & Gas | Large Unitary Heat Pump (EER 9.3) | Efficient | 2030 |  | 1 | Conventional | HVAC | Com - Lodging | Com | ROB Only | 0 | 1000 sqft2 of floor space | Cap-Tons | 15 | DEER:HVAC_Split-Package_HP | 251.3101 | 0.012523 | -26.2071 | SWHC013-05 | 1068.69 | 2021 | 278.83 | 2021 | 0 | -50.09 | SWHC013-05 | Com Central HVAC (Large) - Fuel Sub - Panel Upgrade - ZEAS 2030 - Hot-Dry ¦ SCG ¦ Hot-Dry | Com Central HVAC (Large) - Fuel Sub - Panel Upgrade - ZEAS 2030 - Hot-Dry | 0.099203 | 0.186 | 0 | CBSA 2014, adjusted to reflect new efficiencies | 219.2555 | 2012 | 1 | SWHC013-05
COM-HVAC-FS-PU-10B-ZEAS.53 | Com ¦ Large Packaged Heat Pump (EER 9.3) - Fuel Sub Future Baseline - Panel Upgrade - ZEAS 2030 - Hot-Dry ¦ SCG ¦ Hot-Dry | Com ¦ Large Packaged Heat Pump (EER 9.3) - Fuel Sub Future Baseline - Panel Upgrade - ZEAS 2030 - Hot-Dry | SCG ¦ Hot-Dry | SCG | All | Electric & Gas | Large Unitary Heat Pump (EER 9.3) | Efficient | 2030 |  | 1 | Conventional | HVAC | Com - Office (Large) | Com | ROB Only | 0 | 1000 sqft2 of floor space | Cap-Tons | 15 | DEER:HVAC_Split-Package_HP | 19.73 | 0.0057 | -0.802 | SWHC013-05 | 1068.69 | 2021 | 278.83 | 2021 | 0 | -50.09 | SWHC013-05 | Com Central HVAC (Large) - Fuel Sub - Panel Upgrade - ZEAS 2030 - Hot-Dry ¦ SCG ¦ Hot-Dry | Com Central HVAC (Large) - Fuel Sub - Panel Upgrade - ZEAS 2030 - Hot-Dry | 0.13151 | 0.186 | 0 | CBSA 2014, adjusted to reflect new efficiencies | 1.6394 | 2012 | 1 | SWHC013-05
COM-HVAC-FS-PU-10B-ZEAS.54 | Com ¦ Large Packaged Heat Pump (EER 9.3) - Fuel Sub Future Baseline - Panel Upgrade - ZEAS 2030 - Hot-Dry ¦ SCG ¦ Hot-Dry | Com ¦ Large Packaged Heat Pump (EER 9.3) - Fuel Sub Future Baseline - Panel Upgrade - ZEAS 2030 - Hot-Dry | SCG ¦ Hot-Dry | SCG | All | Electric & Gas | Large Unitary Heat Pump (EER 9.3) | Efficient | 2030 |  | 1 | Conventional | HVAC | Com - Office (Small) | Com | ROB Only | 0 | 1000 sqft2 of floor space | Cap-Tons | 15 | DEER:HVAC_Split-Package_HP | 51.95 | 0.00565 | -5.06 | SWHC013-05 | 1068.69 | 2021 | 278.83 | 2021 | 0 | -50.09 | SWHC013-05 | Com Central HVAC (Large) - Fuel Sub - Panel Upgrade - ZEAS 2030 - Hot-Dry ¦ SCG ¦ Hot-Dry | Com Central HVAC (Large) - Fuel Sub - Panel Upgrade - ZEAS 2030 - Hot-Dry | 0.1492 | 0.186 | 0 | CBSA 2014, adjusted to reflect new efficiencies | 7.6354 | 2012 | 1 | SWHC013-05
COM-HVAC-FS-PU-10B-ZEAS.55 | Com ¦ Large Packaged Heat Pump (EER 9.3) - Fuel Sub Future Baseline - Panel Upgrade - ZEAS 2030 - Hot-Dry ¦ SCG ¦ Hot-Dry | Com ¦ Large Packaged Heat Pump (EER 9.3) - Fuel Sub Future Baseline - Panel Upgrade - ZEAS 2030 - Hot-Dry | SCG ¦ Hot-Dry | SCG | All | Electric & Gas | Large Unitary Heat Pump (EER 9.3) | Efficient | 2030 |  | 1 | Conventional | HVAC | Com - Other | Com | ROB Only | 0 | 1000 sqft2 of floor space | Cap-Tons | 15 | DEER:HVAC_Split-Package_HP | 137.9 | 0.01265 | -13.8 | SWHC013-05 | 1068.69 | 2021 | 278.83 | 2021 | 0 | -50.09 | SWHC013-05 | Com Central HVAC (Large) - Fuel Sub - Panel Upgrade - ZEAS 2030 - Hot-Dry ¦ SCG ¦ Hot-Dry | Com Central HVAC (Large) - Fuel Sub - Panel Upgrade - ZEAS 2030 - Hot-Dry | 0.21371 | 0.186 | 0 | CBSA 2014, adjusted to reflect new efficiencies | 47.2866 | 2012 | 1 | SWHC013-05
COM-HVAC-FS-PU-10B-ZEAS.56 | Com ¦ Large Packaged Heat Pump (EER 9.3) - Fuel Sub Future Baseline - Panel Upgrade - ZEAS 2030 - Hot-Dry ¦ SCG ¦ Hot-Dry | Com ¦ Large Packaged Heat Pump (EER 9.3) - Fuel Sub Future Baseline - Panel Upgrade - ZEAS 2030 - Hot-Dry | SCG ¦ Hot-Dry | SCG | All | Electric & Gas | Large Unitary Heat Pump (EER 9.3) | Efficient | 2030 |  | 1 | Conventional | HVAC | Com - Refrig. Warehouse | Com | ROB Only | 0 | 1000 sqft2 of floor space | Cap-Tons | 15 | DEER:HVAC_Split-Package_HP | 0 | 0 | 0 | SWHC013-05 | 0 | 2021 | 0 | 2021 | 0 | -50.09 | SWHC013-05 | Com Central HVAC (Large) - Fuel Sub - Panel Upgrade - ZEAS 2030 - Hot-Dry ¦ SCG ¦ Hot-Dry | Com Central HVAC (Large) - Fuel Sub - Panel Upgrade - ZEAS 2030 - Hot-Dry | 0 | 0.186 | 0 | CBSA 2014, adjusted to reflect new efficiencies | 0 | 2012 | 1 | SWHC013-05
COM-HVAC-FS-PU-10B-ZEAS.57 | Com ¦ Large Packaged Heat Pump (EER 9.3) - Fuel Sub Future Baseline - Panel Upgrade - ZEAS 2030 - Hot-Dry ¦ SCG ¦ Hot-Dry | Com ¦ Large Packaged Heat Pump (EER 9.3) - Fuel Sub Future Baseline - Panel Upgrade - ZEAS 2030 - Hot-Dry | SCG ¦ Hot-Dry | SCG | All | Electric & Gas | Large Unitary Heat Pump (EER 9.3) | Efficient | 2030 |  | 1 | Conventional | HVAC | Com - Restaurant | Com | ROB Only | 0 | 1000 sqft2 of floor space | Cap-Tons | 15 | DEER:HVAC_Split-Package_HP | 65.2917 | 0.01365 | -4.8805 | SWHC013-05 | 1068.69 | 2021 | 278.83 | 2021 | 0 | -50.09 | SWHC013-05 | Com Central HVAC (Large) - Fuel Sub - Panel Upgrade - ZEAS 2030 - Hot-Dry ¦ SCG ¦ Hot-Dry | Com Central HVAC (Large) - Fuel Sub - Panel Upgrade - ZEAS 2030 - Hot-Dry | 0.21772 | 0.186 | 0 | CBSA 2014, adjusted to reflect new efficiencies | 2.5061 | 2012 | 1 | SWHC013-05
COM-HVAC-FS-PU-10B-ZEAS.58 | Com ¦ Large Packaged Heat Pump (EER 9.3) - Fuel Sub Future Baseline - Panel Upgrade - ZEAS 2030 - Hot-Dry ¦ SCG ¦ Hot-Dry | Com ¦ Large Packaged Heat Pump (EER 9.3) - Fuel Sub Future Baseline - Panel Upgrade - ZEAS 2030 - Hot-Dry | SCG ¦ Hot-Dry | SCG | All | Electric & Gas | Large Unitary Heat Pump (EER 9.3) | Efficient | 2030 |  | 1 | Conventional | HVAC | Com - Retail | Com | ROB Only | 0 | 1000 sqft2 of floor space | Cap-Tons | 15 | DEER:HVAC_Split-Package_HP | 74.9553 | 0.012752 | -5.8293 | SWHC013-05 | 1068.69 | 2021 | 278.83 | 2021 | 0 | -50.09 | SWHC013-05 | Com Central HVAC (Large) - Fuel Sub - Panel Upgrade - ZEAS 2030 - Hot-Dry ¦ SCG ¦ Hot-Dry | Com Central HVAC (Large) - Fuel Sub - Panel Upgrade - ZEAS 2030 - Hot-Dry | 0.092114 | 0.186 | 0 | CBSA 2014, adjusted to reflect new efficiencies | 2.4704 | 2012 | 1 | SWHC013-05
COM-HVAC-FS-PU-10B-ZEAS.59 | Com ¦ Large Packaged Heat Pump (EER 9.3) - Fuel Sub Future Baseline - Panel Upgrade - ZEAS 2030 - Hot-Dry ¦ SCG ¦ Hot-Dry | Com ¦ Large Packaged Heat Pump (EER 9.3) - Fuel Sub Future Baseline - Panel Upgrade - ZEAS 2030 - Hot-Dry | SCG ¦ Hot-Dry | SCG | All | Electric & Gas | Large Unitary Heat Pump (EER 9.3) | Efficient | 2030 |  | 1 | Conventional | HVAC | Com - School | Com | ROB Only | 0 | 1000 sqft2 of floor space | Cap-Tons | 15 | DEER:HVAC_Split-Package_HP | 72.1616 | 0.0066499 | -7.8447 | SWHC013-05 | 1068.69 | 2021 | 278.83 | 2021 | 0 | -50.09 | SWHC013-05 | Com Central HVAC (Large) - Fuel Sub - Panel Upgrade - ZEAS 2030 - Hot-Dry ¦ SCG ¦ Hot-Dry | Com Central HVAC (Large) - Fuel Sub - Panel Upgrade - ZEAS 2030 - Hot-Dry | 0.15 | 0.186 | 0 | CBSA 2014, adjusted to reflect new efficiencies | 6.042 | 2012 | 1 | SWHC013-05
COM-HVAC-FS-PU-10B-ZEAS.60 | Com ¦ Large Packaged Heat Pump (EER 9.3) - Fuel Sub Future Baseline - Panel Upgrade - ZEAS 2030 - Hot-Dry ¦ SCG ¦ Hot-Dry | Com ¦ Large Packaged Heat Pump (EER 9.3) - Fuel Sub Future Baseline - Panel Upgrade - ZEAS 2030 - Hot-Dry | SCG ¦ Hot-Dry | SCG | All | Electric & Gas | Large Unitary Heat Pump (EER 9.3) | Efficient | 2030 |  | 1 | Conventional | HVAC | Com - Warehouse | Com | ROB Only | 0 | 1000 sqft2 of floor space | Cap-Tons | 15 | DEER:HVAC_Split-Package_HP | 199.9 | 0.00615 | -25 | SWHC013-05 | 1068.69 | 2021 | 278.83 | 2021 | 0 | -50.09 | SWHC013-05 | Com Central HVAC (Large) - Fuel Sub - Panel Upgrade - ZEAS 2030 - Hot-Dry ¦ SCG ¦ Hot-Dry | Com Central HVAC (Large) - Fuel Sub - Panel Upgrade - ZEAS 2030 - Hot-Dry | 0.028212 | 0.186 | 0 | CBSA 2014, adjusted to reflect new efficiencies | 45.472 | 2012 | 1 | SWHC013-05
COM-HVAC-FS-PU-10B-ZEAS.61 | Com ¦ Large Packaged Heat Pump (EER 9.3) - Fuel Sub Future Baseline - Panel Upgrade - ZEAS 2030 - Cold ¦ SCG ¦ Cold | Com ¦ Large Packaged Heat Pump (EER 9.3) - Fuel Sub Future Baseline - Panel Upgrade - ZEAS 2030 - Cold | SCG ¦ Cold | SCG | All | Electric & Gas | Large Unitary Heat Pump (EER 9.3) | Efficient | 2030 |  | 1 | Conventional | HVAC | Com - College | Com | ROB Only | 0 | 1000 sqft2 of floor space | Cap-Tons | 15 | DEER:HVAC_Split-Package_HP | 625.5056 | 0.00178 | -68.7425 | SWHC013-05 | 1068.69 | 2021 | 278.83 | 2021 | 0 | -50.09 | SWHC013-05 | Com Central HVAC (Large) - Fuel Sub - Panel Upgrade - ZEAS 2030 - Cold ¦ SCG ¦ Cold | Com Central HVAC (Large) - Fuel Sub - Panel Upgrade - ZEAS 2030 - Cold | 0.12457 | 0.186 | 0 | CBSA 2014, adjusted to reflect new efficiencies | 179.5333 | 2012 | 1 | SWHC013-05
COM-HVAC-FS-PU-10B-ZEAS.62 | Com ¦ Large Packaged Heat Pump (EER 9.3) - Fuel Sub Future Baseline - Panel Upgrade - ZEAS 2030 - Cold ¦ SCG ¦ Cold | Com ¦ Large Packaged Heat Pump (EER 9.3) - Fuel Sub Future Baseline - Panel Upgrade - ZEAS 2030 - Cold | SCG ¦ Cold | SCG | All | Electric & Gas | Large Unitary Heat Pump (EER 9.3) | Efficient | 2030 |  | 1 | Conventional | HVAC | Com - Grocery | Com | ROB Only | 0 | 1000 sqft2 of floor space | Cap-Tons | 15 | DEER:HVAC_Split-Package_HP | 2806.65 | 0.0081 | -283 | SWHC013-05 | 1068.69 | 2021 | 278.83 | 2021 | 0 | -50.09 | SWHC013-05 | Com Central HVAC (Large) - Fuel Sub - Panel Upgrade - ZEAS 2030 - Cold ¦ SCG ¦ Cold | Com Central HVAC (Large) - Fuel Sub - Panel Upgrade - ZEAS 2030 - Cold | 0.22158 | 0.186 | 0 | CBSA 2014, adjusted to reflect new efficiencies | 506.6673 | 2012 | 1 | SWHC013-05
COM-HVAC-FS-PU-10B-ZEAS.63 | Com ¦ Large Packaged Heat Pump (EER 9.3) - Fuel Sub Future Baseline - Panel Upgrade - ZEAS 2030 - Cold ¦ SCG ¦ Cold | Com ¦ Large Packaged Heat Pump (EER 9.3) - Fuel Sub Future Baseline - Panel Upgrade - ZEAS 2030 - Cold | SCG ¦ Cold | SCG | All | Electric & Gas | Large Unitary Heat Pump (EER 9.3) | Efficient | 2030 |  | 1 | Conventional | HVAC | Com - Health | Com | ROB Only | 0 | 1000 sqft2 of floor space | Cap-Tons | 15 | DEER:HVAC_Split-Package_HP | 795.238 | 0.0067953 | -88.0091 | SWHC013-05 | 1068.69 | 2021 | 278.83 | 2021 | 0 | -50.09 | SWHC013-05 | Com Central HVAC (Large) - Fuel Sub - Panel Upgrade - ZEAS 2030 - Cold ¦ SCG ¦ Cold | Com Central HVAC (Large) - Fuel Sub - Panel Upgrade - ZEAS 2030 - Cold | 0.17666 | 0.186 | 0 | CBSA 2014, adjusted to reflect new efficiencies | 196.5511 | 2012 | 1 | SWHC013-05
COM-HVAC-FS-PU-10B-ZEAS.64 | Com ¦ Large Packaged Heat Pump (EER 9.3) - Fuel Sub Future Baseline - Panel Upgrade - ZEAS 2030 - Cold ¦ SCG ¦ Cold | Com ¦ Large Packaged Heat Pump (EER 9.3) - Fuel Sub Future Baseline - Panel Upgrade - ZEAS 2030 - Cold | SCG ¦ Cold | SCG | All | Electric & Gas | Large Unitary Heat Pump (EER 9.3) | Efficient | 2030 |  | 1 | Conventional | HVAC | Com - Lodging | Com | ROB Only | 0 | 1000 sqft2 of floor space | Cap-Tons | 15 | DEER:HVAC_Split-Package_HP | 1550.5352 | 0.0089882 | -171.2941 | SWHC013-05 | 1068.69 | 2021 | 278.83 | 2021 | 0 | -50.09 | SWHC013-05 | Com Central HVAC (Large) - Fuel Sub - Panel Upgrade - ZEAS 2030 - Cold ¦ SCG ¦ Cold | Com Central HVAC (Large) - Fuel Sub - Panel Upgrade - ZEAS 2030 - Cold | 0.099203 | 0.186 | 0 | CBSA 2014, adjusted to reflect new efficiencies | 1447.6106 | 2012 | 1 | SWHC013-05
COM-HVAC-FS-PU-10B-ZEAS.65 | Com ¦ Large Packaged Heat Pump (EER 9.3) - Fuel Sub Future Baseline - Panel Upgrade - ZEAS 2030 - Cold ¦ SCG ¦ Cold | Com ¦ Large Packaged Heat Pump (EER 9.3) - Fuel Sub Future Baseline - Panel Upgrade - ZEAS 2030 - Cold | SCG ¦ Cold | SCG | All | Electric & Gas | Large Unitary Heat Pump (EER 9.3) | Efficient | 2030 |  | 1 | Conventional | HVAC | Com - Office (Large) | Com | ROB Only | 0 | 1000 sqft2 of floor space | Cap-Tons | 15 | DEER:HVAC_Split-Package_HP | 157.95 | 0.004315 | -15.8 | SWHC013-05 | 1068.69 | 2021 | 278.83 | 2021 | 0 | -50.09 | SWHC013-05 | Com Central HVAC (Large) - Fuel Sub - Panel Upgrade - ZEAS 2030 - Cold ¦ SCG ¦ Cold | Com Central HVAC (Large) - Fuel Sub - Panel Upgrade - ZEAS 2030 - Cold | 0.13151 | 0.186 | 0 | CBSA 2014, adjusted to reflect new efficiencies | 55.2446 | 2012 | 1 | SWHC013-05
COM-HVAC-FS-PU-10B-ZEAS.66 | Com ¦ Large Packaged Heat Pump (EER 9.3) - Fuel Sub Future Baseline - Panel Upgrade - ZEAS 2030 - Cold ¦ SCG ¦ Cold | Com ¦ Large Packaged Heat Pump (EER 9.3) - Fuel Sub Future Baseline - Panel Upgrade - ZEAS 2030 - Cold | SCG ¦ Cold | SCG | All | Electric & Gas | Large Unitary Heat Pump (EER 9.3) | Efficient | 2030 |  | 1 | Conventional | HVAC | Com - Office (Small) | Com | ROB Only | 0 | 1000 sqft2 of floor space | Cap-Tons | 15 | DEER:HVAC_Split-Package_HP | 365.2 | 0.00443 | -38.8 | SWHC013-05 | 1068.69 | 2021 | 278.83 | 2021 | 0 | -50.09 | SWHC013-05 | Com Central HVAC (Large) - Fuel Sub - Panel Upgrade - ZEAS 2030 - Cold ¦ SCG ¦ Cold | Com Central HVAC (Large) - Fuel Sub - Panel Upgrade - ZEAS 2030 - Cold | 0.1492 | 0.186 | 0 | CBSA 2014, adjusted to reflect new efficiencies | 60.0677 | 2012 | 1 | SWHC013-05
COM-HVAC-FS-PU-10B-ZEAS.67 | Com ¦ Large Packaged Heat Pump (EER 9.3) - Fuel Sub Future Baseline - Panel Upgrade - ZEAS 2030 - Cold ¦ SCG ¦ Cold | Com ¦ Large Packaged Heat Pump (EER 9.3) - Fuel Sub Future Baseline - Panel Upgrade - ZEAS 2030 - Cold | SCG ¦ Cold | SCG | All | Electric & Gas | Large Unitary Heat Pump (EER 9.3) | Efficient | 2030 |  | 1 | Conventional | HVAC | Com - Other | Com | ROB Only | 0 | 1000 sqft2 of floor space | Cap-Tons | 15 | DEER:HVAC_Split-Package_HP | 1159.55 | 0.00945 | -137 | SWHC013-05 | 1068.69 | 2021 | 278.83 | 2021 | 0 | -50.09 | SWHC013-05 | Com Central HVAC (Large) - Fuel Sub - Panel Upgrade - ZEAS 2030 - Cold ¦ SCG ¦ Cold | Com Central HVAC (Large) - Fuel Sub - Panel Upgrade - ZEAS 2030 - Cold | 0.21371 | 0.186 | 0 | CBSA 2014, adjusted to reflect new efficiencies | 492.5682 | 2012 | 1 | SWHC013-05
COM-HVAC-FS-PU-10B-ZEAS.68 | Com ¦ Large Packaged Heat Pump (EER 9.3) - Fuel Sub Future Baseline - Panel Upgrade - ZEAS 2030 - Cold ¦ SCG ¦ Cold | Com ¦ Large Packaged Heat Pump (EER 9.3) - Fuel Sub Future Baseline - Panel Upgrade - ZEAS 2030 - Cold | SCG ¦ Cold | SCG | All | Electric & Gas | Large Unitary Heat Pump (EER 9.3) | Efficient | 2030 |  | 1 | Conventional | HVAC | Com - Refrig. Warehouse | Com | ROB Only | 0 | 1000 sqft2 of floor space | Cap-Tons | 15 | DEER:HVAC_Split-Package_HP | 0 | 0 | 0 | SWHC013-05 | 0 | 2021 | 0 | 2021 | 0 | -50.09 | SWHC013-05 | Com Central HVAC (Large) - Fuel Sub - Panel Upgrade - ZEAS 2030 - Cold ¦ SCG ¦ Cold | Com Central HVAC (Large) - Fuel Sub - Panel Upgrade - ZEAS 2030 - Cold | 0 | 0.186 | 0 | CBSA 2014, adjusted to reflect new efficiencies | 0 | 2012 | 1 | SWHC013-05
COM-HVAC-FS-PU-10B-ZEAS.69 | Com ¦ Large Packaged Heat Pump (EER 9.3) - Fuel Sub Future Baseline - Panel Upgrade - ZEAS 2030 - Cold ¦ SCG ¦ Cold | Com ¦ Large Packaged Heat Pump (EER 9.3) - Fuel Sub Future Baseline - Panel Upgrade - ZEAS 2030 - Cold | SCG ¦ Cold | SCG | All | Electric & Gas | Large Unitary Heat Pump (EER 9.3) | Efficient | 2030 |  | 1 | Conventional | HVAC | Com - Restaurant | Com | ROB Only | 0 | 1000 sqft2 of floor space | Cap-Tons | 15 | DEER:HVAC_Split-Package_HP | 747.3329 | 0.010638 | -83.2271 | SWHC013-05 | 1068.69 | 2021 | 278.83 | 2021 | 0 | -50.09 | SWHC013-05 | Com Central HVAC (Large) - Fuel Sub - Panel Upgrade - ZEAS 2030 - Cold ¦ SCG ¦ Cold | Com Central HVAC (Large) - Fuel Sub - Panel Upgrade - ZEAS 2030 - Cold | 0.21772 | 0.186 | 0 | CBSA 2014, adjusted to reflect new efficiencies | 49.2424 | 2012 | 1 | SWHC013-05
COM-HVAC-FS-PU-10B-ZEAS.70 | Com ¦ Large Packaged Heat Pump (EER 9.3) - Fuel Sub Future Baseline - Panel Upgrade - ZEAS 2030 - Cold ¦ SCG ¦ Cold | Com ¦ Large Packaged Heat Pump (EER 9.3) - Fuel Sub Future Baseline - Panel Upgrade - ZEAS 2030 - Cold | SCG ¦ Cold | SCG | All | Electric & Gas | Large Unitary Heat Pump (EER 9.3) | Efficient | 2030 |  | 1 | Conventional | HVAC | Com - Retail | Com | ROB Only | 0 | 1000 sqft2 of floor space | Cap-Tons | 15 | DEER:HVAC_Split-Package_HP | 689.9074 | 0.012073 | -74.8337 | SWHC013-05 | 1068.69 | 2021 | 278.83 | 2021 | 0 | -50.09 | SWHC013-05 | Com Central HVAC (Large) - Fuel Sub - Panel Upgrade - ZEAS 2030 - Cold ¦ SCG ¦ Cold | Com Central HVAC (Large) - Fuel Sub - Panel Upgrade - ZEAS 2030 - Cold | 0.092114 | 0.186 | 0 | CBSA 2014, adjusted to reflect new efficiencies | 127.3858 | 2012 | 1 | SWHC013-05
COM-HVAC-FS-PU-10B-ZEAS.71 | Com ¦ Large Packaged Heat Pump (EER 9.3) - Fuel Sub Future Baseline - Panel Upgrade - ZEAS 2030 - Cold ¦ SCG ¦ Cold | Com ¦ Large Packaged Heat Pump (EER 9.3) - Fuel Sub Future Baseline - Panel Upgrade - ZEAS 2030 - Cold | SCG ¦ Cold | SCG | All | Electric & Gas | Large Unitary Heat Pump (EER 9.3) | Efficient | 2030 |  | 1 | Conventional | HVAC | Com - School | Com | ROB Only | 0 | 1000 sqft2 of floor space | Cap-Tons | 15 | DEER:HVAC_Split-Package_HP | 660.2061 | 0.0011225 | -73.3577 | SWHC013-05 | 1068.69 | 2021 | 278.83 | 2021 | 0 | -50.09 | SWHC013-05 | Com Central HVAC (Large) - Fuel Sub - Panel Upgrade - ZEAS 2030 - Cold ¦ SCG ¦ Cold | Com Central HVAC (Large) - Fuel Sub - Panel Upgrade - ZEAS 2030 - Cold | 0.15 | 0.186 | 0 | CBSA 2014, adjusted to reflect new efficiencies | 58.903 | 2012 | 1 | SWHC013-05
COM-HVAC-FS-PU-10B-ZEAS.72 | Com ¦ Large Packaged Heat Pump (EER 9.3) - Fuel Sub Future Baseline - Panel Upgrade - ZEAS 2030 - Cold ¦ SCG ¦ Cold | Com ¦ Large Packaged Heat Pump (EER 9.3) - Fuel Sub Future Baseline - Panel Upgrade - ZEAS 2030 - Cold | SCG ¦ Cold | SCG | All | Electric & Gas | Large Unitary Heat Pump (EER 9.3) | Efficient | 2030 |  | 1 | Conventional | HVAC | Com - Warehouse | Com | ROB Only | 0 | 1000 sqft2 of floor space | Cap-Tons | 15 | DEER:HVAC_Split-Package_HP | 1123.97 | 0.00342 | -125 | SWHC013-05 | 1068.69 | 2021 | 278.83 | 2021 | 0 | -50.09 | SWHC013-05 | Com Central HVAC (Large) - Fuel Sub - Panel Upgrade - ZEAS 2030 - Cold ¦ SCG ¦ Cold | Com Central HVAC (Large) - Fuel Sub - Panel Upgrade - ZEAS 2030 - Cold | 0.028212 | 0.186 | 0 | CBSA 2014, adjusted to reflect new efficiencies | 190.0536 | 2012 | 1 | SWHC013-05
COM-HVAC-FS-PU-10B-ZEAS.73 | Com ¦ Large Packaged Heat Pump (EER 9.3) - Fuel Sub Future Baseline - Panel Upgrade - ZEAS 2030 - Marine ¦ SDG&E ¦ Marine | Com ¦ Large Packaged Heat Pump (EER 9.3) - Fuel Sub Future Baseline - Panel Upgrade - ZEAS 2030 - Marine | SDG&E ¦ Marine | SDG&E | All | Electric & Gas | Large Unitary Heat Pump (EER 9.3) | Efficient | 2030 |  | 1 | Conventional | HVAC | Com - College | Com | ROB Only | 0 | 1000 sqft2 of floor space | Cap-Tons | 15 | DEER:HVAC_Split-Package_HP | 73.4298 | 0.010916 | -8.342 | SWHC013-05 | 1068.69 | 2021 | 278.83 | 2021 | 0 | -50.09 | SWHC013-05 | Com Central HVAC (Large) - Fuel Sub - Panel Upgrade - ZEAS 2030 - Marine ¦ SDG&E ¦ Marine | Com Central HVAC (Large) - Fuel Sub - Panel Upgrade - ZEAS 2030 - Marine | 0.12207 | 0.186 | 0 | CBSA 2014, adjusted to reflect new efficiencies | 21.9735 | 2012 | 1 | SWHC013-05
COM-HVAC-FS-PU-10B-ZEAS.74 | Com ¦ Large Packaged Heat Pump (EER 9.3) - Fuel Sub Future Baseline - Panel Upgrade - ZEAS 2030 - Marine ¦ SDG&E ¦ Marine | Com ¦ Large Packaged Heat Pump (EER 9.3) - Fuel Sub Future Baseline - Panel Upgrade - ZEAS 2030 - Marine | SDG&E ¦ Marine | SDG&E | All | Electric & Gas | Large Unitary Heat Pump (EER 9.3) | Efficient | 2030 |  | 1 | Conventional | HVAC | Com - Grocery | Com | ROB Only | 0 | 1000 sqft2 of floor space | Cap-Tons | 15 | DEER:HVAC_Split-Package_HP | 677.95 | 0.0074 | -73.8 | SWHC013-05 | 1068.69 | 2021 | 278.83 | 2021 | 0 | -50.09 | SWHC013-05 | Com Central HVAC (Large) - Fuel Sub - Panel Upgrade - ZEAS 2030 - Marine ¦ SDG&E ¦ Marine | Com Central HVAC (Large) - Fuel Sub - Panel Upgrade - ZEAS 2030 - Marine | 0.22528 | 0.186 | 0 | CBSA 2014, adjusted to reflect new efficiencies | 135.1626 | 2012 | 1 | SWHC013-05
COM-HVAC-FS-PU-10B-ZEAS.75 | Com ¦ Large Packaged Heat Pump (EER 9.3) - Fuel Sub Future Baseline - Panel Upgrade - ZEAS 2030 - Marine ¦ SDG&E ¦ Marine | Com ¦ Large Packaged Heat Pump (EER 9.3) - Fuel Sub Future Baseline - Panel Upgrade - ZEAS 2030 - Marine | SDG&E ¦ Marine | SDG&E | All | Electric & Gas | Large Unitary Heat Pump (EER 9.3) | Efficient | 2030 |  | 1 | Conventional | HVAC | Com - Health | Com | ROB Only | 0 | 1000 sqft2 of floor space | Cap-Tons | 15 | DEER:HVAC_Split-Package_HP | 130.6086 | 0.0079086 | -14.8577 | SWHC013-05 | 1068.69 | 2021 | 278.83 | 2021 | 0 | -50.09 | SWHC013-05 | Com Central HVAC (Large) - Fuel Sub - Panel Upgrade - ZEAS 2030 - Marine ¦ SDG&E ¦ Marine | Com Central HVAC (Large) - Fuel Sub - Panel Upgrade - ZEAS 2030 - Marine | 0.17567 | 0.186 | 0 | CBSA 2014, adjusted to reflect new efficiencies | 33.4203 | 2012 | 1 | SWHC013-05
COM-HVAC-FS-PU-10B-ZEAS.76 | Com ¦ Large Packaged Heat Pump (EER 9.3) - Fuel Sub Future Baseline - Panel Upgrade - ZEAS 2030 - Marine ¦ SDG&E ¦ Marine | Com ¦ Large Packaged Heat Pump (EER 9.3) - Fuel Sub Future Baseline - Panel Upgrade - ZEAS 2030 - Marine | SDG&E ¦ Marine | SDG&E | All | Electric & Gas | Large Unitary Heat Pump (EER 9.3) | Efficient | 2030 |  | 1 | Conventional | HVAC | Com - Lodging | Com | ROB Only | 0 | 1000 sqft2 of floor space | Cap-Tons | 15 | DEER:HVAC_Split-Package_HP | 254.0494 | 0.009796 | -30.7179 | SWHC013-05 | 1068.69 | 2021 | 278.83 | 2021 | 0 | -50.09 | SWHC013-05 | Com Central HVAC (Large) - Fuel Sub - Panel Upgrade - ZEAS 2030 - Marine ¦ SDG&E ¦ Marine | Com Central HVAC (Large) - Fuel Sub - Panel Upgrade - ZEAS 2030 - Marine | 0.098289 | 0.186 | 0 | CBSA 2014, adjusted to reflect new efficiencies | 263.3834 | 2012 | 1 | SWHC013-05
COM-HVAC-FS-PU-10B-ZEAS.77 | Com ¦ Large Packaged Heat Pump (EER 9.3) - Fuel Sub Future Baseline - Panel Upgrade - ZEAS 2030 - Marine ¦ SDG&E ¦ Marine | Com ¦ Large Packaged Heat Pump (EER 9.3) - Fuel Sub Future Baseline - Panel Upgrade - ZEAS 2030 - Marine | SDG&E ¦ Marine | SDG&E | All | Electric & Gas | Large Unitary Heat Pump (EER 9.3) | Efficient | 2030 |  | 1 | Conventional | HVAC | Com - Office (Large) | Com | ROB Only | 0 | 1000 sqft2 of floor space | Cap-Tons | 15 | DEER:HVAC_Split-Package_HP | 13.94 | 0.00437 | -0.523 | SWHC013-05 | 1068.69 | 2021 | 278.83 | 2021 | 0 | -50.09 | SWHC013-05 | Com Central HVAC (Large) - Fuel Sub - Panel Upgrade - ZEAS 2030 - Marine ¦ SDG&E ¦ Marine | Com Central HVAC (Large) - Fuel Sub - Panel Upgrade - ZEAS 2030 - Marine | 0.12833 | 0.186 | 0 | CBSA 2014, adjusted to reflect new efficiencies | 0.96228 | 2012 | 1 | SWHC013-05
COM-HVAC-FS-PU-10B-ZEAS.78 | Com ¦ Large Packaged Heat Pump (EER 9.3) - Fuel Sub Future Baseline - Panel Upgrade - ZEAS 2030 - Marine ¦ SDG&E ¦ Marine | Com ¦ Large Packaged Heat Pump (EER 9.3) - Fuel Sub Future Baseline - Panel Upgrade - ZEAS 2030 - Marine | SDG&E ¦ Marine | SDG&E | All | Electric & Gas | Large Unitary Heat Pump (EER 9.3) | Efficient | 2030 |  | 1 | Conventional | HVAC | Com - Office (Small) | Com | ROB Only | 0 | 1000 sqft2 of floor space | Cap-Tons | 15 | DEER:HVAC_Split-Package_HP | 45.25 | 0.00426 | -4.48 | SWHC013-05 | 1068.69 | 2021 | 278.83 | 2021 | 0 | -50.09 | SWHC013-05 | Com Central HVAC (Large) - Fuel Sub - Panel Upgrade - ZEAS 2030 - Marine ¦ SDG&E ¦ Marine | Com Central HVAC (Large) - Fuel Sub - Panel Upgrade - ZEAS 2030 - Marine | 0.15582 | 0.186 | 0 | CBSA 2014, adjusted to reflect new efficiencies | 6.7943 | 2012 | 1 | SWHC013-05
COM-HVAC-FS-PU-10B-ZEAS.79 | Com ¦ Large Packaged Heat Pump (EER 9.3) - Fuel Sub Future Baseline - Panel Upgrade - ZEAS 2030 - Marine ¦ SDG&E ¦ Marine | Com ¦ Large Packaged Heat Pump (EER 9.3) - Fuel Sub Future Baseline - Panel Upgrade - ZEAS 2030 - Marine | SDG&E ¦ Marine | SDG&E | All | Electric & Gas | Large Unitary Heat Pump (EER 9.3) | Efficient | 2030 |  | 1 | Conventional | HVAC | Com - Other | Com | ROB Only | 0 | 1000 sqft2 of floor space | Cap-Tons | 15 | DEER:HVAC_Split-Package_HP | 147.95 | 0.01055 | -16.7 | SWHC013-05 | 1068.69 | 2021 | 278.83 | 2021 | 0 | -50.09 | SWHC013-05 | Com Central HVAC (Large) - Fuel Sub - Panel Upgrade - ZEAS 2030 - Marine ¦ SDG&E ¦ Marine | Com Central HVAC (Large) - Fuel Sub - Panel Upgrade - ZEAS 2030 - Marine | 0.21005 | 0.186 | 0 | CBSA 2014, adjusted to reflect new efficiencies | 59.3138 | 2012 | 1 | SWHC013-05
COM-HVAC-FS-PU-10B-ZEAS.80 | Com ¦ Large Packaged Heat Pump (EER 9.3) - Fuel Sub Future Baseline - Panel Upgrade - ZEAS 2030 - Marine ¦ SDG&E ¦ Marine | Com ¦ Large Packaged Heat Pump (EER 9.3) - Fuel Sub Future Baseline - Panel Upgrade - ZEAS 2030 - Marine | SDG&E ¦ Marine | SDG&E | All | Electric & Gas | Large Unitary Heat Pump (EER 9.3) | Efficient | 2030 |  | 1 | Conventional | HVAC | Com - Refrig. Warehouse | Com | ROB Only | 0 | 1000 sqft2 of floor space | Cap-Tons | 15 | DEER:HVAC_Split-Package_HP | 0 | 0 | 0 | SWHC013-05 | 0 | 2021 | 0 | 2021 | 0 | -50.09 | SWHC013-05 | Com Central HVAC (Large) - Fuel Sub - Panel Upgrade - ZEAS 2030 - Marine ¦ SDG&E ¦ Marine | Com Central HVAC (Large) - Fuel Sub - Panel Upgrade - ZEAS 2030 - Marine | 0 | 0.186 | 0 | CBSA 2014, adjusted to reflect new efficiencies | 0 | 2012 | 1 | SWHC013-05
COM-HVAC-FS-PU-10B-ZEAS.81 | Com ¦ Large Packaged Heat Pump (EER 9.3) - Fuel Sub Future Baseline - Panel Upgrade - ZEAS 2030 - Marine ¦ SDG&E ¦ Marine | Com ¦ Large Packaged Heat Pump (EER 9.3) - Fuel Sub Future Baseline - Panel Upgrade - ZEAS 2030 - Marine | SDG&E ¦ Marine | SDG&E | All | Electric & Gas | Large Unitary Heat Pump (EER 9.3) | Efficient | 2030 |  | 1 | Conventional | HVAC | Com - Restaurant | Com | ROB Only | 0 | 1000 sqft2 of floor space | Cap-Tons | 15 | DEER:HVAC_Split-Package_HP | 54.3612 | 0.011875 | -4.423 | SWHC013-05 | 1068.69 | 2021 | 278.83 | 2021 | 0 | -50.09 | SWHC013-05 | Com Central HVAC (Large) - Fuel Sub - Panel Upgrade - ZEAS 2030 - Marine ¦ SDG&E ¦ Marine | Com Central HVAC (Large) - Fuel Sub - Panel Upgrade - ZEAS 2030 - Marine | 0.22744 | 0.186 | 0 | CBSA 2014, adjusted to reflect new efficiencies | 2.3567 | 2012 | 1 | SWHC013-05
COM-HVAC-FS-PU-10B-ZEAS.82 | Com ¦ Large Packaged Heat Pump (EER 9.3) - Fuel Sub Future Baseline - Panel Upgrade - ZEAS 2030 - Marine ¦ SDG&E ¦ Marine | Com ¦ Large Packaged Heat Pump (EER 9.3) - Fuel Sub Future Baseline - Panel Upgrade - ZEAS 2030 - Marine | SDG&E ¦ Marine | SDG&E | All | Electric & Gas | Large Unitary Heat Pump (EER 9.3) | Efficient | 2030 |  | 1 | Conventional | HVAC | Com - Retail | Com | ROB Only | 0 | 1000 sqft2 of floor space | Cap-Tons | 15 | DEER:HVAC_Split-Package_HP | 80.7526 | 0.013514 | -7.4334 | SWHC013-05 | 1068.69 | 2021 | 278.83 | 2021 | 0 | -50.09 | SWHC013-05 | Com Central HVAC (Large) - Fuel Sub - Panel Upgrade - ZEAS 2030 - Marine ¦ SDG&E ¦ Marine | Com Central HVAC (Large) - Fuel Sub - Panel Upgrade - ZEAS 2030 - Marine | 0.092203 | 0.186 | 0 | CBSA 2014, adjusted to reflect new efficiencies | 8.3597 | 2012 | 1 | SWHC013-05
COM-HVAC-FS-PU-10B-ZEAS.83 | Com ¦ Large Packaged Heat Pump (EER 9.3) - Fuel Sub Future Baseline - Panel Upgrade - ZEAS 2030 - Marine ¦ SDG&E ¦ Marine | Com ¦ Large Packaged Heat Pump (EER 9.3) - Fuel Sub Future Baseline - Panel Upgrade - ZEAS 2030 - Marine | SDG&E ¦ Marine | SDG&E | All | Electric & Gas | Large Unitary Heat Pump (EER 9.3) | Efficient | 2030 |  | 1 | Conventional | HVAC | Com - School | Com | ROB Only | 0 | 1000 sqft2 of floor space | Cap-Tons | 15 | DEER:HVAC_Split-Package_HP | 67.8264 | 0.0054024 | -8.3368 | SWHC013-05 | 1068.69 | 2021 | 278.83 | 2021 | 0 | -50.09 | SWHC013-05 | Com Central HVAC (Large) - Fuel Sub - Panel Upgrade - ZEAS 2030 - Marine ¦ SDG&E ¦ Marine | Com Central HVAC (Large) - Fuel Sub - Panel Upgrade - ZEAS 2030 - Marine | 0.15505 | 0.186 | 0 | CBSA 2014, adjusted to reflect new efficiencies | 7.8801 | 2012 | 1 | SWHC013-05
COM-HVAC-FS-PU-10B-ZEAS.84 | Com ¦ Large Packaged Heat Pump (EER 9.3) - Fuel Sub Future Baseline - Panel Upgrade - ZEAS 2030 - Marine ¦ SDG&E ¦ Marine | Com ¦ Large Packaged Heat Pump (EER 9.3) - Fuel Sub Future Baseline - Panel Upgrade - ZEAS 2030 - Marine | SDG&E ¦ Marine | SDG&E | All | Electric & Gas | Large Unitary Heat Pump (EER 9.3) | Efficient | 2030 |  | 1 | Conventional | HVAC | Com - Warehouse | Com | ROB Only | 0 | 1000 sqft2 of floor space | Cap-Tons | 15 | DEER:HVAC_Split-Package_HP | 225.65 | 0.00381 | -27.6 | SWHC013-05 | 1068.69 | 2021 | 278.83 | 2021 | 0 | -50.09 | SWHC013-05 | Com Central HVAC (Large) - Fuel Sub - Panel Upgrade - ZEAS 2030 - Marine ¦ SDG&E ¦ Marine | Com Central HVAC (Large) - Fuel Sub - Panel Upgrade - ZEAS 2030 - Marine | 0.028275 | 0.186 | 0 | CBSA 2014, adjusted to reflect new efficiencies | 48.7144 | 2012 | 1 | SWHC013-05
COM-HVAC-FS-PU-10B-ZEAS.85 | Com ¦ Large Packaged Heat Pump (EER 9.3) - Fuel Sub Future Baseline - Panel Upgrade - ZEAS 2030 - Hot-Dry ¦ SDG&E ¦ Hot-Dry | Com ¦ Large Packaged Heat Pump (EER 9.3) - Fuel Sub Future Baseline - Panel Upgrade - ZEAS 2030 - Hot-Dry | SDG&E ¦ Hot-Dry | SDG&E | All | Electric & Gas | Large Unitary Heat Pump (EER 9.3) | Efficient | 2030 |  | 1 | Conventional | HVAC | Com - College | Com | ROB Only | 0 | 1000 sqft2 of floor space | Cap-Tons | 15 | DEER:HVAC_Split-Package_HP | 65.1133 | 0.0094783 | -7.1995 | SWHC013-05 | 1068.69 | 2021 | 278.83 | 2021 | 0 | -50.09 | SWHC013-05 | Com Central HVAC (Large) - Fuel Sub - Panel Upgrade - ZEAS 2030 - Hot-Dry ¦ SDG&E ¦ Hot-Dry | Com Central HVAC (Large) - Fuel Sub - Panel Upgrade - ZEAS 2030 - Hot-Dry | 0.12207 | 0.186 | 0 | CBSA 2014, adjusted to reflect new efficiencies | 18.8329 | 2012 | 1 | SWHC013-05
COM-HVAC-FS-PU-10B-ZEAS.86 | Com ¦ Large Packaged Heat Pump (EER 9.3) - Fuel Sub Future Baseline - Panel Upgrade - ZEAS 2030 - Hot-Dry ¦ SDG&E ¦ Hot-Dry | Com ¦ Large Packaged Heat Pump (EER 9.3) - Fuel Sub Future Baseline - Panel Upgrade - ZEAS 2030 - Hot-Dry | SDG&E ¦ Hot-Dry | SDG&E | All | Electric & Gas | Large Unitary Heat Pump (EER 9.3) | Efficient | 2030 |  | 1 | Conventional | HVAC | Com - Grocery | Com | ROB Only | 0 | 1000 sqft2 of floor space | Cap-Tons | 15 | DEER:HVAC_Split-Package_HP | 685.2 | 0.00605 | -74 | SWHC013-05 | 1068.69 | 2021 | 278.83 | 2021 | 0 | -50.09 | SWHC013-05 | Com Central HVAC (Large) - Fuel Sub - Panel Upgrade - ZEAS 2030 - Hot-Dry ¦ SDG&E ¦ Hot-Dry | Com Central HVAC (Large) - Fuel Sub - Panel Upgrade - ZEAS 2030 - Hot-Dry | 0.22528 | 0.186 | 0 | CBSA 2014, adjusted to reflect new efficiencies | 135.2244 | 2012 | 1 | SWHC013-05
COM-HVAC-FS-PU-10B-ZEAS.87 | Com ¦ Large Packaged Heat Pump (EER 9.3) - Fuel Sub Future Baseline - Panel Upgrade - ZEAS 2030 - Hot-Dry ¦ SDG&E ¦ Hot-Dry | Com ¦ Large Packaged Heat Pump (EER 9.3) - Fuel Sub Future Baseline - Panel Upgrade - ZEAS 2030 - Hot-Dry | SDG&E ¦ Hot-Dry | SDG&E | All | Electric & Gas | Large Unitary Heat Pump (EER 9.3) | Efficient | 2030 |  | 1 | Conventional | HVAC | Com - Health | Com | ROB Only | 0 | 1000 sqft2 of floor space | Cap-Tons | 15 | DEER:HVAC_Split-Package_HP | 96.5616 | 0.0067813 | -10.1976 | SWHC013-05 | 1068.69 | 2021 | 278.83 | 2021 | 0 | -50.09 | SWHC013-05 | Com Central HVAC (Large) - Fuel Sub - Panel Upgrade - ZEAS 2030 - Hot-Dry ¦ SDG&E ¦ Hot-Dry | Com Central HVAC (Large) - Fuel Sub - Panel Upgrade - ZEAS 2030 - Hot-Dry | 0.17567 | 0.186 | 0 | CBSA 2014, adjusted to reflect new efficiencies | 22.4854 | 2012 | 1 | SWHC013-05
COM-HVAC-FS-PU-10B-ZEAS.88 | Com ¦ Large Packaged Heat Pump (EER 9.3) - Fuel Sub Future Baseline - Panel Upgrade - ZEAS 2030 - Hot-Dry ¦ SDG&E ¦ Hot-Dry | Com ¦ Large Packaged Heat Pump (EER 9.3) - Fuel Sub Future Baseline - Panel Upgrade - ZEAS 2030 - Hot-Dry | SDG&E ¦ Hot-Dry | SDG&E | All | Electric & Gas | Large Unitary Heat Pump (EER 9.3) | Efficient | 2030 |  | 1 | Conventional | HVAC | Com - Lodging | Com | ROB Only | 0 | 1000 sqft2 of floor space | Cap-Tons | 15 | DEER:HVAC_Split-Package_HP | 210.8722 | 0.0081268 | -24.47 | SWHC013-05 | 1068.69 | 2021 | 278.83 | 2021 | 0 | -50.09 | SWHC013-05 | Com Central HVAC (Large) - Fuel Sub - Panel Upgrade - ZEAS 2030 - Hot-Dry ¦ SDG&E ¦ Hot-Dry | Com Central HVAC (Large) - Fuel Sub - Panel Upgrade - ZEAS 2030 - Hot-Dry | 0.098289 | 0.186 | 0 | CBSA 2014, adjusted to reflect new efficiencies | 208.4727 | 2012 | 1 | SWHC013-05
COM-HVAC-FS-PU-10B-ZEAS.89 | Com ¦ Large Packaged Heat Pump (EER 9.3) - Fuel Sub Future Baseline - Panel Upgrade - ZEAS 2030 - Hot-Dry ¦ SDG&E ¦ Hot-Dry | Com ¦ Large Packaged Heat Pump (EER 9.3) - Fuel Sub Future Baseline - Panel Upgrade - ZEAS 2030 - Hot-Dry | SDG&E ¦ Hot-Dry | SDG&E | All | Electric & Gas | Large Unitary Heat Pump (EER 9.3) | Efficient | 2030 |  | 1 | Conventional | HVAC | Com - Office (Large) | Com | ROB Only | 0 | 1000 sqft2 of floor space | Cap-Tons | 15 | DEER:HVAC_Split-Package_HP | 10.73 | 0.00378 | -0.265 | SWHC013-05 | 1068.69 | 2021 | 278.83 | 2021 | 0 | -50.09 | SWHC013-05 | Com Central HVAC (Large) - Fuel Sub - Panel Upgrade - ZEAS 2030 - Hot-Dry ¦ SDG&E ¦ Hot-Dry | Com Central HVAC (Large) - Fuel Sub - Panel Upgrade - ZEAS 2030 - Hot-Dry | 0.12833 | 0.186 | 0 | CBSA 2014, adjusted to reflect new efficiencies | 0.12292 | 2012 | 1 | SWHC013-05
COM-HVAC-FS-PU-10B-ZEAS.90 | Com ¦ Large Packaged Heat Pump (EER 9.3) - Fuel Sub Future Baseline - Panel Upgrade - ZEAS 2030 - Hot-Dry ¦ SDG&E ¦ Hot-Dry | Com ¦ Large Packaged Heat Pump (EER 9.3) - Fuel Sub Future Baseline - Panel Upgrade - ZEAS 2030 - Hot-Dry | SDG&E ¦ Hot-Dry | SDG&E | All | Electric & Gas | Large Unitary Heat Pump (EER 9.3) | Efficient | 2030 |  | 1 | Conventional | HVAC | Com - Office (Small) | Com | ROB Only | 0 | 1000 sqft2 of floor space | Cap-Tons | 15 | DEER:HVAC_Split-Package_HP | 36.6 | 0.003615 | -3.47 | SWHC013-05 | 1068.69 | 2021 | 278.83 | 2021 | 0 | -50.09 | SWHC013-05 | Com Central HVAC (Large) - Fuel Sub - Panel Upgrade - ZEAS 2030 - Hot-Dry ¦ SDG&E ¦ Hot-Dry | Com Central HVAC (Large) - Fuel Sub - Panel Upgrade - ZEAS 2030 - Hot-Dry | 0.15582 | 0.186 | 0 | CBSA 2014, adjusted to reflect new efficiencies | 5.1914 | 2012 | 1 | SWHC013-05
COM-HVAC-FS-PU-10B-ZEAS.91 | Com ¦ Large Packaged Heat Pump (EER 9.3) - Fuel Sub Future Baseline - Panel Upgrade - ZEAS 2030 - Hot-Dry ¦ SDG&E ¦ Hot-Dry | Com ¦ Large Packaged Heat Pump (EER 9.3) - Fuel Sub Future Baseline - Panel Upgrade - ZEAS 2030 - Hot-Dry | SDG&E ¦ Hot-Dry | SDG&E | All | Electric & Gas | Large Unitary Heat Pump (EER 9.3) | Efficient | 2030 |  | 1 | Conventional | HVAC | Com - Other | Com | ROB Only | 0 | 1000 sqft2 of floor space | Cap-Tons | 15 | DEER:HVAC_Split-Package_HP | 134.15 | 0.0088 | -14.4 | SWHC013-05 | 1068.69 | 2021 | 278.83 | 2021 | 0 | -50.09 | SWHC013-05 | Com Central HVAC (Large) - Fuel Sub - Panel Upgrade - ZEAS 2030 - Hot-Dry ¦ SDG&E ¦ Hot-Dry | Com Central HVAC (Large) - Fuel Sub - Panel Upgrade - ZEAS 2030 - Hot-Dry | 0.21005 | 0.186 | 0 | CBSA 2014, adjusted to reflect new efficiencies | 50.4187 | 2012 | 1 | SWHC013-05
COM-HVAC-FS-PU-10B-ZEAS.92 | Com ¦ Large Packaged Heat Pump (EER 9.3) - Fuel Sub Future Baseline - Panel Upgrade - ZEAS 2030 - Hot-Dry ¦ SDG&E ¦ Hot-Dry | Com ¦ Large Packaged Heat Pump (EER 9.3) - Fuel Sub Future Baseline - Panel Upgrade - ZEAS 2030 - Hot-Dry | SDG&E ¦ Hot-Dry | SDG&E | All | Electric & Gas | Large Unitary Heat Pump (EER 9.3) | Efficient | 2030 |  | 1 | Conventional | HVAC | Com - Refrig. Warehouse | Com | ROB Only | 0 | 1000 sqft2 of floor space | Cap-Tons | 15 | DEER:HVAC_Split-Package_HP | 0 | 0 | 0 | SWHC013-05 | 0 | 2021 | 0 | 2021 | 0 | -50.09 | SWHC013-05 | Com Central HVAC (Large) - Fuel Sub - Panel Upgrade - ZEAS 2030 - Hot-Dry ¦ SDG&E ¦ Hot-Dry | Com Central HVAC (Large) - Fuel Sub - Panel Upgrade - ZEAS 2030 - Hot-Dry | 0 | 0.186 | 0 | CBSA 2014, adjusted to reflect new efficiencies | 0 | 2012 | 1 | SWHC013-05
COM-HVAC-FS-PU-10B-ZEAS.93 | Com ¦ Large Packaged Heat Pump (EER 9.3) - Fuel Sub Future Baseline - Panel Upgrade - ZEAS 2030 - Hot-Dry ¦ SDG&E ¦ Hot-Dry | Com ¦ Large Packaged Heat Pump (EER 9.3) - Fuel Sub Future Baseline - Panel Upgrade - ZEAS 2030 - Hot-Dry | SDG&E ¦ Hot-Dry | SDG&E | All | Electric & Gas | Large Unitary Heat Pump (EER 9.3) | Efficient | 2030 |  | 1 | Conventional | HVAC | Com - Restaurant | Com | ROB Only | 0 | 1000 sqft2 of floor space | Cap-Tons | 15 | DEER:HVAC_Split-Package_HP | 38.7328 | 0.010525 | -2.8423 | SWHC013-05 | 1068.69 | 2021 | 278.83 | 2021 | 0 | -50.09 | SWHC013-05 | Com Central HVAC (Large) - Fuel Sub - Panel Upgrade - ZEAS 2030 - Hot-Dry ¦ SDG&E ¦ Hot-Dry | Com Central HVAC (Large) - Fuel Sub - Panel Upgrade - ZEAS 2030 - Hot-Dry | 0.22744 | 0.186 | 0 | CBSA 2014, adjusted to reflect new efficiencies | 1.447 | 2012 | 1 | SWHC013-05
COM-HVAC-FS-PU-10B-ZEAS.94 | Com ¦ Large Packaged Heat Pump (EER 9.3) - Fuel Sub Future Baseline - Panel Upgrade - ZEAS 2030 - Hot-Dry ¦ SDG&E ¦ Hot-Dry | Com ¦ Large Packaged Heat Pump (EER 9.3) - Fuel Sub Future Baseline - Panel Upgrade - ZEAS 2030 - Hot-Dry | SDG&E ¦ Hot-Dry | SDG&E | All | Electric & Gas | Large Unitary Heat Pump (EER 9.3) | Efficient | 2030 |  | 1 | Conventional | HVAC | Com - Retail | Com | ROB Only | 0 | 1000 sqft2 of floor space | Cap-Tons | 15 | DEER:HVAC_Split-Package_HP | 69.6146 | 0.012126 | -6.1456 | SWHC013-05 | 1068.69 | 2021 | 278.83 | 2021 | 0 | -50.09 | SWHC013-05 | Com Central HVAC (Large) - Fuel Sub - Panel Upgrade - ZEAS 2030 - Hot-Dry ¦ SDG&E ¦ Hot-Dry | Com Central HVAC (Large) - Fuel Sub - Panel Upgrade - ZEAS 2030 - Hot-Dry | 0.092203 | 0.186 | 0 | CBSA 2014, adjusted to reflect new efficiencies | 5.9095 | 2012 | 1 | SWHC013-05
COM-HVAC-FS-PU-10B-ZEAS.95 | Com ¦ Large Packaged Heat Pump (EER 9.3) - Fuel Sub Future Baseline - Panel Upgrade - ZEAS 2030 - Hot-Dry ¦ SDG&E ¦ Hot-Dry | Com ¦ Large Packaged Heat Pump (EER 9.3) - Fuel Sub Future Baseline - Panel Upgrade - ZEAS 2030 - Hot-Dry | SDG&E ¦ Hot-Dry | SDG&E | All | Electric & Gas | Large Unitary Heat Pump (EER 9.3) | Efficient | 2030 |  | 1 | Conventional | HVAC | Com - School | Com | ROB Only | 0 | 1000 sqft2 of floor space | Cap-Tons | 15 | DEER:HVAC_Split-Package_HP | 60.2828 | 0.0045524 | -7.2205 | SWHC013-05 | 1068.69 | 2021 | 278.83 | 2021 | 0 | -50.09 | SWHC013-05 | Com Central HVAC (Large) - Fuel Sub - Panel Upgrade - ZEAS 2030 - Hot-Dry ¦ SDG&E ¦ Hot-Dry | Com Central HVAC (Large) - Fuel Sub - Panel Upgrade - ZEAS 2030 - Hot-Dry | 0.15505 | 0.186 | 0 | CBSA 2014, adjusted to reflect new efficiencies | 6.5715 | 2012 | 1 | SWHC013-05
COM-HVAC-FS-PU-10B-ZEAS.96 | Com ¦ Large Packaged Heat Pump (EER 9.3) - Fuel Sub Future Baseline - Panel Upgrade - ZEAS 2030 - Hot-Dry ¦ SDG&E ¦ Hot-Dry | Com ¦ Large Packaged Heat Pump (EER 9.3) - Fuel Sub Future Baseline - Panel Upgrade - ZEAS 2030 - Hot-Dry | SDG&E ¦ Hot-Dry | SDG&E | All | Electric & Gas | Large Unitary Heat Pump (EER 9.3) | Efficient | 2030 |  | 1 | Conventional | HVAC | Com - Warehouse | Com | ROB Only | 0 | 1000 sqft2 of floor space | Cap-Tons | 15 | DEER:HVAC_Split-Package_HP | 205.65 | 0.002855 | -25.2 | SWHC013-05 | 1068.69 | 2021 | 278.83 | 2021 | 0 | -50.09 | SWHC013-05 | Com Central HVAC (Large) - Fuel Sub - Panel Upgrade - ZEAS 2030 - Hot-Dry ¦ SDG&E ¦ Hot-Dry | Com Central HVAC (Large) - Fuel Sub - Panel Upgrade - ZEAS 2030 - Hot-Dry | 0.028275 | 0.186 | 0 | CBSA 2014, adjusted to reflect new efficiencies | 44.5917 | 2012 | 1 | SWHC013-05
COM-HVAC-FS-PU-11-ZEAS.1 | Com ¦ Large Packaged Heat Pump (IEER 14.0) - Fuel Sub - Panel Upgrade - ZEAS 2030 - Marine ¦ PG&E ¦ Marine | Com ¦ Large Packaged Heat Pump (IEER 14.0) - Fuel Sub - Panel Upgrade - ZEAS 2030 - Marine | PG&E ¦ Marine | PG&E | All | Electric & Gas | Heat pump, IEER 14.0, 240-760 kbtuh, NR | Efficient |  |  | 1 | Conventional | HVAC | Com - College | Com | ROB Only | 1 | 1000 sqft2 of floor space | Cap-Tons | 15 | DEER:HVAC_Split-Package_HP | 186.4953 | 0 | -25.9026 | SWHC046-03 | 907.8 | 2021 | 493.87 | 2021 | 138.9835 | -50.09 | SWHC046-03 | Com Central HVAC (Large) - Fuel Sub - Panel Upgrade - ZEAS 2030 - Marine ¦ PG&E ¦ Marine | Com Central HVAC (Large) - Fuel Sub - Panel Upgrade - ZEAS 2030 - Marine | 0.11162 | 0.186 | 0 | CBSA 2014, adjusted to reflect new efficiencies | 71.3635 | 2032 | 1 | SWHC046-03
COM-HVAC-FS-PU-11-ZEAS.2 | Com ¦ Large Packaged Heat Pump (IEER 14.0) - Fuel Sub - Panel Upgrade - ZEAS 2030 - Marine ¦ PG&E ¦ Marine | Com ¦ Large Packaged Heat Pump (IEER 14.0) - Fuel Sub - Panel Upgrade - ZEAS 2030 - Marine | PG&E ¦ Marine | PG&E | All | Electric & Gas | Heat pump, IEER 14.0, 240-760 kbtuh, NR | Efficient |  |  | 1 | Conventional | HVAC | Com - Grocery | Com | ROB Only | 1 | 1000 sqft2 of floor space | Cap-Tons | 15 | DEER:HVAC_Split-Package_HP | 1220 | 0 | -156 | SWHC046-03 | 907.8 | 2021 | 493.87 | 2021 | 138.9835 | -50.09 | SWHC046-03 | Com Central HVAC (Large) - Fuel Sub - Panel Upgrade - ZEAS 2030 - Marine ¦ PG&E ¦ Marine | Com Central HVAC (Large) - Fuel Sub - Panel Upgrade - ZEAS 2030 - Marine | 0.18624 | 0.186 | 0 | CBSA 2014, adjusted to reflect new efficiencies | 297.6942 | 2032 | 1 | SWHC046-03
COM-HVAC-FS-PU-11-ZEAS.3 | Com ¦ Large Packaged Heat Pump (IEER 14.0) - Fuel Sub - Panel Upgrade - ZEAS 2030 - Marine ¦ PG&E ¦ Marine | Com ¦ Large Packaged Heat Pump (IEER 14.0) - Fuel Sub - Panel Upgrade - ZEAS 2030 - Marine | PG&E ¦ Marine | PG&E | All | Electric & Gas | Heat pump, IEER 14.0, 240-760 kbtuh, NR | Efficient |  |  | 1 | Conventional | HVAC | Com - Health | Com | ROB Only | 1 | 1000 sqft2 of floor space | Cap-Tons | 15 | DEER:HVAC_Split-Package_HP | 265.4735 | 0 | -33.5588 | SWHC046-03 | 907.8 | 2021 | 493.87 | 2021 | 138.9835 | -50.09 | SWHC046-03 | Com Central HVAC (Large) - Fuel Sub - Panel Upgrade - ZEAS 2030 - Marine ¦ PG&E ¦ Marine | Com Central HVAC (Large) - Fuel Sub - Panel Upgrade - ZEAS 2030 - Marine | 0.16483 | 0.186 | 0 | CBSA 2014, adjusted to reflect new efficiencies | 77.4179 | 2032 | 1 | SWHC046-03
COM-HVAC-FS-PU-11-ZEAS.4 | Com ¦ Large Packaged Heat Pump (IEER 14.0) - Fuel Sub - Panel Upgrade - ZEAS 2030 - Marine ¦ PG&E ¦ Marine | Com ¦ Large Packaged Heat Pump (IEER 14.0) - Fuel Sub - Panel Upgrade - ZEAS 2030 - Marine | PG&E ¦ Marine | PG&E | All | Electric & Gas | Heat pump, IEER 14.0, 240-760 kbtuh, NR | Efficient |  |  | 1 | Conventional | HVAC | Com - Lodging | Com | ROB Only | 1 | 1000 sqft2 of floor space | Cap-Tons | 15 | DEER:HVAC_Split-Package_HP | 592.1841 | 0 | -79.8896 | SWHC046-03 | 907.8 | 2021 | 493.87 | 2021 | 138.9835 | -50.09 | SWHC046-03 | Com Central HVAC (Large) - Fuel Sub - Panel Upgrade - ZEAS 2030 - Marine ¦ PG&E ¦ Marine | Com Central HVAC (Large) - Fuel Sub - Panel Upgrade - ZEAS 2030 - Marine | 0.08786 | 0.186 | 0 | CBSA 2014, adjusted to reflect new efficiencies | 695.8002 | 2032 | 1 | SWHC046-03
COM-HVAC-FS-PU-11-ZEAS.5 | Com ¦ Large Packaged Heat Pump (IEER 14.0) - Fuel Sub - Panel Upgrade - ZEAS 2030 - Marine ¦ PG&E ¦ Marine | Com ¦ Large Packaged Heat Pump (IEER 14.0) - Fuel Sub - Panel Upgrade - ZEAS 2030 - Marine | PG&E ¦ Marine | PG&E | All | Electric & Gas | Heat pump, IEER 14.0, 240-760 kbtuh, NR | Efficient |  |  | 1 | Conventional | HVAC | Com - Office (Large) | Com | ROB Only | 1 | 1000 sqft2 of floor space | Cap-Tons | 15 | DEER:HVAC_Split-Package_HP | 22.1 | 0 | -2.78 | SWHC046-03 | 907.8 | 2021 | 493.87 | 2021 | 138.9835 | -50.09 | SWHC046-03 | Com Central HVAC (Large) - Fuel Sub - Panel Upgrade - ZEAS 2030 - Marine ¦ PG&E ¦ Marine | Com Central HVAC (Large) - Fuel Sub - Panel Upgrade - ZEAS 2030 - Marine | 0.11704 | 0.186 | 0 | CBSA 2014, adjusted to reflect new efficiencies | 10.2863 | 2032 | 1 | SWHC046-03
COM-HVAC-FS-PU-11-ZEAS.6 | Com ¦ Large Packaged Heat Pump (IEER 14.0) - Fuel Sub - Panel Upgrade - ZEAS 2030 - Marine ¦ PG&E ¦ Marine | Com ¦ Large Packaged Heat Pump (IEER 14.0) - Fuel Sub - Panel Upgrade - ZEAS 2030 - Marine | PG&E ¦ Marine | PG&E | All | Electric & Gas | Heat pump, IEER 14.0, 240-760 kbtuh, NR | Efficient |  |  | 1 | Conventional | HVAC | Com - Office (Small) | Com | ROB Only | 1 | 1000 sqft2 of floor space | Cap-Tons | 15 | DEER:HVAC_Split-Package_HP | 110 | 0 | -14 | SWHC046-03 | 907.8 | 2021 | 493.87 | 2021 | 138.9835 | -50.09 | SWHC046-03 | Com Central HVAC (Large) - Fuel Sub - Panel Upgrade - ZEAS 2030 - Marine ¦ PG&E ¦ Marine | Com Central HVAC (Large) - Fuel Sub - Panel Upgrade - ZEAS 2030 - Marine | 0.13689 | 0.186 | 0 | CBSA 2014, adjusted to reflect new efficiencies | 22.6722 | 2032 | 1 | SWHC046-03
COM-HVAC-FS-PU-11-ZEAS.7 | Com ¦ Large Packaged Heat Pump (IEER 14.0) - Fuel Sub - Panel Upgrade - ZEAS 2030 - Marine ¦ PG&E ¦ Marine | Com ¦ Large Packaged Heat Pump (IEER 14.0) - Fuel Sub - Panel Upgrade - ZEAS 2030 - Marine | PG&E ¦ Marine | PG&E | All | Electric & Gas | Heat pump, IEER 14.0, 240-760 kbtuh, NR | Efficient |  |  | 1 | Conventional | HVAC | Com - Other | Com | ROB Only | 1 | 1000 sqft2 of floor space | Cap-Tons | 15 | DEER:HVAC_Split-Package_HP | 374 | 0 | -49.6 | SWHC046-03 | 907.8 | 2021 | 493.87 | 2021 | 138.9835 | -50.09 | SWHC046-03 | Com Central HVAC (Large) - Fuel Sub - Panel Upgrade - ZEAS 2030 - Marine ¦ PG&E ¦ Marine | Com Central HVAC (Large) - Fuel Sub - Panel Upgrade - ZEAS 2030 - Marine | 0.1938 | 0.186 | 0 | CBSA 2014, adjusted to reflect new efficiencies | 183.3896 | 2032 | 1 | SWHC046-03
COM-HVAC-FS-PU-11-ZEAS.8 | Com ¦ Large Packaged Heat Pump (IEER 14.0) - Fuel Sub - Panel Upgrade - ZEAS 2030 - Marine ¦ PG&E ¦ Marine | Com ¦ Large Packaged Heat Pump (IEER 14.0) - Fuel Sub - Panel Upgrade - ZEAS 2030 - Marine | PG&E ¦ Marine | PG&E | All | Electric & Gas | Heat pump, IEER 14.0, 240-760 kbtuh, NR | Efficient |  |  | 1 | Conventional | HVAC | Com - Refrig. Warehouse | Com | ROB Only | 1 | 1000 sqft2 of floor space | Cap-Tons | 15 | DEER:HVAC_Split-Package_HP | 0 | 0 | 0 | SWHC046-03 | 0 | 2021 | 0 | 2021 | 138.9835 | -50.09 | SWHC046-03 | Com Central HVAC (Large) - Fuel Sub - Panel Upgrade - ZEAS 2030 - Marine ¦ PG&E ¦ Marine | Com Central HVAC (Large) - Fuel Sub - Panel Upgrade - ZEAS 2030 - Marine | 0 | 0.186 | 0 | CBSA 2014, adjusted to reflect new efficiencies | 0 | 2032 | 1 | SWHC046-03
COM-HVAC-FS-PU-11-ZEAS.9 | Com ¦ Large Packaged Heat Pump (IEER 14.0) - Fuel Sub - Panel Upgrade - ZEAS 2030 - Marine ¦ PG&E ¦ Marine | Com ¦ Large Packaged Heat Pump (IEER 14.0) - Fuel Sub - Panel Upgrade - ZEAS 2030 - Marine | PG&E ¦ Marine | PG&E | All | Electric & Gas | Heat pump, IEER 14.0, 240-760 kbtuh, NR | Efficient |  |  | 1 | Conventional | HVAC | Com - Restaurant | Com | ROB Only | 1 | 1000 sqft2 of floor space | Cap-Tons | 15 | DEER:HVAC_Split-Package_HP | 140.3853 | 0 | -17.7414 | SWHC046-03 | 907.8 | 2021 | 493.87 | 2021 | 138.9835 | -50.09 | SWHC046-03 | Com Central HVAC (Large) - Fuel Sub - Panel Upgrade - ZEAS 2030 - Marine ¦ PG&E ¦ Marine | Com Central HVAC (Large) - Fuel Sub - Panel Upgrade - ZEAS 2030 - Marine | 0.1978 | 0.186 | 0 | CBSA 2014, adjusted to reflect new efficiencies | 10.8332 | 2032 | 1 | SWHC046-03
COM-HVAC-FS-PU-11-ZEAS.10 | Com ¦ Large Packaged Heat Pump (IEER 14.0) - Fuel Sub - Panel Upgrade - ZEAS 2030 - Marine ¦ PG&E ¦ Marine | Com ¦ Large Packaged Heat Pump (IEER 14.0) - Fuel Sub - Panel Upgrade - ZEAS 2030 - Marine | PG&E ¦ Marine | PG&E | All | Electric & Gas | Heat pump, IEER 14.0, 240-760 kbtuh, NR | Efficient |  |  | 1 | Conventional | HVAC | Com - Retail | Com | ROB Only | 1 | 1000 sqft2 of floor space | Cap-Tons | 15 | DEER:HVAC_Split-Package_HP | 155.8503 | 0 | -21.3006 | SWHC046-03 | 907.8 | 2021 | 493.87 | 2021 | 138.9835 | -50.09 | SWHC046-03 | Com Central HVAC (Large) - Fuel Sub - Panel Upgrade - ZEAS 2030 - Marine ¦ PG&E ¦ Marine | Com Central HVAC (Large) - Fuel Sub - Panel Upgrade - ZEAS 2030 - Marine | 0.082433 | 0.186 | 0 | CBSA 2014, adjusted to reflect new efficiencies | 50.4959 | 2032 | 1 | SWHC046-03
COM-HVAC-FS-PU-11-ZEAS.11 | Com ¦ Large Packaged Heat Pump (IEER 14.0) - Fuel Sub - Panel Upgrade - ZEAS 2030 - Marine ¦ PG&E ¦ Marine | Com ¦ Large Packaged Heat Pump (IEER 14.0) - Fuel Sub - Panel Upgrade - ZEAS 2030 - Marine | PG&E ¦ Marine | PG&E | All | Electric & Gas | Heat pump, IEER 14.0, 240-760 kbtuh, NR | Efficient |  |  | 1 | Conventional | HVAC | Com - School | Com | ROB Only | 1 | 1000 sqft2 of floor space | Cap-Tons | 15 | DEER:HVAC_Split-Package_HP | 182.2164 | 0 | -25.5444 | SWHC046-03 | 907.8 | 2021 | 493.87 | 2021 | 138.9835 | -50.09 | SWHC046-03 | Com Central HVAC (Large) - Fuel Sub - Panel Upgrade - ZEAS 2030 - Marine ¦ PG&E ¦ Marine | Com Central HVAC (Large) - Fuel Sub - Panel Upgrade - ZEAS 2030 - Marine | 0.12518 | 0.186 | 0 | CBSA 2014, adjusted to reflect new efficiencies | 28.361 | 2032 | 1 | SWHC046-03
COM-HVAC-FS-PU-11-ZEAS.12 | Com ¦ Large Packaged Heat Pump (IEER 14.0) - Fuel Sub - Panel Upgrade - ZEAS 2030 - Marine ¦ PG&E ¦ Marine | Com ¦ Large Packaged Heat Pump (IEER 14.0) - Fuel Sub - Panel Upgrade - ZEAS 2030 - Marine | PG&E ¦ Marine | PG&E | All | Electric & Gas | Heat pump, IEER 14.0, 240-760 kbtuh, NR | Efficient |  |  | 1 | Conventional | HVAC | Com - Warehouse | Com | ROB Only | 1 | 1000 sqft2 of floor space | Cap-Tons | 15 | DEER:HVAC_Split-Package_HP | 452 | 0 | -56.4 | SWHC046-03 | 907.8 | 2021 | 493.87 | 2021 | 138.9835 | -50.09 | SWHC046-03 | Com Central HVAC (Large) - Fuel Sub - Panel Upgrade - ZEAS 2030 - Marine ¦ PG&E ¦ Marine | Com Central HVAC (Large) - Fuel Sub - Panel Upgrade - ZEAS 2030 - Marine | 0.025654 | 0.186 | 0 | CBSA 2014, adjusted to reflect new efficiencies | 102.2775 | 2032 | 1 | SWHC046-03
COM-HVAC-FS-PU-11-ZEAS.13 | Com ¦ Large Packaged Heat Pump (IEER 14.0) - Fuel Sub - Panel Upgrade - ZEAS 2030 - Hot-Dry ¦ PG&E ¦ Hot-Dry | Com ¦ Large Packaged Heat Pump (IEER 14.0) - Fuel Sub - Panel Upgrade - ZEAS 2030 - Hot-Dry | PG&E ¦ Hot-Dry | PG&E | All | Electric & Gas | Heat pump, IEER 14.0, 240-760 kbtuh, NR | Efficient |  |  | 1 | Conventional | HVAC | Com - College | Com | ROB Only | 1 | 1000 sqft2 of floor space | Cap-Tons | 15 | DEER:HVAC_Split-Package_HP | 184.0954 | 0 | -24.2495 | SWHC046-03 | 907.8 | 2021 | 493.87 | 2021 | 138.9835 | -50.09 | SWHC046-03 | Com Central HVAC (Large) - Fuel Sub - Panel Upgrade - ZEAS 2030 - Hot-Dry ¦ PG&E ¦ Hot-Dry | Com Central HVAC (Large) - Fuel Sub - Panel Upgrade - ZEAS 2030 - Hot-Dry | 0.11162 | 0.186 | 0 | CBSA 2014, adjusted to reflect new efficiencies | 66.0919 | 2032 | 1 | SWHC046-03
COM-HVAC-FS-PU-11-ZEAS.14 | Com ¦ Large Packaged Heat Pump (IEER 14.0) - Fuel Sub - Panel Upgrade - ZEAS 2030 - Hot-Dry ¦ PG&E ¦ Hot-Dry | Com ¦ Large Packaged Heat Pump (IEER 14.0) - Fuel Sub - Panel Upgrade - ZEAS 2030 - Hot-Dry | PG&E ¦ Hot-Dry | PG&E | All | Electric & Gas | Heat pump, IEER 14.0, 240-760 kbtuh, NR | Efficient |  |  | 1 | Conventional | HVAC | Com - Grocery | Com | ROB Only | 1 | 1000 sqft2 of floor space | Cap-Tons | 15 | DEER:HVAC_Split-Package_HP | 899 | 0 | -92.1 | SWHC046-03 | 907.8 | 2021 | 493.87 | 2021 | 138.9835 | -50.09 | SWHC046-03 | Com Central HVAC (Large) - Fuel Sub - Panel Upgrade - ZEAS 2030 - Hot-Dry ¦ PG&E ¦ Hot-Dry | Com Central HVAC (Large) - Fuel Sub - Panel Upgrade - ZEAS 2030 - Hot-Dry | 0.18624 | 0.186 | 0 | CBSA 2014, adjusted to reflect new efficiencies | 165.7007 | 2032 | 1 | SWHC046-03
COM-HVAC-FS-PU-11-ZEAS.15 | Com ¦ Large Packaged Heat Pump (IEER 14.0) - Fuel Sub - Panel Upgrade - ZEAS 2030 - Hot-Dry ¦ PG&E ¦ Hot-Dry | Com ¦ Large Packaged Heat Pump (IEER 14.0) - Fuel Sub - Panel Upgrade - ZEAS 2030 - Hot-Dry | PG&E ¦ Hot-Dry | PG&E | All | Electric & Gas | Heat pump, IEER 14.0, 240-760 kbtuh, NR | Efficient |  |  | 1 | Conventional | HVAC | Com - Health | Com | ROB Only | 1 | 1000 sqft2 of floor space | Cap-Tons | 15 | DEER:HVAC_Split-Package_HP | 294.7111 | 0 | -37.4732 | SWHC046-03 | 907.8 | 2021 | 493.87 | 2021 | 138.9835 | -50.09 | SWHC046-03 | Com Central HVAC (Large) - Fuel Sub - Panel Upgrade - ZEAS 2030 - Hot-Dry ¦ PG&E ¦ Hot-Dry | Com Central HVAC (Large) - Fuel Sub - Panel Upgrade - ZEAS 2030 - Hot-Dry | 0.16483 | 0.186 | 0 | CBSA 2014, adjusted to reflect new efficiencies | 86.5612 | 2032 | 1 | SWHC046-03
COM-HVAC-FS-PU-11-ZEAS.16 | Com ¦ Large Packaged Heat Pump (IEER 14.0) - Fuel Sub - Panel Upgrade - ZEAS 2030 - Hot-Dry ¦ PG&E ¦ Hot-Dry | Com ¦ Large Packaged Heat Pump (IEER 14.0) - Fuel Sub - Panel Upgrade - ZEAS 2030 - Hot-Dry | PG&E ¦ Hot-Dry | PG&E | All | Electric & Gas | Heat pump, IEER 14.0, 240-760 kbtuh, NR | Efficient |  |  | 1 | Conventional | HVAC | Com - Lodging | Com | ROB Only | 1 | 1000 sqft2 of floor space | Cap-Tons | 15 | DEER:HVAC_Split-Package_HP | 510.851 | 0 | -64.0593 | SWHC046-03 | 907.8 | 2021 | 493.87 | 2021 | 138.9835 | -50.09 | SWHC046-03 | Com Central HVAC (Large) - Fuel Sub - Panel Upgrade - ZEAS 2030 - Hot-Dry ¦ PG&E ¦ Hot-Dry | Com Central HVAC (Large) - Fuel Sub - Panel Upgrade - ZEAS 2030 - Hot-Dry | 0.08786 | 0.186 | 0 | CBSA 2014, adjusted to reflect new efficiencies | 552.2479 | 2032 | 1 | SWHC046-03
COM-HVAC-FS-PU-11-ZEAS.17 | Com ¦ Large Packaged Heat Pump (IEER 14.0) - Fuel Sub - Panel Upgrade - ZEAS 2030 - Hot-Dry ¦ PG&E ¦ Hot-Dry | Com ¦ Large Packaged Heat Pump (IEER 14.0) - Fuel Sub - Panel Upgrade - ZEAS 2030 - Hot-Dry | PG&E ¦ Hot-Dry | PG&E | All | Electric & Gas | Heat pump, IEER 14.0, 240-760 kbtuh, NR | Efficient |  |  | 1 | Conventional | HVAC | Com - Office (Large) | Com | ROB Only | 1 | 1000 sqft2 of floor space | Cap-Tons | 15 | DEER:HVAC_Split-Package_HP | 28.3 | 0 | -3.3 | SWHC046-03 | 907.8 | 2021 | 493.87 | 2021 | 138.9835 | -50.09 | SWHC046-03 | Com Central HVAC (Large) - Fuel Sub - Panel Upgrade - ZEAS 2030 - Hot-Dry ¦ PG&E ¦ Hot-Dry | Com Central HVAC (Large) - Fuel Sub - Panel Upgrade - ZEAS 2030 - Hot-Dry | 0.11704 | 0.186 | 0 | CBSA 2014, adjusted to reflect new efficiencies | 12.0048 | 2032 | 1 | SWHC046-03
COM-HVAC-FS-PU-11-ZEAS.18 | Com ¦ Large Packaged Heat Pump (IEER 14.0) - Fuel Sub - Panel Upgrade - ZEAS 2030 - Hot-Dry ¦ PG&E ¦ Hot-Dry | Com ¦ Large Packaged Heat Pump (IEER 14.0) - Fuel Sub - Panel Upgrade - ZEAS 2030 - Hot-Dry | PG&E ¦ Hot-Dry | PG&E | All | Electric & Gas | Heat pump, IEER 14.0, 240-760 kbtuh, NR | Efficient |  |  | 1 | Conventional | HVAC | Com - Office (Small) | Com | ROB Only | 1 | 1000 sqft2 of floor space | Cap-Tons | 15 | DEER:HVAC_Split-Package_HP | 103 | 0 | -12.6 | SWHC046-03 | 907.8 | 2021 | 493.87 | 2021 | 138.9835 | -50.09 | SWHC046-03 | Com Central HVAC (Large) - Fuel Sub - Panel Upgrade - ZEAS 2030 - Hot-Dry ¦ PG&E ¦ Hot-Dry | Com Central HVAC (Large) - Fuel Sub - Panel Upgrade - ZEAS 2030 - Hot-Dry | 0.13689 | 0.186 | 0 | CBSA 2014, adjusted to reflect new efficiencies | 20.2216 | 2032 | 1 | SWHC046-03
COM-HVAC-FS-PU-11-ZEAS.19 | Com ¦ Large Packaged Heat Pump (IEER 14.0) - Fuel Sub - Panel Upgrade - ZEAS 2030 - Hot-Dry ¦ PG&E ¦ Hot-Dry | Com ¦ Large Packaged Heat Pump (IEER 14.0) - Fuel Sub - Panel Upgrade - ZEAS 2030 - Hot-Dry | PG&E ¦ Hot-Dry | PG&E | All | Electric & Gas | Heat pump, IEER 14.0, 240-760 kbtuh, NR | Efficient |  |  | 1 | Conventional | HVAC | Com - Other | Com | ROB Only | 1 | 1000 sqft2 of floor space | Cap-Tons | 15 | DEER:HVAC_Split-Package_HP | 331 | 0 | -44.2 | SWHC046-03 | 907.8 | 2021 | 493.87 | 2021 | 138.9835 | -50.09 | SWHC046-03 | Com Central HVAC (Large) - Fuel Sub - Panel Upgrade - ZEAS 2030 - Hot-Dry ¦ PG&E ¦ Hot-Dry | Com Central HVAC (Large) - Fuel Sub - Panel Upgrade - ZEAS 2030 - Hot-Dry | 0.1938 | 0.186 | 0 | CBSA 2014, adjusted to reflect new efficiencies | 163.6758 | 2032 | 1 | SWHC046-03
COM-HVAC-FS-PU-11-ZEAS.20 | Com ¦ Large Packaged Heat Pump (IEER 14.0) - Fuel Sub - Panel Upgrade - ZEAS 2030 - Hot-Dry ¦ PG&E ¦ Hot-Dry | Com ¦ Large Packaged Heat Pump (IEER 14.0) - Fuel Sub - Panel Upgrade - ZEAS 2030 - Hot-Dry | PG&E ¦ Hot-Dry | PG&E | All | Electric & Gas | Heat pump, IEER 14.0, 240-760 kbtuh, NR | Efficient |  |  | 1 | Conventional | HVAC | Com - Refrig. Warehouse | Com | ROB Only | 1 | 1000 sqft2 of floor space | Cap-Tons | 15 | DEER:HVAC_Split-Package_HP | 0 | 0 | 0 | SWHC046-03 | 0 | 2021 | 0 | 2021 | 138.9835 | -50.09 | SWHC046-03 | Com Central HVAC (Large) - Fuel Sub - Panel Upgrade - ZEAS 2030 - Hot-Dry ¦ PG&E ¦ Hot-Dry | Com Central HVAC (Large) - Fuel Sub - Panel Upgrade - ZEAS 2030 - Hot-Dry | 0 | 0.186 | 0 | CBSA 2014, adjusted to reflect new efficiencies | 0 | 2032 | 1 | SWHC046-03
COM-HVAC-FS-PU-11-ZEAS.21 | Com ¦ Large Packaged Heat Pump (IEER 14.0) - Fuel Sub - Panel Upgrade - ZEAS 2030 - Hot-Dry ¦ PG&E ¦ Hot-Dry | Com ¦ Large Packaged Heat Pump (IEER 14.0) - Fuel Sub - Panel Upgrade - ZEAS 2030 - Hot-Dry | PG&E ¦ Hot-Dry | PG&E | All | Electric & Gas | Heat pump, IEER 14.0, 240-760 kbtuh, NR | Efficient |  |  | 1 | Conventional | HVAC | Com - Restaurant | Com | ROB Only | 1 | 1000 sqft2 of floor space | Cap-Tons | 15 | DEER:HVAC_Split-Package_HP | 172.0091 | 0 | -20.5512 | SWHC046-03 | 907.8 | 2021 | 493.87 | 2021 | 138.9835 | -50.09 | SWHC046-03 | Com Central HVAC (Large) - Fuel Sub - Panel Upgrade - ZEAS 2030 - Hot-Dry ¦ PG&E ¦ Hot-Dry | Com Central HVAC (Large) - Fuel Sub - Panel Upgrade - ZEAS 2030 - Hot-Dry | 0.1978 | 0.186 | 0 | CBSA 2014, adjusted to reflect new efficiencies | 12.382 | 2032 | 1 | SWHC046-03
COM-HVAC-FS-PU-11-ZEAS.22 | Com ¦ Large Packaged Heat Pump (IEER 14.0) - Fuel Sub - Panel Upgrade - ZEAS 2030 - Hot-Dry ¦ PG&E ¦ Hot-Dry | Com ¦ Large Packaged Heat Pump (IEER 14.0) - Fuel Sub - Panel Upgrade - ZEAS 2030 - Hot-Dry | PG&E ¦ Hot-Dry | PG&E | All | Electric & Gas | Heat pump, IEER 14.0, 240-760 kbtuh, NR | Efficient |  |  | 1 | Conventional | HVAC | Com - Retail | Com | ROB Only | 1 | 1000 sqft2 of floor space | Cap-Tons | 15 | DEER:HVAC_Split-Package_HP | 147.3275 | 0 | -17.8483 | SWHC046-03 | 907.8 | 2021 | 493.87 | 2021 | 138.9835 | -50.09 | SWHC046-03 | Com Central HVAC (Large) - Fuel Sub - Panel Upgrade - ZEAS 2030 - Hot-Dry ¦ PG&E ¦ Hot-Dry | Com Central HVAC (Large) - Fuel Sub - Panel Upgrade - ZEAS 2030 - Hot-Dry | 0.082433 | 0.186 | 0 | CBSA 2014, adjusted to reflect new efficiencies | 36.4319 | 2032 | 1 | SWHC046-03
COM-HVAC-FS-PU-11-ZEAS.23 | Com ¦ Large Packaged Heat Pump (IEER 14.0) - Fuel Sub - Panel Upgrade - ZEAS 2030 - Hot-Dry ¦ PG&E ¦ Hot-Dry | Com ¦ Large Packaged Heat Pump (IEER 14.0) - Fuel Sub - Panel Upgrade - ZEAS 2030 - Hot-Dry | PG&E ¦ Hot-Dry | PG&E | All | Electric & Gas | Heat pump, IEER 14.0, 240-760 kbtuh, NR | Efficient |  |  | 1 | Conventional | HVAC | Com - School | Com | ROB Only | 1 | 1000 sqft2 of floor space | Cap-Tons | 15 | DEER:HVAC_Split-Package_HP | 195.727 | 0 | -25.2759 | SWHC046-03 | 907.8 | 2021 | 493.87 | 2021 | 138.9835 | -50.09 | SWHC046-03 | Com Central HVAC (Large) - Fuel Sub - Panel Upgrade - ZEAS 2030 - Hot-Dry ¦ PG&E ¦ Hot-Dry | Com Central HVAC (Large) - Fuel Sub - Panel Upgrade - ZEAS 2030 - Hot-Dry | 0.12518 | 0.186 | 0 | CBSA 2014, adjusted to reflect new efficiencies | 25.5231 | 2032 | 1 | SWHC046-03
COM-HVAC-FS-PU-11-ZEAS.24 | Com ¦ Large Packaged Heat Pump (IEER 14.0) - Fuel Sub - Panel Upgrade - ZEAS 2030 - Hot-Dry ¦ PG&E ¦ Hot-Dry | Com ¦ Large Packaged Heat Pump (IEER 14.0) - Fuel Sub - Panel Upgrade - ZEAS 2030 - Hot-Dry | PG&E ¦ Hot-Dry | PG&E | All | Electric & Gas | Heat pump, IEER 14.0, 240-760 kbtuh, NR | Efficient |  |  | 1 | Conventional | HVAC | Com - Warehouse | Com | ROB Only | 1 | 1000 sqft2 of floor space | Cap-Tons | 15 | DEER:HVAC_Split-Package_HP | 450 | 0 | -58.5 | SWHC046-03 | 907.8 | 2021 | 493.87 | 2021 | 138.9835 | -50.09 | SWHC046-03 | Com Central HVAC (Large) - Fuel Sub - Panel Upgrade - ZEAS 2030 - Hot-Dry ¦ PG&E ¦ Hot-Dry | Com Central HVAC (Large) - Fuel Sub - Panel Upgrade - ZEAS 2030 - Hot-Dry | 0.025654 | 0.186 | 0 | CBSA 2014, adjusted to reflect new efficiencies | 111.7295 | 2032 | 1 | SWHC046-03
COM-HVAC-FS-PU-11-ZEAS.25 | Com ¦ Large Packaged Heat Pump (IEER 14.0) - Fuel Sub - Panel Upgrade - ZEAS 2030 - Cold ¦ PG&E ¦ Cold | Com ¦ Large Packaged Heat Pump (IEER 14.0) - Fuel Sub - Panel Upgrade - ZEAS 2030 - Cold | PG&E ¦ Cold | PG&E | All | Electric & Gas | Heat pump, IEER 14.0, 240-760 kbtuh, NR | Efficient |  |  | 1 | Conventional | HVAC | Com - College | Com | ROB Only | 1 | 1000 sqft2 of floor space | Cap-Tons | 15 | DEER:HVAC_Split-Package_HP | 616.9734 | 0 | -68.7425 | SWHC046-03 | 907.8 | 2021 | 493.87 | 2021 | 138.9835 | -50.09 | SWHC046-03 | Com Central HVAC (Large) - Fuel Sub - Panel Upgrade - ZEAS 2030 - Cold ¦ PG&E ¦ Cold | Com Central HVAC (Large) - Fuel Sub - Panel Upgrade - ZEAS 2030 - Cold | 0.11162 | 0.186 | 0 | CBSA 2014, adjusted to reflect new efficiencies | 180.1774 | 2032 | 1 | SWHC046-03
COM-HVAC-FS-PU-11-ZEAS.26 | Com ¦ Large Packaged Heat Pump (IEER 14.0) - Fuel Sub - Panel Upgrade - ZEAS 2030 - Cold ¦ PG&E ¦ Cold | Com ¦ Large Packaged Heat Pump (IEER 14.0) - Fuel Sub - Panel Upgrade - ZEAS 2030 - Cold | PG&E ¦ Cold | PG&E | All | Electric & Gas | Heat pump, IEER 14.0, 240-760 kbtuh, NR | Efficient |  |  | 1 | Conventional | HVAC | Com - Grocery | Com | ROB Only | 1 | 1000 sqft2 of floor space | Cap-Tons | 15 | DEER:HVAC_Split-Package_HP | 2800 | 0 | -283 | SWHC046-03 | 907.8 | 2021 | 493.87 | 2021 | 138.9835 | -50.09 | SWHC046-03 | Com Central HVAC (Large) - Fuel Sub - Panel Upgrade - ZEAS 2030 - Cold ¦ PG&E ¦ Cold | Com Central HVAC (Large) - Fuel Sub - Panel Upgrade - ZEAS 2030 - Cold | 0.18624 | 0.186 | 0 | CBSA 2014, adjusted to reflect new efficiencies | 507.0414 | 2032 | 1 | SWHC046-03
COM-HVAC-FS-PU-11-ZEAS.27 | Com ¦ Large Packaged Heat Pump (IEER 14.0) - Fuel Sub - Panel Upgrade - ZEAS 2030 - Cold ¦ PG&E ¦ Cold | Com ¦ Large Packaged Heat Pump (IEER 14.0) - Fuel Sub - Panel Upgrade - ZEAS 2030 - Cold | PG&E ¦ Cold | PG&E | All | Electric & Gas | Heat pump, IEER 14.0, 240-760 kbtuh, NR | Efficient |  |  | 1 | Conventional | HVAC | Com - Health | Com | ROB Only | 1 | 1000 sqft2 of floor space | Cap-Tons | 15 | DEER:HVAC_Split-Package_HP | 787.6167 | 0 | -88.0091 | SWHC046-03 | 907.8 | 2021 | 493.87 | 2021 | 138.9835 | -50.09 | SWHC046-03 | Com Central HVAC (Large) - Fuel Sub - Panel Upgrade - ZEAS 2030 - Cold ¦ PG&E ¦ Cold | Com Central HVAC (Large) - Fuel Sub - Panel Upgrade - ZEAS 2030 - Cold | 0.16483 | 0.186 | 0 | CBSA 2014, adjusted to reflect new efficiencies | 197.0498 | 2032 | 1 | SWHC046-03
COM-HVAC-FS-PU-11-ZEAS.28 | Com ¦ Large Packaged Heat Pump (IEER 14.0) - Fuel Sub - Panel Upgrade - ZEAS 2030 - Cold ¦ PG&E ¦ Cold | Com ¦ Large Packaged Heat Pump (IEER 14.0) - Fuel Sub - Panel Upgrade - ZEAS 2030 - Cold | PG&E ¦ Cold | PG&E | All | Electric & Gas | Heat pump, IEER 14.0, 240-760 kbtuh, NR | Efficient |  |  | 1 | Conventional | HVAC | Com - Lodging | Com | ROB Only | 1 | 1000 sqft2 of floor space | Cap-Tons | 15 | DEER:HVAC_Split-Package_HP | 1540.662 | 0 | -171.2941 | SWHC046-03 | 907.8 | 2021 | 493.87 | 2021 | 138.9835 | -50.09 | SWHC046-03 | Com Central HVAC (Large) - Fuel Sub - Panel Upgrade - ZEAS 2030 - Cold ¦ PG&E ¦ Cold | Com Central HVAC (Large) - Fuel Sub - Panel Upgrade - ZEAS 2030 - Cold | 0.08786 | 0.186 | 0 | CBSA 2014, adjusted to reflect new efficiencies | 1449.1674 | 2032 | 1 | SWHC046-03
COM-HVAC-FS-PU-11-ZEAS.29 | Com ¦ Large Packaged Heat Pump (IEER 14.0) - Fuel Sub - Panel Upgrade - ZEAS 2030 - Cold ¦ PG&E ¦ Cold | Com ¦ Large Packaged Heat Pump (IEER 14.0) - Fuel Sub - Panel Upgrade - ZEAS 2030 - Cold | PG&E ¦ Cold | PG&E | All | Electric & Gas | Heat pump, IEER 14.0, 240-760 kbtuh, NR | Efficient |  |  | 1 | Conventional | HVAC | Com - Office (Large) | Com | ROB Only | 1 | 1000 sqft2 of floor space | Cap-Tons | 15 | DEER:HVAC_Split-Package_HP | 149 | 0 | -15.8 | SWHC046-03 | 907.8 | 2021 | 493.87 | 2021 | 138.9835 | -50.09 | SWHC046-03 | Com Central HVAC (Large) - Fuel Sub - Panel Upgrade - ZEAS 2030 - Cold ¦ PG&E ¦ Cold | Com Central HVAC (Large) - Fuel Sub - Panel Upgrade - ZEAS 2030 - Cold | 0.11704 | 0.186 | 0 | CBSA 2014, adjusted to reflect new efficiencies | 56.1347 | 2032 | 1 | SWHC046-03
COM-HVAC-FS-PU-11-ZEAS.30 | Com ¦ Large Packaged Heat Pump (IEER 14.0) - Fuel Sub - Panel Upgrade - ZEAS 2030 - Cold ¦ PG&E ¦ Cold | Com ¦ Large Packaged Heat Pump (IEER 14.0) - Fuel Sub - Panel Upgrade - ZEAS 2030 - Cold | PG&E ¦ Cold | PG&E | All | Electric & Gas | Heat pump, IEER 14.0, 240-760 kbtuh, NR | Efficient |  |  | 1 | Conventional | HVAC | Com - Office (Small) | Com | ROB Only | 1 | 1000 sqft2 of floor space | Cap-Tons | 15 | DEER:HVAC_Split-Package_HP | 357 | 0 | -38.8 | SWHC046-03 | 907.8 | 2021 | 493.87 | 2021 | 138.9835 | -50.09 | SWHC046-03 | Com Central HVAC (Large) - Fuel Sub - Panel Upgrade - ZEAS 2030 - Cold ¦ PG&E ¦ Cold | Com Central HVAC (Large) - Fuel Sub - Panel Upgrade - ZEAS 2030 - Cold | 0.13689 | 0.186 | 0 | CBSA 2014, adjusted to reflect new efficiencies | 60.4437 | 2032 | 1 | SWHC046-03
COM-HVAC-FS-PU-11-ZEAS.31 | Com ¦ Large Packaged Heat Pump (IEER 14.0) - Fuel Sub - Panel Upgrade - ZEAS 2030 - Cold ¦ PG&E ¦ Cold | Com ¦ Large Packaged Heat Pump (IEER 14.0) - Fuel Sub - Panel Upgrade - ZEAS 2030 - Cold | PG&E ¦ Cold | PG&E | All | Electric & Gas | Heat pump, IEER 14.0, 240-760 kbtuh, NR | Efficient |  |  | 1 | Conventional | HVAC | Com - Other | Com | ROB Only | 1 | 1000 sqft2 of floor space | Cap-Tons | 15 | DEER:HVAC_Split-Package_HP | 1150 | 0 | -137 | SWHC046-03 | 907.8 | 2021 | 493.87 | 2021 | 138.9835 | -50.09 | SWHC046-03 | Com Central HVAC (Large) - Fuel Sub - Panel Upgrade - ZEAS 2030 - Cold ¦ PG&E ¦ Cold | Com Central HVAC (Large) - Fuel Sub - Panel Upgrade - ZEAS 2030 - Cold | 0.1938 | 0.186 | 0 | CBSA 2014, adjusted to reflect new efficiencies | 493.6228 | 2032 | 1 | SWHC046-03
COM-HVAC-FS-PU-11-ZEAS.32 | Com ¦ Large Packaged Heat Pump (IEER 14.0) - Fuel Sub - Panel Upgrade - ZEAS 2030 - Cold ¦ PG&E ¦ Cold | Com ¦ Large Packaged Heat Pump (IEER 14.0) - Fuel Sub - Panel Upgrade - ZEAS 2030 - Cold | PG&E ¦ Cold | PG&E | All | Electric & Gas | Heat pump, IEER 14.0, 240-760 kbtuh, NR | Efficient |  |  | 1 | Conventional | HVAC | Com - Refrig. Warehouse | Com | ROB Only | 1 | 1000 sqft2 of floor space | Cap-Tons | 15 | DEER:HVAC_Split-Package_HP | 0 | 0 | 0 | SWHC046-03 | 0 | 2021 | 0 | 2021 | 138.9835 | -50.09 | SWHC046-03 | Com Central HVAC (Large) - Fuel Sub - Panel Upgrade - ZEAS 2030 - Cold ¦ PG&E ¦ Cold | Com Central HVAC (Large) - Fuel Sub - Panel Upgrade - ZEAS 2030 - Cold | 0 | 0.186 | 0 | CBSA 2014, adjusted to reflect new efficiencies | 0 | 2032 | 1 | SWHC046-03
COM-HVAC-FS-PU-11-ZEAS.33 | Com ¦ Large Packaged Heat Pump (IEER 14.0) - Fuel Sub - Panel Upgrade - ZEAS 2030 - Cold ¦ PG&E ¦ Cold | Com ¦ Large Packaged Heat Pump (IEER 14.0) - Fuel Sub - Panel Upgrade - ZEAS 2030 - Cold | PG&E ¦ Cold | PG&E | All | Electric & Gas | Heat pump, IEER 14.0, 240-760 kbtuh, NR | Efficient |  |  | 1 | Conventional | HVAC | Com - Restaurant | Com | ROB Only | 1 | 1000 sqft2 of floor space | Cap-Tons | 15 | DEER:HVAC_Split-Package_HP | 735.0204 | 0 | -83.2271 | SWHC046-03 | 907.8 | 2021 | 493.87 | 2021 | 138.9835 | -50.09 | SWHC046-03 | Com Central HVAC (Large) - Fuel Sub - Panel Upgrade - ZEAS 2030 - Cold ¦ PG&E ¦ Cold | Com Central HVAC (Large) - Fuel Sub - Panel Upgrade - ZEAS 2030 - Cold | 0.1978 | 0.186 | 0 | CBSA 2014, adjusted to reflect new efficiencies | 49.4612 | 2032 | 1 | SWHC046-03
COM-HVAC-FS-PU-11-ZEAS.34 | Com ¦ Large Packaged Heat Pump (IEER 14.0) - Fuel Sub - Panel Upgrade - ZEAS 2030 - Cold ¦ PG&E ¦ Cold | Com ¦ Large Packaged Heat Pump (IEER 14.0) - Fuel Sub - Panel Upgrade - ZEAS 2030 - Cold | PG&E ¦ Cold | PG&E | All | Electric & Gas | Heat pump, IEER 14.0, 240-760 kbtuh, NR | Efficient |  |  | 1 | Conventional | HVAC | Com - Retail | Com | ROB Only | 1 | 1000 sqft2 of floor space | Cap-Tons | 15 | DEER:HVAC_Split-Package_HP | 674.5041 | 0 | -74.8337 | SWHC046-03 | 907.8 | 2021 | 493.87 | 2021 | 138.9835 | -50.09 | SWHC046-03 | Com Central HVAC (Large) - Fuel Sub - Panel Upgrade - ZEAS 2030 - Cold ¦ PG&E ¦ Cold | Com Central HVAC (Large) - Fuel Sub - Panel Upgrade - ZEAS 2030 - Cold | 0.082433 | 0.186 | 0 | CBSA 2014, adjusted to reflect new efficiencies | 132.7972 | 2032 | 1 | SWHC046-03
COM-HVAC-FS-PU-11-ZEAS.35 | Com ¦ Large Packaged Heat Pump (IEER 14.0) - Fuel Sub - Panel Upgrade - ZEAS 2030 - Cold ¦ PG&E ¦ Cold | Com ¦ Large Packaged Heat Pump (IEER 14.0) - Fuel Sub - Panel Upgrade - ZEAS 2030 - Cold | PG&E ¦ Cold | PG&E | All | Electric & Gas | Heat pump, IEER 14.0, 240-760 kbtuh, NR | Efficient |  |  | 1 | Conventional | HVAC | Com - School | Com | ROB Only | 1 | 1000 sqft2 of floor space | Cap-Tons | 15 | DEER:HVAC_Split-Package_HP | 655.1832 | 0 | -73.3577 | SWHC046-03 | 907.8 | 2021 | 493.87 | 2021 | 138.9835 | -50.09 | SWHC046-03 | Com Central HVAC (Large) - Fuel Sub - Panel Upgrade - ZEAS 2030 - Cold ¦ PG&E ¦ Cold | Com Central HVAC (Large) - Fuel Sub - Panel Upgrade - ZEAS 2030 - Cold | 0.12518 | 0.186 | 0 | CBSA 2014, adjusted to reflect new efficiencies | 59.73 | 2032 | 1 | SWHC046-03
COM-HVAC-FS-PU-11-ZEAS.36 | Com ¦ Large Packaged Heat Pump (IEER 14.0) - Fuel Sub - Panel Upgrade - ZEAS 2030 - Cold ¦ PG&E ¦ Cold | Com ¦ Large Packaged Heat Pump (IEER 14.0) - Fuel Sub - Panel Upgrade - ZEAS 2030 - Cold | PG&E ¦ Cold | PG&E | All | Electric & Gas | Heat pump, IEER 14.0, 240-760 kbtuh, NR | Efficient |  |  | 1 | Conventional | HVAC | Com - Warehouse | Com | ROB Only | 1 | 1000 sqft2 of floor space | Cap-Tons | 15 | DEER:HVAC_Split-Package_HP | 1120 | 0 | -125 | SWHC046-03 | 907.8 | 2021 | 493.87 | 2021 | 138.9835 | -50.09 | SWHC046-03 | Com Central HVAC (Large) - Fuel Sub - Panel Upgrade - ZEAS 2030 - Cold ¦ PG&E ¦ Cold | Com Central HVAC (Large) - Fuel Sub - Panel Upgrade - ZEAS 2030 - Cold | 0.025654 | 0.186 | 0 | CBSA 2014, adjusted to reflect new efficiencies | 191.2435 | 2032 | 1 | SWHC046-03
COM-HVAC-FS-PU-11-ZEAS.37 | Com ¦ Large Packaged Heat Pump (IEER 14.0) - Fuel Sub - Panel Upgrade - ZEAS 2030 - Marine ¦ SCG ¦ Marine | Com ¦ Large Packaged Heat Pump (IEER 14.0) - Fuel Sub - Panel Upgrade - ZEAS 2030 - Marine | SCG ¦ Marine | SCG | All | Electric & Gas | Heat pump, IEER 14.0, 240-760 kbtuh, NR | Efficient |  |  | 1 | Conventional | HVAC | Com - College | Com | ROB Only | 1 | 1000 sqft2 of floor space | Cap-Tons | 15 | DEER:HVAC_Split-Package_HP | 56.0937 | 0 | -8.342 | SWHC046-03 | 907.8 | 2021 | 493.87 | 2021 | 138.9835 | -50.09 | SWHC046-03 | Com Central HVAC (Large) - Fuel Sub - Panel Upgrade - ZEAS 2030 - Marine ¦ SCG ¦ Marine | Com Central HVAC (Large) - Fuel Sub - Panel Upgrade - ZEAS 2030 - Marine | 0.12457 | 0.186 | 0 | CBSA 2014, adjusted to reflect new efficiencies | 23.2823 | 2032 | 1 | SWHC046-03
COM-HVAC-FS-PU-11-ZEAS.38 | Com ¦ Large Packaged Heat Pump (IEER 14.0) - Fuel Sub - Panel Upgrade - ZEAS 2030 - Marine ¦ SCG ¦ Marine | Com ¦ Large Packaged Heat Pump (IEER 14.0) - Fuel Sub - Panel Upgrade - ZEAS 2030 - Marine | SCG ¦ Marine | SCG | All | Electric & Gas | Heat pump, IEER 14.0, 240-760 kbtuh, NR | Efficient |  |  | 1 | Conventional | HVAC | Com - Grocery | Com | ROB Only | 1 | 1000 sqft2 of floor space | Cap-Tons | 15 | DEER:HVAC_Split-Package_HP | 667 | 0 | -73.8 | SWHC046-03 | 907.8 | 2021 | 493.87 | 2021 | 138.9835 | -50.09 | SWHC046-03 | Com Central HVAC (Large) - Fuel Sub - Panel Upgrade - ZEAS 2030 - Marine ¦ SCG ¦ Marine | Com Central HVAC (Large) - Fuel Sub - Panel Upgrade - ZEAS 2030 - Marine | 0.22158 | 0.186 | 0 | CBSA 2014, adjusted to reflect new efficiencies | 135.7785 | 2032 | 1 | SWHC046-03
COM-HVAC-FS-PU-11-ZEAS.39 | Com ¦ Large Packaged Heat Pump (IEER 14.0) - Fuel Sub - Panel Upgrade - ZEAS 2030 - Marine ¦ SCG ¦ Marine | Com ¦ Large Packaged Heat Pump (IEER 14.0) - Fuel Sub - Panel Upgrade - ZEAS 2030 - Marine | SCG ¦ Marine | SCG | All | Electric & Gas | Heat pump, IEER 14.0, 240-760 kbtuh, NR | Efficient |  |  | 1 | Conventional | HVAC | Com - Health | Com | ROB Only | 1 | 1000 sqft2 of floor space | Cap-Tons | 15 | DEER:HVAC_Split-Package_HP | 113.3475 | 0 | -14.8577 | SWHC046-03 | 907.8 | 2021 | 493.87 | 2021 | 138.9835 | -50.09 | SWHC046-03 | Com Central HVAC (Large) - Fuel Sub - Panel Upgrade - ZEAS 2030 - Marine ¦ SCG ¦ Marine | Com Central HVAC (Large) - Fuel Sub - Panel Upgrade - ZEAS 2030 - Marine | 0.17666 | 0.186 | 0 | CBSA 2014, adjusted to reflect new efficiencies | 34.5498 | 2032 | 1 | SWHC046-03
COM-HVAC-FS-PU-11-ZEAS.40 | Com ¦ Large Packaged Heat Pump (IEER 14.0) - Fuel Sub - Panel Upgrade - ZEAS 2030 - Marine ¦ SCG ¦ Marine | Com ¦ Large Packaged Heat Pump (IEER 14.0) - Fuel Sub - Panel Upgrade - ZEAS 2030 - Marine | SCG ¦ Marine | SCG | All | Electric & Gas | Heat pump, IEER 14.0, 240-760 kbtuh, NR | Efficient |  |  | 1 | Conventional | HVAC | Com - Lodging | Com | ROB Only | 1 | 1000 sqft2 of floor space | Cap-Tons | 15 | DEER:HVAC_Split-Package_HP | 234.2601 | 0 | -30.7179 | SWHC046-03 | 907.8 | 2021 | 493.87 | 2021 | 138.9835 | -50.09 | SWHC046-03 | Com Central HVAC (Large) - Fuel Sub - Panel Upgrade - ZEAS 2030 - Marine ¦ SCG ¦ Marine | Com Central HVAC (Large) - Fuel Sub - Panel Upgrade - ZEAS 2030 - Marine | 0.099203 | 0.186 | 0 | CBSA 2014, adjusted to reflect new efficiencies | 266.5039 | 2032 | 1 | SWHC046-03
COM-HVAC-FS-PU-11-ZEAS.41 | Com ¦ Large Packaged Heat Pump (IEER 14.0) - Fuel Sub - Panel Upgrade - ZEAS 2030 - Marine ¦ SCG ¦ Marine | Com ¦ Large Packaged Heat Pump (IEER 14.0) - Fuel Sub - Panel Upgrade - ZEAS 2030 - Marine | SCG ¦ Marine | SCG | All | Electric & Gas | Heat pump, IEER 14.0, 240-760 kbtuh, NR | Efficient |  |  | 1 | Conventional | HVAC | Com - Office (Large) | Com | ROB Only | 1 | 1000 sqft2 of floor space | Cap-Tons | 15 | DEER:HVAC_Split-Package_HP | -2.86 | 0 | -0.523 | SWHC046-03 | 907.8 | 2021 | 493.87 | 2021 | 138.9835 | -50.09 | SWHC046-03 | Com Central HVAC (Large) - Fuel Sub - Panel Upgrade - ZEAS 2030 - Marine ¦ SCG ¦ Marine | Com Central HVAC (Large) - Fuel Sub - Panel Upgrade - ZEAS 2030 - Marine | 0.13151 | 0.186 | 0 | CBSA 2014, adjusted to reflect new efficiencies | 2.6331 | 2032 | 1 | SWHC046-03
COM-HVAC-FS-PU-11-ZEAS.42 | Com ¦ Large Packaged Heat Pump (IEER 14.0) - Fuel Sub - Panel Upgrade - ZEAS 2030 - Marine ¦ SCG ¦ Marine | Com ¦ Large Packaged Heat Pump (IEER 14.0) - Fuel Sub - Panel Upgrade - ZEAS 2030 - Marine | SCG ¦ Marine | SCG | All | Electric & Gas | Heat pump, IEER 14.0, 240-760 kbtuh, NR | Efficient |  |  | 1 | Conventional | HVAC | Com - Office (Small) | Com | ROB Only | 1 | 1000 sqft2 of floor space | Cap-Tons | 15 | DEER:HVAC_Split-Package_HP | 30.4 | 0 | -4.48 | SWHC046-03 | 907.8 | 2021 | 493.87 | 2021 | 138.9835 | -50.09 | SWHC046-03 | Com Central HVAC (Large) - Fuel Sub - Panel Upgrade - ZEAS 2030 - Marine ¦ SCG ¦ Marine | Com Central HVAC (Large) - Fuel Sub - Panel Upgrade - ZEAS 2030 - Marine | 0.1492 | 0.186 | 0 | CBSA 2014, adjusted to reflect new efficiencies | 7.4752 | 2032 | 1 | SWHC046-03
COM-HVAC-FS-PU-11-ZEAS.43 | Com ¦ Large Packaged Heat Pump (IEER 14.0) - Fuel Sub - Panel Upgrade - ZEAS 2030 - Marine ¦ SCG ¦ Marine | Com ¦ Large Packaged Heat Pump (IEER 14.0) - Fuel Sub - Panel Upgrade - ZEAS 2030 - Marine | SCG ¦ Marine | SCG | All | Electric & Gas | Heat pump, IEER 14.0, 240-760 kbtuh, NR | Efficient |  |  | 1 | Conventional | HVAC | Com - Other | Com | ROB Only | 1 | 1000 sqft2 of floor space | Cap-Tons | 15 | DEER:HVAC_Split-Package_HP | 129 | 0 | -16.7 | SWHC046-03 | 907.8 | 2021 | 493.87 | 2021 | 138.9835 | -50.09 | SWHC046-03 | Com Central HVAC (Large) - Fuel Sub - Panel Upgrade - ZEAS 2030 - Marine ¦ SCG ¦ Marine | Com Central HVAC (Large) - Fuel Sub - Panel Upgrade - ZEAS 2030 - Marine | 0.21371 | 0.186 | 0 | CBSA 2014, adjusted to reflect new efficiencies | 61.4064 | 2032 | 1 | SWHC046-03
COM-HVAC-FS-PU-11-ZEAS.44 | Com ¦ Large Packaged Heat Pump (IEER 14.0) - Fuel Sub - Panel Upgrade - ZEAS 2030 - Marine ¦ SCG ¦ Marine | Com ¦ Large Packaged Heat Pump (IEER 14.0) - Fuel Sub - Panel Upgrade - ZEAS 2030 - Marine | SCG ¦ Marine | SCG | All | Electric & Gas | Heat pump, IEER 14.0, 240-760 kbtuh, NR | Efficient |  |  | 1 | Conventional | HVAC | Com - Refrig. Warehouse | Com | ROB Only | 1 | 1000 sqft2 of floor space | Cap-Tons | 15 | DEER:HVAC_Split-Package_HP | 0 | 0 | 0 | SWHC046-03 | 0 | 2021 | 0 | 2021 | 138.9835 | -50.09 | SWHC046-03 | Com Central HVAC (Large) - Fuel Sub - Panel Upgrade - ZEAS 2030 - Marine ¦ SCG ¦ Marine | Com Central HVAC (Large) - Fuel Sub - Panel Upgrade - ZEAS 2030 - Marine | 0 | 0.186 | 0 | CBSA 2014, adjusted to reflect new efficiencies | 0 | 2032 | 1 | SWHC046-03
COM-HVAC-FS-PU-11-ZEAS.45 | Com ¦ Large Packaged Heat Pump (IEER 14.0) - Fuel Sub - Panel Upgrade - ZEAS 2030 - Marine ¦ SCG ¦ Marine | Com ¦ Large Packaged Heat Pump (IEER 14.0) - Fuel Sub - Panel Upgrade - ZEAS 2030 - Marine | SCG ¦ Marine | SCG | All | Electric & Gas | Heat pump, IEER 14.0, 240-760 kbtuh, NR | Efficient |  |  | 1 | Conventional | HVAC | Com - Restaurant | Com | ROB Only | 1 | 1000 sqft2 of floor space | Cap-Tons | 15 | DEER:HVAC_Split-Package_HP | 28.5488 | 0 | -4.423 | SWHC046-03 | 907.8 | 2021 | 493.87 | 2021 | 138.9835 | -50.09 | SWHC046-03 | Com Central HVAC (Large) - Fuel Sub - Panel Upgrade - ZEAS 2030 - Marine ¦ SCG ¦ Marine | Com Central HVAC (Large) - Fuel Sub - Panel Upgrade - ZEAS 2030 - Marine | 0.21772 | 0.186 | 0 | CBSA 2014, adjusted to reflect new efficiencies | 2.8154 | 2032 | 1 | SWHC046-03
COM-HVAC-FS-PU-11-ZEAS.46 | Com ¦ Large Packaged Heat Pump (IEER 14.0) - Fuel Sub - Panel Upgrade - ZEAS 2030 - Marine ¦ SCG ¦ Marine | Com ¦ Large Packaged Heat Pump (IEER 14.0) - Fuel Sub - Panel Upgrade - ZEAS 2030 - Marine | SCG ¦ Marine | SCG | All | Electric & Gas | Heat pump, IEER 14.0, 240-760 kbtuh, NR | Efficient |  |  | 1 | Conventional | HVAC | Com - Retail | Com | ROB Only | 1 | 1000 sqft2 of floor space | Cap-Tons | 15 | DEER:HVAC_Split-Package_HP | 50.4967 | 0 | -7.4334 | SWHC046-03 | 907.8 | 2021 | 493.87 | 2021 | 138.9835 | -50.09 | SWHC046-03 | Com Central HVAC (Large) - Fuel Sub - Panel Upgrade - ZEAS 2030 - Marine ¦ SCG ¦ Marine | Com Central HVAC (Large) - Fuel Sub - Panel Upgrade - ZEAS 2030 - Marine | 0.092114 | 0.186 | 0 | CBSA 2014, adjusted to reflect new efficiencies | 18.9892 | 2032 | 1 | SWHC046-03
COM-HVAC-FS-PU-11-ZEAS.47 | Com ¦ Large Packaged Heat Pump (IEER 14.0) - Fuel Sub - Panel Upgrade - ZEAS 2030 - Marine ¦ SCG ¦ Marine | Com ¦ Large Packaged Heat Pump (IEER 14.0) - Fuel Sub - Panel Upgrade - ZEAS 2030 - Marine | SCG ¦ Marine | SCG | All | Electric & Gas | Heat pump, IEER 14.0, 240-760 kbtuh, NR | Efficient |  |  | 1 | Conventional | HVAC | Com - School | Com | ROB Only | 1 | 1000 sqft2 of floor space | Cap-Tons | 15 | DEER:HVAC_Split-Package_HP | 56.7768 | 0 | -8.3368 | SWHC046-03 | 907.8 | 2021 | 493.87 | 2021 | 138.9835 | -50.09 | SWHC046-03 | Com Central HVAC (Large) - Fuel Sub - Panel Upgrade - ZEAS 2030 - Marine ¦ SCG ¦ Marine | Com Central HVAC (Large) - Fuel Sub - Panel Upgrade - ZEAS 2030 - Marine | 0.15 | 0.186 | 0 | CBSA 2014, adjusted to reflect new efficiencies | 9.6994 | 2032 | 1 | SWHC046-03
COM-HVAC-FS-PU-11-ZEAS.48 | Com ¦ Large Packaged Heat Pump (IEER 14.0) - Fuel Sub - Panel Upgrade - ZEAS 2030 - Marine ¦ SCG ¦ Marine | Com ¦ Large Packaged Heat Pump (IEER 14.0) - Fuel Sub - Panel Upgrade - ZEAS 2030 - Marine | SCG ¦ Marine | SCG | All | Electric & Gas | Heat pump, IEER 14.0, 240-760 kbtuh, NR | Efficient |  |  | 1 | Conventional | HVAC | Com - Warehouse | Com | ROB Only | 1 | 1000 sqft2 of floor space | Cap-Tons | 15 | DEER:HVAC_Split-Package_HP | 220 | 0 | -27.6 | SWHC046-03 | 907.8 | 2021 | 493.87 | 2021 | 138.9835 | -50.09 | SWHC046-03 | Com Central HVAC (Large) - Fuel Sub - Panel Upgrade - ZEAS 2030 - Marine ¦ SCG ¦ Marine | Com Central HVAC (Large) - Fuel Sub - Panel Upgrade - ZEAS 2030 - Marine | 0.028212 | 0.186 | 0 | CBSA 2014, adjusted to reflect new efficiencies | 50.4078 | 2032 | 1 | SWHC046-03
COM-HVAC-FS-PU-11-ZEAS.49 | Com ¦ Large Packaged Heat Pump (IEER 14.0) - Fuel Sub - Panel Upgrade - ZEAS 2030 - Hot-Dry ¦ SCG ¦ Hot-Dry | Com ¦ Large Packaged Heat Pump (IEER 14.0) - Fuel Sub - Panel Upgrade - ZEAS 2030 - Hot-Dry | SCG ¦ Hot-Dry | SCG | All | Electric & Gas | Heat pump, IEER 14.0, 240-760 kbtuh, NR | Efficient |  |  | 1 | Conventional | HVAC | Com - College | Com | ROB Only | 1 | 1000 sqft2 of floor space | Cap-Tons | 15 | DEER:HVAC_Split-Package_HP | 65.1529 | 0 | -8.1502 | SWHC046-03 | 907.8 | 2021 | 493.87 | 2021 | 138.9835 | -50.09 | SWHC046-03 | Com Central HVAC (Large) - Fuel Sub - Panel Upgrade - ZEAS 2030 - Hot-Dry ¦ SCG ¦ Hot-Dry | Com Central HVAC (Large) - Fuel Sub - Panel Upgrade - ZEAS 2030 - Hot-Dry | 0.12457 | 0.186 | 0 | CBSA 2014, adjusted to reflect new efficiencies | 21.9656 | 2032 | 1 | SWHC046-03
COM-HVAC-FS-PU-11-ZEAS.50 | Com ¦ Large Packaged Heat Pump (IEER 14.0) - Fuel Sub - Panel Upgrade - ZEAS 2030 - Hot-Dry ¦ SCG ¦ Hot-Dry | Com ¦ Large Packaged Heat Pump (IEER 14.0) - Fuel Sub - Panel Upgrade - ZEAS 2030 - Hot-Dry | SCG ¦ Hot-Dry | SCG | All | Electric & Gas | Heat pump, IEER 14.0, 240-760 kbtuh, NR | Efficient |  |  | 1 | Conventional | HVAC | Com - Grocery | Com | ROB Only | 1 | 1000 sqft2 of floor space | Cap-Tons | 15 | DEER:HVAC_Split-Package_HP | 615 | 0 | -76.6 | SWHC046-03 | 907.8 | 2021 | 493.87 | 2021 | 138.9835 | -50.09 | SWHC046-03 | Com Central HVAC (Large) - Fuel Sub - Panel Upgrade - ZEAS 2030 - Hot-Dry ¦ SCG ¦ Hot-Dry | Com Central HVAC (Large) - Fuel Sub - Panel Upgrade - ZEAS 2030 - Hot-Dry | 0.22158 | 0.186 | 0 | CBSA 2014, adjusted to reflect new efficiencies | 145.2784 | 2032 | 1 | SWHC046-03
COM-HVAC-FS-PU-11-ZEAS.51 | Com ¦ Large Packaged Heat Pump (IEER 14.0) - Fuel Sub - Panel Upgrade - ZEAS 2030 - Hot-Dry ¦ SCG ¦ Hot-Dry | Com ¦ Large Packaged Heat Pump (IEER 14.0) - Fuel Sub - Panel Upgrade - ZEAS 2030 - Hot-Dry | SCG ¦ Hot-Dry | SCG | All | Electric & Gas | Heat pump, IEER 14.0, 240-760 kbtuh, NR | Efficient |  |  | 1 | Conventional | HVAC | Com - Health | Com | ROB Only | 1 | 1000 sqft2 of floor space | Cap-Tons | 15 | DEER:HVAC_Split-Package_HP | 125.8093 | 0 | -16.6456 | SWHC046-03 | 907.8 | 2021 | 493.87 | 2021 | 138.9835 | -50.09 | SWHC046-03 | Com Central HVAC (Large) - Fuel Sub - Panel Upgrade - ZEAS 2030 - Hot-Dry ¦ SCG ¦ Hot-Dry | Com Central HVAC (Large) - Fuel Sub - Panel Upgrade - ZEAS 2030 - Hot-Dry | 0.17666 | 0.186 | 0 | CBSA 2014, adjusted to reflect new efficiencies | 38.7842 | 2032 | 1 | SWHC046-03
COM-HVAC-FS-PU-11-ZEAS.52 | Com ¦ Large Packaged Heat Pump (IEER 14.0) - Fuel Sub - Panel Upgrade - ZEAS 2030 - Hot-Dry ¦ SCG ¦ Hot-Dry | Com ¦ Large Packaged Heat Pump (IEER 14.0) - Fuel Sub - Panel Upgrade - ZEAS 2030 - Hot-Dry | SCG ¦ Hot-Dry | SCG | All | Electric & Gas | Heat pump, IEER 14.0, 240-760 kbtuh, NR | Efficient |  |  | 1 | Conventional | HVAC | Com - Lodging | Com | ROB Only | 1 | 1000 sqft2 of floor space | Cap-Tons | 15 | DEER:HVAC_Split-Package_HP | 229.0513 | 0 | -26.2071 | SWHC046-03 | 907.8 | 2021 | 493.87 | 2021 | 138.9835 | -50.09 | SWHC046-03 | Com Central HVAC (Large) - Fuel Sub - Panel Upgrade - ZEAS 2030 - Hot-Dry ¦ SCG ¦ Hot-Dry | Com Central HVAC (Large) - Fuel Sub - Panel Upgrade - ZEAS 2030 - Hot-Dry | 0.099203 | 0.186 | 0 | CBSA 2014, adjusted to reflect new efficiencies | 222.7654 | 2032 | 1 | SWHC046-03
COM-HVAC-FS-PU-11-ZEAS.53 | Com ¦ Large Packaged Heat Pump (IEER 14.0) - Fuel Sub - Panel Upgrade - ZEAS 2030 - Hot-Dry ¦ SCG ¦ Hot-Dry | Com ¦ Large Packaged Heat Pump (IEER 14.0) - Fuel Sub - Panel Upgrade - ZEAS 2030 - Hot-Dry | SCG ¦ Hot-Dry | SCG | All | Electric & Gas | Heat pump, IEER 14.0, 240-760 kbtuh, NR | Efficient |  |  | 1 | Conventional | HVAC | Com - Office (Large) | Com | ROB Only | 1 | 1000 sqft2 of floor space | Cap-Tons | 15 | DEER:HVAC_Split-Package_HP | 1.93 | 0 | -0.802 | SWHC046-03 | 907.8 | 2021 | 493.87 | 2021 | 138.9835 | -50.09 | SWHC046-03 | Com Central HVAC (Large) - Fuel Sub - Panel Upgrade - ZEAS 2030 - Hot-Dry ¦ SCG ¦ Hot-Dry | Com Central HVAC (Large) - Fuel Sub - Panel Upgrade - ZEAS 2030 - Hot-Dry | 0.13151 | 0.186 | 0 | CBSA 2014, adjusted to reflect new efficiencies | 3.4096 | 2032 | 1 | SWHC046-03
COM-HVAC-FS-PU-11-ZEAS.54 | Com ¦ Large Packaged Heat Pump (IEER 14.0) - Fuel Sub - Panel Upgrade - ZEAS 2030 - Hot-Dry ¦ SCG ¦ Hot-Dry | Com ¦ Large Packaged Heat Pump (IEER 14.0) - Fuel Sub - Panel Upgrade - ZEAS 2030 - Hot-Dry | SCG ¦ Hot-Dry | SCG | All | Electric & Gas | Heat pump, IEER 14.0, 240-760 kbtuh, NR | Efficient |  |  | 1 | Conventional | HVAC | Com - Office (Small) | Com | ROB Only | 1 | 1000 sqft2 of floor space | Cap-Tons | 15 | DEER:HVAC_Split-Package_HP | 35.9 | 0 | -5.06 | SWHC046-03 | 907.8 | 2021 | 493.87 | 2021 | 138.9835 | -50.09 | SWHC046-03 | Com Central HVAC (Large) - Fuel Sub - Panel Upgrade - ZEAS 2030 - Hot-Dry ¦ SCG ¦ Hot-Dry | Com Central HVAC (Large) - Fuel Sub - Panel Upgrade - ZEAS 2030 - Hot-Dry | 0.1492 | 0.186 | 0 | CBSA 2014, adjusted to reflect new efficiencies | 8.3712 | 2032 | 1 | SWHC046-03
COM-HVAC-FS-PU-11-ZEAS.55 | Com ¦ Large Packaged Heat Pump (IEER 14.0) - Fuel Sub - Panel Upgrade - ZEAS 2030 - Hot-Dry ¦ SCG ¦ Hot-Dry | Com ¦ Large Packaged Heat Pump (IEER 14.0) - Fuel Sub - Panel Upgrade - ZEAS 2030 - Hot-Dry | SCG ¦ Hot-Dry | SCG | All | Electric & Gas | Heat pump, IEER 14.0, 240-760 kbtuh, NR | Efficient |  |  | 1 | Conventional | HVAC | Com - Other | Com | ROB Only | 1 | 1000 sqft2 of floor space | Cap-Tons | 15 | DEER:HVAC_Split-Package_HP | 117 | 0 | -13.8 | SWHC046-03 | 907.8 | 2021 | 493.87 | 2021 | 138.9835 | -50.09 | SWHC046-03 | Com Central HVAC (Large) - Fuel Sub - Panel Upgrade - ZEAS 2030 - Hot-Dry ¦ SCG ¦ Hot-Dry | Com Central HVAC (Large) - Fuel Sub - Panel Upgrade - ZEAS 2030 - Hot-Dry | 0.21371 | 0.186 | 0 | CBSA 2014, adjusted to reflect new efficiencies | 49.5944 | 2032 | 1 | SWHC046-03
COM-HVAC-FS-PU-11-ZEAS.56 | Com ¦ Large Packaged Heat Pump (IEER 14.0) - Fuel Sub - Panel Upgrade - ZEAS 2030 - Hot-Dry ¦ SCG ¦ Hot-Dry | Com ¦ Large Packaged Heat Pump (IEER 14.0) - Fuel Sub - Panel Upgrade - ZEAS 2030 - Hot-Dry | SCG ¦ Hot-Dry | SCG | All | Electric & Gas | Heat pump, IEER 14.0, 240-760 kbtuh, NR | Efficient |  |  | 1 | Conventional | HVAC | Com - Refrig. Warehouse | Com | ROB Only | 1 | 1000 sqft2 of floor space | Cap-Tons | 15 | DEER:HVAC_Split-Package_HP | 0 | 0 | 0 | SWHC046-03 | 0 | 2021 | 0 | 2021 | 138.9835 | -50.09 | SWHC046-03 | Com Central HVAC (Large) - Fuel Sub - Panel Upgrade - ZEAS 2030 - Hot-Dry ¦ SCG ¦ Hot-Dry | Com Central HVAC (Large) - Fuel Sub - Panel Upgrade - ZEAS 2030 - Hot-Dry | 0 | 0.186 | 0 | CBSA 2014, adjusted to reflect new efficiencies | 0 | 2032 | 1 | SWHC046-03
COM-HVAC-FS-PU-11-ZEAS.57 | Com ¦ Large Packaged Heat Pump (IEER 14.0) - Fuel Sub - Panel Upgrade - ZEAS 2030 - Hot-Dry ¦ SCG ¦ Hot-Dry | Com ¦ Large Packaged Heat Pump (IEER 14.0) - Fuel Sub - Panel Upgrade - ZEAS 2030 - Hot-Dry | SCG ¦ Hot-Dry | SCG | All | Electric & Gas | Heat pump, IEER 14.0, 240-760 kbtuh, NR | Efficient |  |  | 1 | Conventional | HVAC | Com - Restaurant | Com | ROB Only | 1 | 1000 sqft2 of floor space | Cap-Tons | 15 | DEER:HVAC_Split-Package_HP | 40.5042 | 0 | -4.8805 | SWHC046-03 | 907.8 | 2021 | 493.87 | 2021 | 138.9835 | -50.09 | SWHC046-03 | Com Central HVAC (Large) - Fuel Sub - Panel Upgrade - ZEAS 2030 - Hot-Dry ¦ SCG ¦ Hot-Dry | Com Central HVAC (Large) - Fuel Sub - Panel Upgrade - ZEAS 2030 - Hot-Dry | 0.21772 | 0.186 | 0 | CBSA 2014, adjusted to reflect new efficiencies | 2.9466 | 2032 | 1 | SWHC046-03
COM-HVAC-FS-PU-11-ZEAS.58 | Com ¦ Large Packaged Heat Pump (IEER 14.0) - Fuel Sub - Panel Upgrade - ZEAS 2030 - Hot-Dry ¦ SCG ¦ Hot-Dry | Com ¦ Large Packaged Heat Pump (IEER 14.0) - Fuel Sub - Panel Upgrade - ZEAS 2030 - Hot-Dry | SCG ¦ Hot-Dry | SCG | All | Electric & Gas | Heat pump, IEER 14.0, 240-760 kbtuh, NR | Efficient |  |  | 1 | Conventional | HVAC | Com - Retail | Com | ROB Only | 1 | 1000 sqft2 of floor space | Cap-Tons | 15 | DEER:HVAC_Split-Package_HP | 50.7604 | 0 | -5.8293 | SWHC046-03 | 907.8 | 2021 | 493.87 | 2021 | 138.9835 | -50.09 | SWHC046-03 | Com Central HVAC (Large) - Fuel Sub - Panel Upgrade - ZEAS 2030 - Hot-Dry ¦ SCG ¦ Hot-Dry | Com Central HVAC (Large) - Fuel Sub - Panel Upgrade - ZEAS 2030 - Hot-Dry | 0.092114 | 0.186 | 0 | CBSA 2014, adjusted to reflect new efficiencies | 10.9705 | 2032 | 1 | SWHC046-03
COM-HVAC-FS-PU-11-ZEAS.59 | Com ¦ Large Packaged Heat Pump (IEER 14.0) - Fuel Sub - Panel Upgrade - ZEAS 2030 - Hot-Dry ¦ SCG ¦ Hot-Dry | Com ¦ Large Packaged Heat Pump (IEER 14.0) - Fuel Sub - Panel Upgrade - ZEAS 2030 - Hot-Dry | SCG ¦ Hot-Dry | SCG | All | Electric & Gas | Heat pump, IEER 14.0, 240-760 kbtuh, NR | Efficient |  |  | 1 | Conventional | HVAC | Com - School | Com | ROB Only | 1 | 1000 sqft2 of floor space | Cap-Tons | 15 | DEER:HVAC_Split-Package_HP | 60.9626 | 0 | -7.8447 | SWHC046-03 | 907.8 | 2021 | 493.87 | 2021 | 138.9835 | -50.09 | SWHC046-03 | Com Central HVAC (Large) - Fuel Sub - Panel Upgrade - ZEAS 2030 - Hot-Dry ¦ SCG ¦ Hot-Dry | Com Central HVAC (Large) - Fuel Sub - Panel Upgrade - ZEAS 2030 - Hot-Dry | 0.15 | 0.186 | 0 | CBSA 2014, adjusted to reflect new efficiencies | 7.8859 | 2032 | 1 | SWHC046-03
COM-HVAC-FS-PU-11-ZEAS.60 | Com ¦ Large Packaged Heat Pump (IEER 14.0) - Fuel Sub - Panel Upgrade - ZEAS 2030 - Hot-Dry ¦ SCG ¦ Hot-Dry | Com ¦ Large Packaged Heat Pump (IEER 14.0) - Fuel Sub - Panel Upgrade - ZEAS 2030 - Hot-Dry | SCG ¦ Hot-Dry | SCG | All | Electric & Gas | Heat pump, IEER 14.0, 240-760 kbtuh, NR | Efficient |  |  | 1 | Conventional | HVAC | Com - Warehouse | Com | ROB Only | 1 | 1000 sqft2 of floor space | Cap-Tons | 15 | DEER:HVAC_Split-Package_HP | 190 | 0 | -25 | SWHC046-03 | 907.8 | 2021 | 493.87 | 2021 | 138.9835 | -50.09 | SWHC046-03 | Com Central HVAC (Large) - Fuel Sub - Panel Upgrade - ZEAS 2030 - Hot-Dry ¦ SCG ¦ Hot-Dry | Com Central HVAC (Large) - Fuel Sub - Panel Upgrade - ZEAS 2030 - Hot-Dry | 0.028212 | 0.186 | 0 | CBSA 2014, adjusted to reflect new efficiencies | 48.4393 | 2032 | 1 | SWHC046-03
COM-HVAC-FS-PU-11-ZEAS.61 | Com ¦ Large Packaged Heat Pump (IEER 14.0) - Fuel Sub - Panel Upgrade - ZEAS 2030 - Cold ¦ SCG ¦ Cold | Com ¦ Large Packaged Heat Pump (IEER 14.0) - Fuel Sub - Panel Upgrade - ZEAS 2030 - Cold | SCG ¦ Cold | SCG | All | Electric & Gas | Heat pump, IEER 14.0, 240-760 kbtuh, NR | Efficient |  |  | 1 | Conventional | HVAC | Com - College | Com | ROB Only | 1 | 1000 sqft2 of floor space | Cap-Tons | 15 | DEER:HVAC_Split-Package_HP | 616.9734 | 0 | -68.7425 | SWHC046-03 | 907.8 | 2021 | 493.87 | 2021 | 138.9835 | -50.09 | SWHC046-03 | Com Central HVAC (Large) - Fuel Sub - Panel Upgrade - ZEAS 2030 - Cold ¦ SCG ¦ Cold | Com Central HVAC (Large) - Fuel Sub - Panel Upgrade - ZEAS 2030 - Cold | 0.12457 | 0.186 | 0 | CBSA 2014, adjusted to reflect new efficiencies | 180.1774 | 2032 | 1 | SWHC046-03
COM-HVAC-FS-PU-11-ZEAS.62 | Com ¦ Large Packaged Heat Pump (IEER 14.0) - Fuel Sub - Panel Upgrade - ZEAS 2030 - Cold ¦ SCG ¦ Cold | Com ¦ Large Packaged Heat Pump (IEER 14.0) - Fuel Sub - Panel Upgrade - ZEAS 2030 - Cold | SCG ¦ Cold | SCG | All | Electric & Gas | Heat pump, IEER 14.0, 240-760 kbtuh, NR | Efficient |  |  | 1 | Conventional | HVAC | Com - Grocery | Com | ROB Only | 1 | 1000 sqft2 of floor space | Cap-Tons | 15 | DEER:HVAC_Split-Package_HP | 2800 | 0 | -283 | SWHC046-03 | 907.8 | 2021 | 493.87 | 2021 | 138.9835 | -50.09 | SWHC046-03 | Com Central HVAC (Large) - Fuel Sub - Panel Upgrade - ZEAS 2030 - Cold ¦ SCG ¦ Cold | Com Central HVAC (Large) - Fuel Sub - Panel Upgrade - ZEAS 2030 - Cold | 0.22158 | 0.186 | 0 | CBSA 2014, adjusted to reflect new efficiencies | 507.0414 | 2032 | 1 | SWHC046-03
COM-HVAC-FS-PU-11-ZEAS.63 | Com ¦ Large Packaged Heat Pump (IEER 14.0) - Fuel Sub - Panel Upgrade - ZEAS 2030 - Cold ¦ SCG ¦ Cold | Com ¦ Large Packaged Heat Pump (IEER 14.0) - Fuel Sub - Panel Upgrade - ZEAS 2030 - Cold | SCG ¦ Cold | SCG | All | Electric & Gas | Heat pump, IEER 14.0, 240-760 kbtuh, NR | Efficient |  |  | 1 | Conventional | HVAC | Com - Health | Com | ROB Only | 1 | 1000 sqft2 of floor space | Cap-Tons | 15 | DEER:HVAC_Split-Package_HP | 787.6167 | 0 | -88.0091 | SWHC046-03 | 907.8 | 2021 | 493.87 | 2021 | 138.9835 | -50.09 | SWHC046-03 | Com Central HVAC (Large) - Fuel Sub - Panel Upgrade - ZEAS 2030 - Cold ¦ SCG ¦ Cold | Com Central HVAC (Large) - Fuel Sub - Panel Upgrade - ZEAS 2030 - Cold | 0.17666 | 0.186 | 0 | CBSA 2014, adjusted to reflect new efficiencies | 197.0498 | 2032 | 1 | SWHC046-03
COM-HVAC-FS-PU-11-ZEAS.64 | Com ¦ Large Packaged Heat Pump (IEER 14.0) - Fuel Sub - Panel Upgrade - ZEAS 2030 - Cold ¦ SCG ¦ Cold | Com ¦ Large Packaged Heat Pump (IEER 14.0) - Fuel Sub - Panel Upgrade - ZEAS 2030 - Cold | SCG ¦ Cold | SCG | All | Electric & Gas | Heat pump, IEER 14.0, 240-760 kbtuh, NR | Efficient |  |  | 1 | Conventional | HVAC | Com - Lodging | Com | ROB Only | 1 | 1000 sqft2 of floor space | Cap-Tons | 15 | DEER:HVAC_Split-Package_HP | 1540.662 | 0 | -171.2941 | SWHC046-03 | 907.8 | 2021 | 493.87 | 2021 | 138.9835 | -50.09 | SWHC046-03 | Com Central HVAC (Large) - Fuel Sub - Panel Upgrade - ZEAS 2030 - Cold ¦ SCG ¦ Cold | Com Central HVAC (Large) - Fuel Sub - Panel Upgrade - ZEAS 2030 - Cold | 0.099203 | 0.186 | 0 | CBSA 2014, adjusted to reflect new efficiencies | 1449.1674 | 2032 | 1 | SWHC046-03
COM-HVAC-FS-PU-11-ZEAS.65 | Com ¦ Large Packaged Heat Pump (IEER 14.0) - Fuel Sub - Panel Upgrade - ZEAS 2030 - Cold ¦ SCG ¦ Cold | Com ¦ Large Packaged Heat Pump (IEER 14.0) - Fuel Sub - Panel Upgrade - ZEAS 2030 - Cold | SCG ¦ Cold | SCG | All | Electric & Gas | Heat pump, IEER 14.0, 240-760 kbtuh, NR | Efficient |  |  | 1 | Conventional | HVAC | Com - Office (Large) | Com | ROB Only | 1 | 1000 sqft2 of floor space | Cap-Tons | 15 | DEER:HVAC_Split-Package_HP | 149 | 0 | -15.8 | SWHC046-03 | 907.8 | 2021 | 493.87 | 2021 | 138.9835 | -50.09 | SWHC046-03 | Com Central HVAC (Large) - Fuel Sub - Panel Upgrade - ZEAS 2030 - Cold ¦ SCG ¦ Cold | Com Central HVAC (Large) - Fuel Sub - Panel Upgrade - ZEAS 2030 - Cold | 0.13151 | 0.186 | 0 | CBSA 2014, adjusted to reflect new efficiencies | 56.1347 | 2032 | 1 | SWHC046-03
COM-HVAC-FS-PU-11-ZEAS.66 | Com ¦ Large Packaged Heat Pump (IEER 14.0) - Fuel Sub - Panel Upgrade - ZEAS 2030 - Cold ¦ SCG ¦ Cold | Com ¦ Large Packaged Heat Pump (IEER 14.0) - Fuel Sub - Panel Upgrade - ZEAS 2030 - Cold | SCG ¦ Cold | SCG | All | Electric & Gas | Heat pump, IEER 14.0, 240-760 kbtuh, NR | Efficient |  |  | 1 | Conventional | HVAC | Com - Office (Small) | Com | ROB Only | 1 | 1000 sqft2 of floor space | Cap-Tons | 15 | DEER:HVAC_Split-Package_HP | 357 | 0 | -38.8 | SWHC046-03 | 907.8 | 2021 | 493.87 | 2021 | 138.9835 | -50.09 | SWHC046-03 | Com Central HVAC (Large) - Fuel Sub - Panel Upgrade - ZEAS 2030 - Cold ¦ SCG ¦ Cold | Com Central HVAC (Large) - Fuel Sub - Panel Upgrade - ZEAS 2030 - Cold | 0.1492 | 0.186 | 0 | CBSA 2014, adjusted to reflect new efficiencies | 60.4437 | 2032 | 1 | SWHC046-03
COM-HVAC-FS-PU-11-ZEAS.67 | Com ¦ Large Packaged Heat Pump (IEER 14.0) - Fuel Sub - Panel Upgrade - ZEAS 2030 - Cold ¦ SCG ¦ Cold | Com ¦ Large Packaged Heat Pump (IEER 14.0) - Fuel Sub - Panel Upgrade - ZEAS 2030 - Cold | SCG ¦ Cold | SCG | All | Electric & Gas | Heat pump, IEER 14.0, 240-760 kbtuh, NR | Efficient |  |  | 1 | Conventional | HVAC | Com - Other | Com | ROB Only | 1 | 1000 sqft2 of floor space | Cap-Tons | 15 | DEER:HVAC_Split-Package_HP | 1150 | 0 | -137 | SWHC046-03 | 907.8 | 2021 | 493.87 | 2021 | 138.9835 | -50.09 | SWHC046-03 | Com Central HVAC (Large) - Fuel Sub - Panel Upgrade - ZEAS 2030 - Cold ¦ SCG ¦ Cold | Com Central HVAC (Large) - Fuel Sub - Panel Upgrade - ZEAS 2030 - Cold | 0.21371 | 0.186 | 0 | CBSA 2014, adjusted to reflect new efficiencies | 493.6228 | 2032 | 1 | SWHC046-03
COM-HVAC-FS-PU-11-ZEAS.68 | Com ¦ Large Packaged Heat Pump (IEER 14.0) - Fuel Sub - Panel Upgrade - ZEAS 2030 - Cold ¦ SCG ¦ Cold | Com ¦ Large Packaged Heat Pump (IEER 14.0) - Fuel Sub - Panel Upgrade - ZEAS 2030 - Cold | SCG ¦ Cold | SCG | All | Electric & Gas | Heat pump, IEER 14.0, 240-760 kbtuh, NR | Efficient |  |  | 1 | Conventional | HVAC | Com - Refrig. Warehouse | Com | ROB Only | 1 | 1000 sqft2 of floor space | Cap-Tons | 15 | DEER:HVAC_Split-Package_HP | 0 | 0 | 0 | SWHC046-03 | 0 | 2021 | 0 | 2021 | 138.9835 | -50.09 | SWHC046-03 | Com Central HVAC (Large) - Fuel Sub - Panel Upgrade - ZEAS 2030 - Cold ¦ SCG ¦ Cold | Com Central HVAC (Large) - Fuel Sub - Panel Upgrade - ZEAS 2030 - Cold | 0 | 0.186 | 0 | CBSA 2014, adjusted to reflect new efficiencies | 0 | 2032 | 1 | SWHC046-03
COM-HVAC-FS-PU-11-ZEAS.69 | Com ¦ Large Packaged Heat Pump (IEER 14.0) - Fuel Sub - Panel Upgrade - ZEAS 2030 - Cold ¦ SCG ¦ Cold | Com ¦ Large Packaged Heat Pump (IEER 14.0) - Fuel Sub - Panel Upgrade - ZEAS 2030 - Cold | SCG ¦ Cold | SCG | All | Electric & Gas | Heat pump, IEER 14.0, 240-760 kbtuh, NR | Efficient |  |  | 1 | Conventional | HVAC | Com - Restaurant | Com | ROB Only | 1 | 1000 sqft2 of floor space | Cap-Tons | 15 | DEER:HVAC_Split-Package_HP | 735.0204 | 0 | -83.2271 | SWHC046-03 | 907.8 | 2021 | 493.87 | 2021 | 138.9835 | -50.09 | SWHC046-03 | Com Central HVAC (Large) - Fuel Sub - Panel Upgrade - ZEAS 2030 - Cold ¦ SCG ¦ Cold | Com Central HVAC (Large) - Fuel Sub - Panel Upgrade - ZEAS 2030 - Cold | 0.21772 | 0.186 | 0 | CBSA 2014, adjusted to reflect new efficiencies | 49.4612 | 2032 | 1 | SWHC046-03
COM-HVAC-FS-PU-11-ZEAS.70 | Com ¦ Large Packaged Heat Pump (IEER 14.0) - Fuel Sub - Panel Upgrade - ZEAS 2030 - Cold ¦ SCG ¦ Cold | Com ¦ Large Packaged Heat Pump (IEER 14.0) - Fuel Sub - Panel Upgrade - ZEAS 2030 - Cold | SCG ¦ Cold | SCG | All | Electric & Gas | Heat pump, IEER 14.0, 240-760 kbtuh, NR | Efficient |  |  | 1 | Conventional | HVAC | Com - Retail | Com | ROB Only | 1 | 1000 sqft2 of floor space | Cap-Tons | 15 | DEER:HVAC_Split-Package_HP | 674.5041 | 0 | -74.8337 | SWHC046-03 | 907.8 | 2021 | 493.87 | 2021 | 138.9835 | -50.09 | SWHC046-03 | Com Central HVAC (Large) - Fuel Sub - Panel Upgrade - ZEAS 2030 - Cold ¦ SCG ¦ Cold | Com Central HVAC (Large) - Fuel Sub - Panel Upgrade - ZEAS 2030 - Cold | 0.092114 | 0.186 | 0 | CBSA 2014, adjusted to reflect new efficiencies | 132.7972 | 2032 | 1 | SWHC046-03
COM-HVAC-FS-PU-11-ZEAS.71 | Com ¦ Large Packaged Heat Pump (IEER 14.0) - Fuel Sub - Panel Upgrade - ZEAS 2030 - Cold ¦ SCG ¦ Cold | Com ¦ Large Packaged Heat Pump (IEER 14.0) - Fuel Sub - Panel Upgrade - ZEAS 2030 - Cold | SCG ¦ Cold | SCG | All | Electric & Gas | Heat pump, IEER 14.0, 240-760 kbtuh, NR | Efficient |  |  | 1 | Conventional | HVAC | Com - School | Com | ROB Only | 1 | 1000 sqft2 of floor space | Cap-Tons | 15 | DEER:HVAC_Split-Package_HP | 655.1832 | 0 | -73.3577 | SWHC046-03 | 907.8 | 2021 | 493.87 | 2021 | 138.9835 | -50.09 | SWHC046-03 | Com Central HVAC (Large) - Fuel Sub - Panel Upgrade - ZEAS 2030 - Cold ¦ SCG ¦ Cold | Com Central HVAC (Large) - Fuel Sub - Panel Upgrade - ZEAS 2030 - Cold | 0.15 | 0.186 | 0 | CBSA 2014, adjusted to reflect new efficiencies | 59.73 | 2032 | 1 | SWHC046-03
COM-HVAC-FS-PU-11-ZEAS.72 | Com ¦ Large Packaged Heat Pump (IEER 14.0) - Fuel Sub - Panel Upgrade - ZEAS 2030 - Cold ¦ SCG ¦ Cold | Com ¦ Large Packaged Heat Pump (IEER 14.0) - Fuel Sub - Panel Upgrade - ZEAS 2030 - Cold | SCG ¦ Cold | SCG | All | Electric & Gas | Heat pump, IEER 14.0, 240-760 kbtuh, NR | Efficient |  |  | 1 | Conventional | HVAC | Com - Warehouse | Com | ROB Only | 1 | 1000 sqft2 of floor space | Cap-Tons | 15 | DEER:HVAC_Split-Package_HP | 1120 | 0 | -125 | SWHC046-03 | 907.8 | 2021 | 493.87 | 2021 | 138.9835 | -50.09 | SWHC046-03 | Com Central HVAC (Large) - Fuel Sub - Panel Upgrade - ZEAS 2030 - Cold ¦ SCG ¦ Cold | Com Central HVAC (Large) - Fuel Sub - Panel Upgrade - ZEAS 2030 - Cold | 0.028212 | 0.186 | 0 | CBSA 2014, adjusted to reflect new efficiencies | 191.2435 | 2032 | 1 | SWHC046-03
COM-HVAC-FS-PU-11-ZEAS.73 | Com ¦ Large Packaged Heat Pump (IEER 14.0) - Fuel Sub - Panel Upgrade - ZEAS 2030 - Marine ¦ SDG&E ¦ Marine | Com ¦ Large Packaged Heat Pump (IEER 14.0) - Fuel Sub - Panel Upgrade - ZEAS 2030 - Marine | SDG&E ¦ Marine | SDG&E | All | Electric & Gas | Heat pump, IEER 14.0, 240-760 kbtuh, NR | Efficient |  |  | 1 | Conventional | HVAC | Com - College | Com | ROB Only | 1 | 1000 sqft2 of floor space | Cap-Tons | 15 | DEER:HVAC_Split-Package_HP | 56.0937 | 0 | -8.342 | SWHC046-03 | 907.8 | 2021 | 493.87 | 2021 | 138.9835 | -50.09 | SWHC046-03 | Com Central HVAC (Large) - Fuel Sub - Panel Upgrade - ZEAS 2030 - Marine ¦ SDG&E ¦ Marine | Com Central HVAC (Large) - Fuel Sub - Panel Upgrade - ZEAS 2030 - Marine | 0.12207 | 0.186 | 0 | CBSA 2014, adjusted to reflect new efficiencies | 23.2823 | 2032 | 1 | SWHC046-03
COM-HVAC-FS-PU-11-ZEAS.74 | Com ¦ Large Packaged Heat Pump (IEER 14.0) - Fuel Sub - Panel Upgrade - ZEAS 2030 - Marine ¦ SDG&E ¦ Marine | Com ¦ Large Packaged Heat Pump (IEER 14.0) - Fuel Sub - Panel Upgrade - ZEAS 2030 - Marine | SDG&E ¦ Marine | SDG&E | All | Electric & Gas | Heat pump, IEER 14.0, 240-760 kbtuh, NR | Efficient |  |  | 1 | Conventional | HVAC | Com - Grocery | Com | ROB Only | 1 | 1000 sqft2 of floor space | Cap-Tons | 15 | DEER:HVAC_Split-Package_HP | 667 | 0 | -73.8 | SWHC046-03 | 907.8 | 2021 | 493.87 | 2021 | 138.9835 | -50.09 | SWHC046-03 | Com Central HVAC (Large) - Fuel Sub - Panel Upgrade - ZEAS 2030 - Marine ¦ SDG&E ¦ Marine | Com Central HVAC (Large) - Fuel Sub - Panel Upgrade - ZEAS 2030 - Marine | 0.22528 | 0.186 | 0 | CBSA 2014, adjusted to reflect new efficiencies | 135.7785 | 2032 | 1 | SWHC046-03
COM-HVAC-FS-PU-11-ZEAS.75 | Com ¦ Large Packaged Heat Pump (IEER 14.0) - Fuel Sub - Panel Upgrade - ZEAS 2030 - Marine ¦ SDG&E ¦ Marine | Com ¦ Large Packaged Heat Pump (IEER 14.0) - Fuel Sub - Panel Upgrade - ZEAS 2030 - Marine | SDG&E ¦ Marine | SDG&E | All | Electric & Gas | Heat pump, IEER 14.0, 240-760 kbtuh, NR | Efficient |  |  | 1 | Conventional | HVAC | Com - Health | Com | ROB Only | 1 | 1000 sqft2 of floor space | Cap-Tons | 15 | DEER:HVAC_Split-Package_HP | 113.3475 | 0 | -14.8577 | SWHC046-03 | 907.8 | 2021 | 493.87 | 2021 | 138.9835 | -50.09 | SWHC046-03 | Com Central HVAC (Large) - Fuel Sub - Panel Upgrade - ZEAS 2030 - Marine ¦ SDG&E ¦ Marine | Com Central HVAC (Large) - Fuel Sub - Panel Upgrade - ZEAS 2030 - Marine | 0.17567 | 0.186 | 0 | CBSA 2014, adjusted to reflect new efficiencies | 34.5498 | 2032 | 1 | SWHC046-03
COM-HVAC-FS-PU-11-ZEAS.76 | Com ¦ Large Packaged Heat Pump (IEER 14.0) - Fuel Sub - Panel Upgrade - ZEAS 2030 - Marine ¦ SDG&E ¦ Marine | Com ¦ Large Packaged Heat Pump (IEER 14.0) - Fuel Sub - Panel Upgrade - ZEAS 2030 - Marine | SDG&E ¦ Marine | SDG&E | All | Electric & Gas | Heat pump, IEER 14.0, 240-760 kbtuh, NR | Efficient |  |  | 1 | Conventional | HVAC | Com - Lodging | Com | ROB Only | 1 | 1000 sqft2 of floor space | Cap-Tons | 15 | DEER:HVAC_Split-Package_HP | 234.2601 | 0 | -30.7179 | SWHC046-03 | 907.8 | 2021 | 493.87 | 2021 | 138.9835 | -50.09 | SWHC046-03 | Com Central HVAC (Large) - Fuel Sub - Panel Upgrade - ZEAS 2030 - Marine ¦ SDG&E ¦ Marine | Com Central HVAC (Large) - Fuel Sub - Panel Upgrade - ZEAS 2030 - Marine | 0.098289 | 0.186 | 0 | CBSA 2014, adjusted to reflect new efficiencies | 266.5039 | 2032 | 1 | SWHC046-03
COM-HVAC-FS-PU-11-ZEAS.77 | Com ¦ Large Packaged Heat Pump (IEER 14.0) - Fuel Sub - Panel Upgrade - ZEAS 2030 - Marine ¦ SDG&E ¦ Marine | Com ¦ Large Packaged Heat Pump (IEER 14.0) - Fuel Sub - Panel Upgrade - ZEAS 2030 - Marine | SDG&E ¦ Marine | SDG&E | All | Electric & Gas | Heat pump, IEER 14.0, 240-760 kbtuh, NR | Efficient |  |  | 1 | Conventional | HVAC | Com - Office (Large) | Com | ROB Only | 1 | 1000 sqft2 of floor space | Cap-Tons | 15 | DEER:HVAC_Split-Package_HP | -2.86 | 0 | -0.523 | SWHC046-03 | 907.8 | 2021 | 493.87 | 2021 | 138.9835 | -50.09 | SWHC046-03 | Com Central HVAC (Large) - Fuel Sub - Panel Upgrade - ZEAS 2030 - Marine ¦ SDG&E ¦ Marine | Com Central HVAC (Large) - Fuel Sub - Panel Upgrade - ZEAS 2030 - Marine | 0.12833 | 0.186 | 0 | CBSA 2014, adjusted to reflect new efficiencies | 2.6331 | 2032 | 1 | SWHC046-03
COM-HVAC-FS-PU-11-ZEAS.78 | Com ¦ Large Packaged Heat Pump (IEER 14.0) - Fuel Sub - Panel Upgrade - ZEAS 2030 - Marine ¦ SDG&E ¦ Marine | Com ¦ Large Packaged Heat Pump (IEER 14.0) - Fuel Sub - Panel Upgrade - ZEAS 2030 - Marine | SDG&E ¦ Marine | SDG&E | All | Electric & Gas | Heat pump, IEER 14.0, 240-760 kbtuh, NR | Efficient |  |  | 1 | Conventional | HVAC | Com - Office (Small) | Com | ROB Only | 1 | 1000 sqft2 of floor space | Cap-Tons | 15 | DEER:HVAC_Split-Package_HP | 30.4 | 0 | -4.48 | SWHC046-03 | 907.8 | 2021 | 493.87 | 2021 | 138.9835 | -50.09 | SWHC046-03 | Com Central HVAC (Large) - Fuel Sub - Panel Upgrade - ZEAS 2030 - Marine ¦ SDG&E ¦ Marine | Com Central HVAC (Large) - Fuel Sub - Panel Upgrade - ZEAS 2030 - Marine | 0.15582 | 0.186 | 0 | CBSA 2014, adjusted to reflect new efficiencies | 7.4752 | 2032 | 1 | SWHC046-03
COM-HVAC-FS-PU-11-ZEAS.79 | Com ¦ Large Packaged Heat Pump (IEER 14.0) - Fuel Sub - Panel Upgrade - ZEAS 2030 - Marine ¦ SDG&E ¦ Marine | Com ¦ Large Packaged Heat Pump (IEER 14.0) - Fuel Sub - Panel Upgrade - ZEAS 2030 - Marine | SDG&E ¦ Marine | SDG&E | All | Electric & Gas | Heat pump, IEER 14.0, 240-760 kbtuh, NR | Efficient |  |  | 1 | Conventional | HVAC | Com - Other | Com | ROB Only | 1 | 1000 sqft2 of floor space | Cap-Tons | 15 | DEER:HVAC_Split-Package_HP | 129 | 0 | -16.7 | SWHC046-03 | 907.8 | 2021 | 493.87 | 2021 | 138.9835 | -50.09 | SWHC046-03 | Com Central HVAC (Large) - Fuel Sub - Panel Upgrade - ZEAS 2030 - Marine ¦ SDG&E ¦ Marine | Com Central HVAC (Large) - Fuel Sub - Panel Upgrade - ZEAS 2030 - Marine | 0.21005 | 0.186 | 0 | CBSA 2014, adjusted to reflect new efficiencies | 61.4064 | 2032 | 1 | SWHC046-03
COM-HVAC-FS-PU-11-ZEAS.80 | Com ¦ Large Packaged Heat Pump (IEER 14.0) - Fuel Sub - Panel Upgrade - ZEAS 2030 - Marine ¦ SDG&E ¦ Marine | Com ¦ Large Packaged Heat Pump (IEER 14.0) - Fuel Sub - Panel Upgrade - ZEAS 2030 - Marine | SDG&E ¦ Marine | SDG&E | All | Electric & Gas | Heat pump, IEER 14.0, 240-760 kbtuh, NR | Efficient |  |  | 1 | Conventional | HVAC | Com - Refrig. Warehouse | Com | ROB Only | 1 | 1000 sqft2 of floor space | Cap-Tons | 15 | DEER:HVAC_Split-Package_HP | 0 | 0 | 0 | SWHC046-03 | 0 | 2021 | 0 | 2021 | 138.9835 | -50.09 | SWHC046-03 | Com Central HVAC (Large) - Fuel Sub - Panel Upgrade - ZEAS 2030 - Marine ¦ SDG&E ¦ Marine | Com Central HVAC (Large) - Fuel Sub - Panel Upgrade - ZEAS 2030 - Marine | 0 | 0.186 | 0 | CBSA 2014, adjusted to reflect new efficiencies | 0 | 2032 | 1 | SWHC046-03
COM-HVAC-FS-PU-11-ZEAS.81 | Com ¦ Large Packaged Heat Pump (IEER 14.0) - Fuel Sub - Panel Upgrade - ZEAS 2030 - Marine ¦ SDG&E ¦ Marine | Com ¦ Large Packaged Heat Pump (IEER 14.0) - Fuel Sub - Panel Upgrade - ZEAS 2030 - Marine | SDG&E ¦ Marine | SDG&E | All | Electric & Gas | Heat pump, IEER 14.0, 240-760 kbtuh, NR | Efficient |  |  | 1 | Conventional | HVAC | Com - Restaurant | Com | ROB Only | 1 | 1000 sqft2 of floor space | Cap-Tons | 15 | DEER:HVAC_Split-Package_HP | 28.5488 | 0 | -4.423 | SWHC046-03 | 907.8 | 2021 | 493.87 | 2021 | 138.9835 | -50.09 | SWHC046-03 | Com Central HVAC (Large) - Fuel Sub - Panel Upgrade - ZEAS 2030 - Marine ¦ SDG&E ¦ Marine | Com Central HVAC (Large) - Fuel Sub - Panel Upgrade - ZEAS 2030 - Marine | 0.22744 | 0.186 | 0 | CBSA 2014, adjusted to reflect new efficiencies | 2.8154 | 2032 | 1 | SWHC046-03
COM-HVAC-FS-PU-11-ZEAS.82 | Com ¦ Large Packaged Heat Pump (IEER 14.0) - Fuel Sub - Panel Upgrade - ZEAS 2030 - Marine ¦ SDG&E ¦ Marine | Com ¦ Large Packaged Heat Pump (IEER 14.0) - Fuel Sub - Panel Upgrade - ZEAS 2030 - Marine | SDG&E ¦ Marine | SDG&E | All | Electric & Gas | Heat pump, IEER 14.0, 240-760 kbtuh, NR | Efficient |  |  | 1 | Conventional | HVAC | Com - Retail | Com | ROB Only | 1 | 1000 sqft2 of floor space | Cap-Tons | 15 | DEER:HVAC_Split-Package_HP | 50.4967 | 0 | -7.4334 | SWHC046-03 | 907.8 | 2021 | 493.87 | 2021 | 138.9835 | -50.09 | SWHC046-03 | Com Central HVAC (Large) - Fuel Sub - Panel Upgrade - ZEAS 2030 - Marine ¦ SDG&E ¦ Marine | Com Central HVAC (Large) - Fuel Sub - Panel Upgrade - ZEAS 2030 - Marine | 0.092203 | 0.186 | 0 | CBSA 2014, adjusted to reflect new efficiencies | 18.9892 | 2032 | 1 | SWHC046-03
COM-HVAC-FS-PU-11-ZEAS.83 | Com ¦ Large Packaged Heat Pump (IEER 14.0) - Fuel Sub - Panel Upgrade - ZEAS 2030 - Marine ¦ SDG&E ¦ Marine | Com ¦ Large Packaged Heat Pump (IEER 14.0) - Fuel Sub - Panel Upgrade - ZEAS 2030 - Marine | SDG&E ¦ Marine | SDG&E | All | Electric & Gas | Heat pump, IEER 14.0, 240-760 kbtuh, NR | Efficient |  |  | 1 | Conventional | HVAC | Com - School | Com | ROB Only | 1 | 1000 sqft2 of floor space | Cap-Tons | 15 | DEER:HVAC_Split-Package_HP | 56.7768 | 0 | -8.3368 | SWHC046-03 | 907.8 | 2021 | 493.87 | 2021 | 138.9835 | -50.09 | SWHC046-03 | Com Central HVAC (Large) - Fuel Sub - Panel Upgrade - ZEAS 2030 - Marine ¦ SDG&E ¦ Marine | Com Central HVAC (Large) - Fuel Sub - Panel Upgrade - ZEAS 2030 - Marine | 0.15505 | 0.186 | 0 | CBSA 2014, adjusted to reflect new efficiencies | 9.6994 | 2032 | 1 | SWHC046-03
COM-HVAC-FS-PU-11-ZEAS.84 | Com ¦ Large Packaged Heat Pump (IEER 14.0) - Fuel Sub - Panel Upgrade - ZEAS 2030 - Marine ¦ SDG&E ¦ Marine | Com ¦ Large Packaged Heat Pump (IEER 14.0) - Fuel Sub - Panel Upgrade - ZEAS 2030 - Marine | SDG&E ¦ Marine | SDG&E | All | Electric & Gas | Heat pump, IEER 14.0, 240-760 kbtuh, NR | Efficient |  |  | 1 | Conventional | HVAC | Com - Warehouse | Com | ROB Only | 1 | 1000 sqft2 of floor space | Cap-Tons | 15 | DEER:HVAC_Split-Package_HP | 220 | 0 | -27.6 | SWHC046-03 | 907.8 | 2021 | 493.87 | 2021 | 138.9835 | -50.09 | SWHC046-03 | Com Central HVAC (Large) - Fuel Sub - Panel Upgrade - ZEAS 2030 - Marine ¦ SDG&E ¦ Marine | Com Central HVAC (Large) - Fuel Sub - Panel Upgrade - ZEAS 2030 - Marine | 0.028275 | 0.186 | 0 | CBSA 2014, adjusted to reflect new efficiencies | 50.4078 | 2032 | 1 | SWHC046-03
COM-HVAC-FS-PU-11-ZEAS.85 | Com ¦ Large Packaged Heat Pump (IEER 14.0) - Fuel Sub - Panel Upgrade - ZEAS 2030 - Hot-Dry ¦ SDG&E ¦ Hot-Dry | Com ¦ Large Packaged Heat Pump (IEER 14.0) - Fuel Sub - Panel Upgrade - ZEAS 2030 - Hot-Dry | SDG&E ¦ Hot-Dry | SDG&E | All | Electric & Gas | Heat pump, IEER 14.0, 240-760 kbtuh, NR | Efficient |  |  | 1 | Conventional | HVAC | Com - College | Com | ROB Only | 1 | 1000 sqft2 of floor space | Cap-Tons | 15 | DEER:HVAC_Split-Package_HP | 50.3042 | 0 | -7.1995 | SWHC046-03 | 907.8 | 2021 | 493.87 | 2021 | 138.9835 | -50.09 | SWHC046-03 | Com Central HVAC (Large) - Fuel Sub - Panel Upgrade - ZEAS 2030 - Hot-Dry ¦ SDG&E ¦ Hot-Dry | Com Central HVAC (Large) - Fuel Sub - Panel Upgrade - ZEAS 2030 - Hot-Dry | 0.12207 | 0.186 | 0 | CBSA 2014, adjusted to reflect new efficiencies | 19.9509 | 2032 | 1 | SWHC046-03
COM-HVAC-FS-PU-11-ZEAS.86 | Com ¦ Large Packaged Heat Pump (IEER 14.0) - Fuel Sub - Panel Upgrade - ZEAS 2030 - Hot-Dry ¦ SDG&E ¦ Hot-Dry | Com ¦ Large Packaged Heat Pump (IEER 14.0) - Fuel Sub - Panel Upgrade - ZEAS 2030 - Hot-Dry | SDG&E ¦ Hot-Dry | SDG&E | All | Electric & Gas | Heat pump, IEER 14.0, 240-760 kbtuh, NR | Efficient |  |  | 1 | Conventional | HVAC | Com - Grocery | Com | ROB Only | 1 | 1000 sqft2 of floor space | Cap-Tons | 15 | DEER:HVAC_Split-Package_HP | 676 | 0 | -74 | SWHC046-03 | 907.8 | 2021 | 493.87 | 2021 | 138.9835 | -50.09 | SWHC046-03 | Com Central HVAC (Large) - Fuel Sub - Panel Upgrade - ZEAS 2030 - Hot-Dry ¦ SDG&E ¦ Hot-Dry | Com Central HVAC (Large) - Fuel Sub - Panel Upgrade - ZEAS 2030 - Hot-Dry | 0.22528 | 0.186 | 0 | CBSA 2014, adjusted to reflect new efficiencies | 135.7419 | 2032 | 1 | SWHC046-03
COM-HVAC-FS-PU-11-ZEAS.87 | Com ¦ Large Packaged Heat Pump (IEER 14.0) - Fuel Sub - Panel Upgrade - ZEAS 2030 - Hot-Dry ¦ SDG&E ¦ Hot-Dry | Com ¦ Large Packaged Heat Pump (IEER 14.0) - Fuel Sub - Panel Upgrade - ZEAS 2030 - Hot-Dry | SDG&E ¦ Hot-Dry | SDG&E | All | Electric & Gas | Heat pump, IEER 14.0, 240-760 kbtuh, NR | Efficient |  |  | 1 | Conventional | HVAC | Com - Health | Com | ROB Only | 1 | 1000 sqft2 of floor space | Cap-Tons | 15 | DEER:HVAC_Split-Package_HP | 81.8145 | 0 | -10.1976 | SWHC046-03 | 907.8 | 2021 | 493.87 | 2021 | 138.9835 | -50.09 | SWHC046-03 | Com Central HVAC (Large) - Fuel Sub - Panel Upgrade - ZEAS 2030 - Hot-Dry ¦ SDG&E ¦ Hot-Dry | Com Central HVAC (Large) - Fuel Sub - Panel Upgrade - ZEAS 2030 - Hot-Dry | 0.17567 | 0.186 | 0 | CBSA 2014, adjusted to reflect new efficiencies | 23.4504 | 2032 | 1 | SWHC046-03
COM-HVAC-FS-PU-11-ZEAS.88 | Com ¦ Large Packaged Heat Pump (IEER 14.0) - Fuel Sub - Panel Upgrade - ZEAS 2030 - Hot-Dry ¦ SDG&E ¦ Hot-Dry | Com ¦ Large Packaged Heat Pump (IEER 14.0) - Fuel Sub - Panel Upgrade - ZEAS 2030 - Hot-Dry | SDG&E ¦ Hot-Dry | SDG&E | All | Electric & Gas | Heat pump, IEER 14.0, 240-760 kbtuh, NR | Efficient |  |  | 1 | Conventional | HVAC | Com - Lodging | Com | ROB Only | 1 | 1000 sqft2 of floor space | Cap-Tons | 15 | DEER:HVAC_Split-Package_HP | 194.2367 | 0 | -24.47 | SWHC046-03 | 907.8 | 2021 | 493.87 | 2021 | 138.9835 | -50.09 | SWHC046-03 | Com Central HVAC (Large) - Fuel Sub - Panel Upgrade - ZEAS 2030 - Hot-Dry ¦ SDG&E ¦ Hot-Dry | Com Central HVAC (Large) - Fuel Sub - Panel Upgrade - ZEAS 2030 - Hot-Dry | 0.098289 | 0.186 | 0 | CBSA 2014, adjusted to reflect new efficiencies | 211.0958 | 2032 | 1 | SWHC046-03
COM-HVAC-FS-PU-11-ZEAS.89 | Com ¦ Large Packaged Heat Pump (IEER 14.0) - Fuel Sub - Panel Upgrade - ZEAS 2030 - Hot-Dry ¦ SDG&E ¦ Hot-Dry | Com ¦ Large Packaged Heat Pump (IEER 14.0) - Fuel Sub - Panel Upgrade - ZEAS 2030 - Hot-Dry | SDG&E ¦ Hot-Dry | SDG&E | All | Electric & Gas | Heat pump, IEER 14.0, 240-760 kbtuh, NR | Efficient |  |  | 1 | Conventional | HVAC | Com - Office (Large) | Com | ROB Only | 1 | 1000 sqft2 of floor space | Cap-Tons | 15 | DEER:HVAC_Split-Package_HP | -3.62 | 0 | -0.265 | SWHC046-03 | 907.8 | 2021 | 493.87 | 2021 | 138.9835 | -50.09 | SWHC046-03 | Com Central HVAC (Large) - Fuel Sub - Panel Upgrade - ZEAS 2030 - Hot-Dry ¦ SDG&E ¦ Hot-Dry | Com Central HVAC (Large) - Fuel Sub - Panel Upgrade - ZEAS 2030 - Hot-Dry | 0.12833 | 0.186 | 0 | CBSA 2014, adjusted to reflect new efficiencies | 1.55 | 2032 | 1 | SWHC046-03
COM-HVAC-FS-PU-11-ZEAS.90 | Com ¦ Large Packaged Heat Pump (IEER 14.0) - Fuel Sub - Panel Upgrade - ZEAS 2030 - Hot-Dry ¦ SDG&E ¦ Hot-Dry | Com ¦ Large Packaged Heat Pump (IEER 14.0) - Fuel Sub - Panel Upgrade - ZEAS 2030 - Hot-Dry | SDG&E ¦ Hot-Dry | SDG&E | All | Electric & Gas | Heat pump, IEER 14.0, 240-760 kbtuh, NR | Efficient |  |  | 1 | Conventional | HVAC | Com - Office (Small) | Com | ROB Only | 1 | 1000 sqft2 of floor space | Cap-Tons | 15 | DEER:HVAC_Split-Package_HP | 24.1 | 0 | -3.47 | SWHC046-03 | 907.8 | 2021 | 493.87 | 2021 | 138.9835 | -50.09 | SWHC046-03 | Com Central HVAC (Large) - Fuel Sub - Panel Upgrade - ZEAS 2030 - Hot-Dry ¦ SDG&E ¦ Hot-Dry | Com Central HVAC (Large) - Fuel Sub - Panel Upgrade - ZEAS 2030 - Hot-Dry | 0.15582 | 0.186 | 0 | CBSA 2014, adjusted to reflect new efficiencies | 5.7645 | 2032 | 1 | SWHC046-03
COM-HVAC-FS-PU-11-ZEAS.91 | Com ¦ Large Packaged Heat Pump (IEER 14.0) - Fuel Sub - Panel Upgrade - ZEAS 2030 - Hot-Dry ¦ SDG&E ¦ Hot-Dry | Com ¦ Large Packaged Heat Pump (IEER 14.0) - Fuel Sub - Panel Upgrade - ZEAS 2030 - Hot-Dry | SDG&E ¦ Hot-Dry | SDG&E | All | Electric & Gas | Heat pump, IEER 14.0, 240-760 kbtuh, NR | Efficient |  |  | 1 | Conventional | HVAC | Com - Other | Com | ROB Only | 1 | 1000 sqft2 of floor space | Cap-Tons | 15 | DEER:HVAC_Split-Package_HP | 118 | 0 | -14.4 | SWHC046-03 | 907.8 | 2021 | 493.87 | 2021 | 138.9835 | -50.09 | SWHC046-03 | Com Central HVAC (Large) - Fuel Sub - Panel Upgrade - ZEAS 2030 - Hot-Dry ¦ SDG&E ¦ Hot-Dry | Com Central HVAC (Large) - Fuel Sub - Panel Upgrade - ZEAS 2030 - Hot-Dry | 0.21005 | 0.186 | 0 | CBSA 2014, adjusted to reflect new efficiencies | 52.202 | 2032 | 1 | SWHC046-03
COM-HVAC-FS-PU-11-ZEAS.92 | Com ¦ Large Packaged Heat Pump (IEER 14.0) - Fuel Sub - Panel Upgrade - ZEAS 2030 - Hot-Dry ¦ SDG&E ¦ Hot-Dry | Com ¦ Large Packaged Heat Pump (IEER 14.0) - Fuel Sub - Panel Upgrade - ZEAS 2030 - Hot-Dry | SDG&E ¦ Hot-Dry | SDG&E | All | Electric & Gas | Heat pump, IEER 14.0, 240-760 kbtuh, NR | Efficient |  |  | 1 | Conventional | HVAC | Com - Refrig. Warehouse | Com | ROB Only | 1 | 1000 sqft2 of floor space | Cap-Tons | 15 | DEER:HVAC_Split-Package_HP | 0 | 0 | 0 | SWHC046-03 | 0 | 2021 | 0 | 2021 | 138.9835 | -50.09 | SWHC046-03 | Com Central HVAC (Large) - Fuel Sub - Panel Upgrade - ZEAS 2030 - Hot-Dry ¦ SDG&E ¦ Hot-Dry | Com Central HVAC (Large) - Fuel Sub - Panel Upgrade - ZEAS 2030 - Hot-Dry | 0 | 0.186 | 0 | CBSA 2014, adjusted to reflect new efficiencies | 0 | 2032 | 1 | SWHC046-03
COM-HVAC-FS-PU-11-ZEAS.93 | Com ¦ Large Packaged Heat Pump (IEER 14.0) - Fuel Sub - Panel Upgrade - ZEAS 2030 - Hot-Dry ¦ SDG&E ¦ Hot-Dry | Com ¦ Large Packaged Heat Pump (IEER 14.0) - Fuel Sub - Panel Upgrade - ZEAS 2030 - Hot-Dry | SDG&E ¦ Hot-Dry | SDG&E | All | Electric & Gas | Heat pump, IEER 14.0, 240-760 kbtuh, NR | Efficient |  |  | 1 | Conventional | HVAC | Com - Restaurant | Com | ROB Only | 1 | 1000 sqft2 of floor space | Cap-Tons | 15 | DEER:HVAC_Split-Package_HP | 15.2704 | 0 | -2.8423 | SWHC046-03 | 907.8 | 2021 | 493.87 | 2021 | 138.9835 | -50.09 | SWHC046-03 | Com Central HVAC (Large) - Fuel Sub - Panel Upgrade - ZEAS 2030 - Hot-Dry ¦ SDG&E ¦ Hot-Dry | Com Central HVAC (Large) - Fuel Sub - Panel Upgrade - ZEAS 2030 - Hot-Dry | 0.22744 | 0.186 | 0 | CBSA 2014, adjusted to reflect new efficiencies | 1.8639 | 2032 | 1 | SWHC046-03
COM-HVAC-FS-PU-11-ZEAS.94 | Com ¦ Large Packaged Heat Pump (IEER 14.0) - Fuel Sub - Panel Upgrade - ZEAS 2030 - Hot-Dry ¦ SDG&E ¦ Hot-Dry | Com ¦ Large Packaged Heat Pump (IEER 14.0) - Fuel Sub - Panel Upgrade - ZEAS 2030 - Hot-Dry | SDG&E ¦ Hot-Dry | SDG&E | All | Electric & Gas | Heat pump, IEER 14.0, 240-760 kbtuh, NR | Efficient |  |  | 1 | Conventional | HVAC | Com - Retail | Com | ROB Only | 1 | 1000 sqft2 of floor space | Cap-Tons | 15 | DEER:HVAC_Split-Package_HP | 41.6123 | 0 | -6.1456 | SWHC046-03 | 907.8 | 2021 | 493.87 | 2021 | 138.9835 | -50.09 | SWHC046-03 | Com Central HVAC (Large) - Fuel Sub - Panel Upgrade - ZEAS 2030 - Hot-Dry ¦ SDG&E ¦ Hot-Dry | Com Central HVAC (Large) - Fuel Sub - Panel Upgrade - ZEAS 2030 - Hot-Dry | 0.092203 | 0.186 | 0 | CBSA 2014, adjusted to reflect new efficiencies | 15.7472 | 2032 | 1 | SWHC046-03
COM-HVAC-FS-PU-11-ZEAS.95 | Com ¦ Large Packaged Heat Pump (IEER 14.0) - Fuel Sub - Panel Upgrade - ZEAS 2030 - Hot-Dry ¦ SDG&E ¦ Hot-Dry | Com ¦ Large Packaged Heat Pump (IEER 14.0) - Fuel Sub - Panel Upgrade - ZEAS 2030 - Hot-Dry | SDG&E ¦ Hot-Dry | SDG&E | All | Electric & Gas | Heat pump, IEER 14.0, 240-760 kbtuh, NR | Efficient |  |  | 1 | Conventional | HVAC | Com - School | Com | ROB Only | 1 | 1000 sqft2 of floor space | Cap-Tons | 15 | DEER:HVAC_Split-Package_HP | 51.0583 | 0 | -7.2205 | SWHC046-03 | 907.8 | 2021 | 493.87 | 2021 | 138.9835 | -50.09 | SWHC046-03 | Com Central HVAC (Large) - Fuel Sub - Panel Upgrade - ZEAS 2030 - Hot-Dry ¦ SDG&E ¦ Hot-Dry | Com Central HVAC (Large) - Fuel Sub - Panel Upgrade - ZEAS 2030 - Hot-Dry | 0.15505 | 0.186 | 0 | CBSA 2014, adjusted to reflect new efficiencies | 8.0903 | 2032 | 1 | SWHC046-03
COM-HVAC-FS-PU-11-ZEAS.96 | Com ¦ Large Packaged Heat Pump (IEER 14.0) - Fuel Sub - Panel Upgrade - ZEAS 2030 - Hot-Dry ¦ SDG&E ¦ Hot-Dry | Com ¦ Large Packaged Heat Pump (IEER 14.0) - Fuel Sub - Panel Upgrade - ZEAS 2030 - Hot-Dry | SDG&E ¦ Hot-Dry | SDG&E | All | Electric & Gas | Heat pump, IEER 14.0, 240-760 kbtuh, NR | Efficient |  |  | 1 | Conventional | HVAC | Com - Warehouse | Com | ROB Only | 1 | 1000 sqft2 of floor space | Cap-Tons | 15 | DEER:HVAC_Split-Package_HP | 201 | 0 | -25.2 | SWHC046-03 | 907.8 | 2021 | 493.87 | 2021 | 138.9835 | -50.09 | SWHC046-03 | Com Central HVAC (Large) - Fuel Sub - Panel Upgrade - ZEAS 2030 - Hot-Dry ¦ SDG&E ¦ Hot-Dry | Com Central HVAC (Large) - Fuel Sub - Panel Upgrade - ZEAS 2030 - Hot-Dry | 0.028275 | 0.186 | 0 | CBSA 2014, adjusted to reflect new efficiencies | 45.9854 | 2032 | 1 | SWHC046-03
COM-HVAC-FS-20-ZEAS.1 | Com ¦ Small Code HVAC System Integrated Furnace and AC - ZEAS 2030 - Marine ¦ PG&E ¦ Marine | Com ¦ Small Code HVAC System Integrated Furnace and AC - ZEAS 2030 - Marine | PG&E ¦ Marine | PG&E | All | Electric & Gas | Code AC with gas furnace, <65 kbtuh | Average Existing and Code |  | 2030 | 1 | Conventional | HVAC | Com - College | Com | ROB Only | 0 | 1000 sqft2 of floor space | Cap-Tons | 15 | DEER:HVAC_Split-Package_HP | 0 | 0 | 0 | SWHC046-03 | 1093.6667 | 2021 | 569.55 | 2021 | 0 | 0 | SWHC046-03 | Com Central HVAC (Small) - Fuel Sub - ZEAS 2030 - Marine ¦ PG&E ¦ Marine | Com Central HVAC (Small) - Fuel Sub - ZEAS 2030 - Marine | 0.020331 | 0.814 | 1 | CBSA 2014, adjusted to reflect new efficiencies | 0 | 2012 | 1 | SWHC046-03
COM-HVAC-FS-20-ZEAS.2 | Com ¦ Small Code HVAC System Integrated Furnace and AC - ZEAS 2030 - Marine ¦ PG&E ¦ Marine | Com ¦ Small Code HVAC System Integrated Furnace and AC - ZEAS 2030 - Marine | PG&E ¦ Marine | PG&E | All | Electric & Gas | Code AC with gas furnace, <65 kbtuh | Average Existing and Code |  | 2030 | 1 | Conventional | HVAC | Com - Grocery | Com | ROB Only | 0 | 1000 sqft2 of floor space | Cap-Tons | 15 | DEER:HVAC_Split-Package_HP | 0 | 0 | 0 | SWHC046-03 | 1093.6667 | 2021 | 569.55 | 2021 | 0 | 0 | SWHC046-03 | Com Central HVAC (Small) - Fuel Sub - ZEAS 2030 - Marine ¦ PG&E ¦ Marine | Com Central HVAC (Small) - Fuel Sub - ZEAS 2030 - Marine | 0.033922 | 0.814 | 1 | CBSA 2014, adjusted to reflect new efficiencies | 0 | 2012 | 1 | SWHC046-03
COM-HVAC-FS-20-ZEAS.3 | Com ¦ Small Code HVAC System Integrated Furnace and AC - ZEAS 2030 - Marine ¦ PG&E ¦ Marine | Com ¦ Small Code HVAC System Integrated Furnace and AC - ZEAS 2030 - Marine | PG&E ¦ Marine | PG&E | All | Electric & Gas | Code AC with gas furnace, <65 kbtuh | Average Existing and Code |  | 2030 | 1 | Conventional | HVAC | Com - Health | Com | ROB Only | 0 | 1000 sqft2 of floor space | Cap-Tons | 15 | DEER:HVAC_Split-Package_HP | 0 | 0 | 0 | SWHC046-03 | 1093.6667 | 2021 | 569.55 | 2021 | 0 | 0 | SWHC046-03 | Com Central HVAC (Small) - Fuel Sub - ZEAS 2030 - Marine ¦ PG&E ¦ Marine | Com Central HVAC (Small) - Fuel Sub - ZEAS 2030 - Marine | 0.030022 | 0.814 | 1 | CBSA 2014, adjusted to reflect new efficiencies | 0 | 2012 | 1 | SWHC046-03
COM-HVAC-FS-20-ZEAS.4 | Com ¦ Small Code HVAC System Integrated Furnace and AC - ZEAS 2030 - Marine ¦ PG&E ¦ Marine | Com ¦ Small Code HVAC System Integrated Furnace and AC - ZEAS 2030 - Marine | PG&E ¦ Marine | PG&E | All | Electric & Gas | Code AC with gas furnace, <65 kbtuh | Average Existing and Code |  | 2030 | 1 | Conventional | HVAC | Com - Lodging | Com | ROB Only | 0 | 1000 sqft2 of floor space | Cap-Tons | 15 | DEER:HVAC_Split-Package_HP | 0 | 0 | 0 | SWHC046-03 | 1093.6667 | 2021 | 569.55 | 2021 | 0 | 0 | SWHC046-03 | Com Central HVAC (Small) - Fuel Sub - ZEAS 2030 - Marine ¦ PG&E ¦ Marine | Com Central HVAC (Small) - Fuel Sub - ZEAS 2030 - Marine | 0.016003 | 0.814 | 1 | CBSA 2014, adjusted to reflect new efficiencies | 0 | 2012 | 1 | SWHC046-03
COM-HVAC-FS-20-ZEAS.5 | Com ¦ Small Code HVAC System Integrated Furnace and AC - ZEAS 2030 - Marine ¦ PG&E ¦ Marine | Com ¦ Small Code HVAC System Integrated Furnace and AC - ZEAS 2030 - Marine | PG&E ¦ Marine | PG&E | All | Electric & Gas | Code AC with gas furnace, <65 kbtuh | Average Existing and Code |  | 2030 | 1 | Conventional | HVAC | Com - Office (Large) | Com | ROB Only | 0 | 1000 sqft2 of floor space | Cap-Tons | 15 | DEER:HVAC_Split-Package_HP | 0 | 0 | 0 | SWHC046-03 | 1093.6667 | 2021 | 569.55 | 2021 | 0 | 0 | SWHC046-03 | Com Central HVAC (Small) - Fuel Sub - ZEAS 2030 - Marine ¦ PG&E ¦ Marine | Com Central HVAC (Small) - Fuel Sub - ZEAS 2030 - Marine | 0.021319 | 0.814 | 1 | CBSA 2014, adjusted to reflect new efficiencies | 0 | 2012 | 1 | SWHC046-03
COM-HVAC-FS-20-ZEAS.6 | Com ¦ Small Code HVAC System Integrated Furnace and AC - ZEAS 2030 - Marine ¦ PG&E ¦ Marine | Com ¦ Small Code HVAC System Integrated Furnace and AC - ZEAS 2030 - Marine | PG&E ¦ Marine | PG&E | All | Electric & Gas | Code AC with gas furnace, <65 kbtuh | Average Existing and Code |  | 2030 | 1 | Conventional | HVAC | Com - Office (Small) | Com | ROB Only | 0 | 1000 sqft2 of floor space | Cap-Tons | 15 | DEER:HVAC_Split-Package_HP | 0 | 0 | 0 | SWHC046-03 | 1093.6667 | 2021 | 569.55 | 2021 | 0 | 0 | SWHC046-03 | Com Central HVAC (Small) - Fuel Sub - ZEAS 2030 - Marine ¦ PG&E ¦ Marine | Com Central HVAC (Small) - Fuel Sub - ZEAS 2030 - Marine | 0.024933 | 0.814 | 1 | CBSA 2014, adjusted to reflect new efficiencies | 0 | 2012 | 1 | SWHC046-03
COM-HVAC-FS-20-ZEAS.7 | Com ¦ Small Code HVAC System Integrated Furnace and AC - ZEAS 2030 - Marine ¦ PG&E ¦ Marine | Com ¦ Small Code HVAC System Integrated Furnace and AC - ZEAS 2030 - Marine | PG&E ¦ Marine | PG&E | All | Electric & Gas | Code AC with gas furnace, <65 kbtuh | Average Existing and Code |  | 2030 | 1 | Conventional | HVAC | Com - Other | Com | ROB Only | 0 | 1000 sqft2 of floor space | Cap-Tons | 15 | DEER:HVAC_Split-Package_HP | 0 | 0 | 0 | SWHC046-03 | 1093.6667 | 2021 | 569.55 | 2021 | 0 | 0 | SWHC046-03 | Com Central HVAC (Small) - Fuel Sub - ZEAS 2030 - Marine ¦ PG&E ¦ Marine | Com Central HVAC (Small) - Fuel Sub - ZEAS 2030 - Marine | 0.0353 | 0.814 | 1 | CBSA 2014, adjusted to reflect new efficiencies | 0 | 2012 | 1 | SWHC046-03
COM-HVAC-FS-20-ZEAS.8 | Com ¦ Small Code HVAC System Integrated Furnace and AC - ZEAS 2030 - Marine ¦ PG&E ¦ Marine | Com ¦ Small Code HVAC System Integrated Furnace and AC - ZEAS 2030 - Marine | PG&E ¦ Marine | PG&E | All | Electric & Gas | Code AC with gas furnace, <65 kbtuh | Average Existing and Code |  | 2030 | 1 | Conventional | HVAC | Com - Refrig. Warehouse | Com | ROB Only | 0 | 1000 sqft2 of floor space | Cap-Tons | 15 | DEER:HVAC_Split-Package_HP | 0 | 0 | 0 | SWHC046-03 | 0 | 2021 | 0 | 2021 | 0 | 0 | SWHC046-03 | Com Central HVAC (Small) - Fuel Sub - ZEAS 2030 - Marine ¦ PG&E ¦ Marine | Com Central HVAC (Small) - Fuel Sub - ZEAS 2030 - Marine | 0 | 0.814 | 1 | CBSA 2014, adjusted to reflect new efficiencies | 0 | 2012 | 1 | SWHC046-03
COM-HVAC-FS-20-ZEAS.9 | Com ¦ Small Code HVAC System Integrated Furnace and AC - ZEAS 2030 - Marine ¦ PG&E ¦ Marine | Com ¦ Small Code HVAC System Integrated Furnace and AC - ZEAS 2030 - Marine | PG&E ¦ Marine | PG&E | All | Electric & Gas | Code AC with gas furnace, <65 kbtuh | Average Existing and Code |  | 2030 | 1 | Conventional | HVAC | Com - Restaurant | Com | ROB Only | 0 | 1000 sqft2 of floor space | Cap-Tons | 15 | DEER:HVAC_Split-Package_HP | 0 | 0 | 0 | SWHC046-03 | 1093.6667 | 2021 | 569.55 | 2021 | 0 | 0 | SWHC046-03 | Com Central HVAC (Small) - Fuel Sub - ZEAS 2030 - Marine ¦ PG&E ¦ Marine | Com Central HVAC (Small) - Fuel Sub - ZEAS 2030 - Marine | 0.036027 | 0.814 | 1 | CBSA 2014, adjusted to reflect new efficiencies | 0 | 2012 | 1 | SWHC046-03
COM-HVAC-FS-20-ZEAS.10 | Com ¦ Small Code HVAC System Integrated Furnace and AC - ZEAS 2030 - Marine ¦ PG&E ¦ Marine | Com ¦ Small Code HVAC System Integrated Furnace and AC - ZEAS 2030 - Marine | PG&E ¦ Marine | PG&E | All | Electric & Gas | Code AC with gas furnace, <65 kbtuh | Average Existing and Code |  | 2030 | 1 | Conventional | HVAC | Com - Retail | Com | ROB Only | 0 | 1000 sqft2 of floor space | Cap-Tons | 15 | DEER:HVAC_Split-Package_HP | 0 | 0 | 0 | SWHC046-03 | 1093.6667 | 2021 | 569.55 | 2021 | 0 | 0 | SWHC046-03 | Com Central HVAC (Small) - Fuel Sub - ZEAS 2030 - Marine ¦ PG&E ¦ Marine | Com Central HVAC (Small) - Fuel Sub - ZEAS 2030 - Marine | 0.015015 | 0.814 | 1 | CBSA 2014, adjusted to reflect new efficiencies | 0 | 2012 | 1 | SWHC046-03
COM-HVAC-FS-20-ZEAS.11 | Com ¦ Small Code HVAC System Integrated Furnace and AC - ZEAS 2030 - Marine ¦ PG&E ¦ Marine | Com ¦ Small Code HVAC System Integrated Furnace and AC - ZEAS 2030 - Marine | PG&E ¦ Marine | PG&E | All | Electric & Gas | Code AC with gas furnace, <65 kbtuh | Average Existing and Code |  | 2030 | 1 | Conventional | HVAC | Com - School | Com | ROB Only | 0 | 1000 sqft2 of floor space | Cap-Tons | 15 | DEER:HVAC_Split-Package_HP | 0 | 0 | 0 | SWHC046-03 | 1093.6667 | 2021 | 569.55 | 2021 | 0 | 0 | SWHC046-03 | Com Central HVAC (Small) - Fuel Sub - ZEAS 2030 - Marine ¦ PG&E ¦ Marine | Com Central HVAC (Small) - Fuel Sub - ZEAS 2030 - Marine | 0.0228 | 0.814 | 1 | CBSA 2014, adjusted to reflect new efficiencies | 0 | 2012 | 1 | SWHC046-03
COM-HVAC-FS-20-ZEAS.12 | Com ¦ Small Code HVAC System Integrated Furnace and AC - ZEAS 2030 - Marine ¦ PG&E ¦ Marine | Com ¦ Small Code HVAC System Integrated Furnace and AC - ZEAS 2030 - Marine | PG&E ¦ Marine | PG&E | All | Electric & Gas | Code AC with gas furnace, <65 kbtuh | Average Existing and Code |  | 2030 | 1 | Conventional | HVAC | Com - Warehouse | Com | ROB Only | 0 | 1000 sqft2 of floor space | Cap-Tons | 15 | DEER:HVAC_Split-Package_HP | 0 | 0 | 0 | SWHC046-03 | 1093.6667 | 2021 | 569.55 | 2021 | 0 | 0 | SWHC046-03 | Com Central HVAC (Small) - Fuel Sub - ZEAS 2030 - Marine ¦ PG&E ¦ Marine | Com Central HVAC (Small) - Fuel Sub - ZEAS 2030 - Marine | 0.0046728 | 0.814 | 1 | CBSA 2014, adjusted to reflect new efficiencies | 0 | 2012 | 1 | SWHC046-03
COM-HVAC-FS-20-ZEAS.13 | Com ¦ Small Code HVAC System Integrated Furnace and AC - ZEAS 2030 - Hot-Dry ¦ PG&E ¦ Hot-Dry | Com ¦ Small Code HVAC System Integrated Furnace and AC - ZEAS 2030 - Hot-Dry | PG&E ¦ Hot-Dry | PG&E | All | Electric & Gas | Code AC with gas furnace, <65 kbtuh | Average Existing and Code |  | 2030 | 1 | Conventional | HVAC | Com - College | Com | ROB Only | 0 | 1000 sqft2 of floor space | Cap-Tons | 15 | DEER:HVAC_Split-Package_HP | 0 | 0 | 0 | SWHC046-03 | 1093.6667 | 2021 | 569.55 | 2021 | 0 | 0 | SWHC046-03 | Com Central HVAC (Small) - Fuel Sub - ZEAS 2030 - Hot-Dry ¦ PG&E ¦ Hot-Dry | Com Central HVAC (Small) - Fuel Sub - ZEAS 2030 - Hot-Dry | 0.020331 | 0.814 | 1 | CBSA 2014, adjusted to reflect new efficiencies | 0 | 2012 | 1 | SWHC046-03
COM-HVAC-FS-20-ZEAS.14 | Com ¦ Small Code HVAC System Integrated Furnace and AC - ZEAS 2030 - Hot-Dry ¦ PG&E ¦ Hot-Dry | Com ¦ Small Code HVAC System Integrated Furnace and AC - ZEAS 2030 - Hot-Dry | PG&E ¦ Hot-Dry | PG&E | All | Electric & Gas | Code AC with gas furnace, <65 kbtuh | Average Existing and Code |  | 2030 | 1 | Conventional | HVAC | Com - Grocery | Com | ROB Only | 0 | 1000 sqft2 of floor space | Cap-Tons | 15 | DEER:HVAC_Split-Package_HP | 0 | 0 | 0 | SWHC046-03 | 1093.6667 | 2021 | 569.55 | 2021 | 0 | 0 | SWHC046-03 | Com Central HVAC (Small) - Fuel Sub - ZEAS 2030 - Hot-Dry ¦ PG&E ¦ Hot-Dry | Com Central HVAC (Small) - Fuel Sub - ZEAS 2030 - Hot-Dry | 0.033922 | 0.814 | 1 | CBSA 2014, adjusted to reflect new efficiencies | 0 | 2012 | 1 | SWHC046-03
COM-HVAC-FS-20-ZEAS.15 | Com ¦ Small Code HVAC System Integrated Furnace and AC - ZEAS 2030 - Hot-Dry ¦ PG&E ¦ Hot-Dry | Com ¦ Small Code HVAC System Integrated Furnace and AC - ZEAS 2030 - Hot-Dry | PG&E ¦ Hot-Dry | PG&E | All | Electric & Gas | Code AC with gas furnace, <65 kbtuh | Average Existing and Code |  | 2030 | 1 | Conventional | HVAC | Com - Health | Com | ROB Only | 0 | 1000 sqft2 of floor space | Cap-Tons | 15 | DEER:HVAC_Split-Package_HP | 0 | 0 | 0 | SWHC046-03 | 1093.6667 | 2021 | 569.55 | 2021 | 0 | 0 | SWHC046-03 | Com Central HVAC (Small) - Fuel Sub - ZEAS 2030 - Hot-Dry ¦ PG&E ¦ Hot-Dry | Com Central HVAC (Small) - Fuel Sub - ZEAS 2030 - Hot-Dry | 0.030022 | 0.814 | 1 | CBSA 2014, adjusted to reflect new efficiencies | 0 | 2012 | 1 | SWHC046-03
COM-HVAC-FS-20-ZEAS.16 | Com ¦ Small Code HVAC System Integrated Furnace and AC - ZEAS 2030 - Hot-Dry ¦ PG&E ¦ Hot-Dry | Com ¦ Small Code HVAC System Integrated Furnace and AC - ZEAS 2030 - Hot-Dry | PG&E ¦ Hot-Dry | PG&E | All | Electric & Gas | Code AC with gas furnace, <65 kbtuh | Average Existing and Code |  | 2030 | 1 | Conventional | HVAC | Com - Lodging | Com | ROB Only | 0 | 1000 sqft2 of floor space | Cap-Tons | 15 | DEER:HVAC_Split-Package_HP | 0 | 0 | 0 | SWHC046-03 | 1093.6667 | 2021 | 569.55 | 2021 | 0 | 0 | SWHC046-03 | Com Central HVAC (Small) - Fuel Sub - ZEAS 2030 - Hot-Dry ¦ PG&E ¦ Hot-Dry | Com Central HVAC (Small) - Fuel Sub - ZEAS 2030 - Hot-Dry | 0.016003 | 0.814 | 1 | CBSA 2014, adjusted to reflect new efficiencies | 0 | 2012 | 1 | SWHC046-03
COM-HVAC-FS-20-ZEAS.17 | Com ¦ Small Code HVAC System Integrated Furnace and AC - ZEAS 2030 - Hot-Dry ¦ PG&E ¦ Hot-Dry | Com ¦ Small Code HVAC System Integrated Furnace and AC - ZEAS 2030 - Hot-Dry | PG&E ¦ Hot-Dry | PG&E | All | Electric & Gas | Code AC with gas furnace, <65 kbtuh | Average Existing and Code |  | 2030 | 1 | Conventional | HVAC | Com - Office (Large) | Com | ROB Only | 0 | 1000 sqft2 of floor space | Cap-Tons | 15 | DEER:HVAC_Split-Package_HP | 0 | 0 | 0 | SWHC046-03 | 1093.6667 | 2021 | 569.55 | 2021 | 0 | 0 | SWHC046-03 | Com Central HVAC (Small) - Fuel Sub - ZEAS 2030 - Hot-Dry ¦ PG&E ¦ Hot-Dry | Com Central HVAC (Small) - Fuel Sub - ZEAS 2030 - Hot-Dry | 0.021319 | 0.814 | 1 | CBSA 2014, adjusted to reflect new efficiencies | 0 | 2012 | 1 | SWHC046-03
COM-HVAC-FS-20-ZEAS.18 | Com ¦ Small Code HVAC System Integrated Furnace and AC - ZEAS 2030 - Hot-Dry ¦ PG&E ¦ Hot-Dry | Com ¦ Small Code HVAC System Integrated Furnace and AC - ZEAS 2030 - Hot-Dry | PG&E ¦ Hot-Dry | PG&E | All | Electric & Gas | Code AC with gas furnace, <65 kbtuh | Average Existing and Code |  | 2030 | 1 | Conventional | HVAC | Com - Office (Small) | Com | ROB Only | 0 | 1000 sqft2 of floor space | Cap-Tons | 15 | DEER:HVAC_Split-Package_HP | 0 | 0 | 0 | SWHC046-03 | 1093.6667 | 2021 | 569.55 | 2021 | 0 | 0 | SWHC046-03 | Com Central HVAC (Small) - Fuel Sub - ZEAS 2030 - Hot-Dry ¦ PG&E ¦ Hot-Dry | Com Central HVAC (Small) - Fuel Sub - ZEAS 2030 - Hot-Dry | 0.024933 | 0.814 | 1 | CBSA 2014, adjusted to reflect new efficiencies | 0 | 2012 | 1 | SWHC046-03
COM-HVAC-FS-20-ZEAS.19 | Com ¦ Small Code HVAC System Integrated Furnace and AC - ZEAS 2030 - Hot-Dry ¦ PG&E ¦ Hot-Dry | Com ¦ Small Code HVAC System Integrated Furnace and AC - ZEAS 2030 - Hot-Dry | PG&E ¦ Hot-Dry | PG&E | All | Electric & Gas | Code AC with gas furnace, <65 kbtuh | Average Existing and Code |  | 2030 | 1 | Conventional | HVAC | Com - Other | Com | ROB Only | 0 | 1000 sqft2 of floor space | Cap-Tons | 15 | DEER:HVAC_Split-Package_HP | 0 | 0 | 0 | SWHC046-03 | 1093.6667 | 2021 | 569.55 | 2021 | 0 | 0 | SWHC046-03 | Com Central HVAC (Small) - Fuel Sub - ZEAS 2030 - Hot-Dry ¦ PG&E ¦ Hot-Dry | Com Central HVAC (Small) - Fuel Sub - ZEAS 2030 - Hot-Dry | 0.0353 | 0.814 | 1 | CBSA 2014, adjusted to reflect new efficiencies | 0 | 2012 | 1 | SWHC046-03
COM-HVAC-FS-20-ZEAS.20 | Com ¦ Small Code HVAC System Integrated Furnace and AC - ZEAS 2030 - Hot-Dry ¦ PG&E ¦ Hot-Dry | Com ¦ Small Code HVAC System Integrated Furnace and AC - ZEAS 2030 - Hot-Dry | PG&E ¦ Hot-Dry | PG&E | All | Electric & Gas | Code AC with gas furnace, <65 kbtuh | Average Existing and Code |  | 2030 | 1 | Conventional | HVAC | Com - Refrig. Warehouse | Com | ROB Only | 0 | 1000 sqft2 of floor space | Cap-Tons | 15 | DEER:HVAC_Split-Package_HP | 0 | 0 | 0 | SWHC046-03 | 0 | 2021 | 0 | 2021 | 0 | 0 | SWHC046-03 | Com Central HVAC (Small) - Fuel Sub - ZEAS 2030 - Hot-Dry ¦ PG&E ¦ Hot-Dry | Com Central HVAC (Small) - Fuel Sub - ZEAS 2030 - Hot-Dry | 0 | 0.814 | 1 | CBSA 2014, adjusted to reflect new efficiencies | 0 | 2012 | 1 | SWHC046-03
COM-HVAC-FS-20-ZEAS.21 | Com ¦ Small Code HVAC System Integrated Furnace and AC - ZEAS 2030 - Hot-Dry ¦ PG&E ¦ Hot-Dry | Com ¦ Small Code HVAC System Integrated Furnace and AC - ZEAS 2030 - Hot-Dry | PG&E ¦ Hot-Dry | PG&E | All | Electric & Gas | Code AC with gas furnace, <65 kbtuh | Average Existing and Code |  | 2030 | 1 | Conventional | HVAC | Com - Restaurant | Com | ROB Only | 0 | 1000 sqft2 of floor space | Cap-Tons | 15 | DEER:HVAC_Split-Package_HP | 0 | 0 | 0 | SWHC046-03 | 1093.6667 | 2021 | 569.55 | 2021 | 0 | 0 | SWHC046-03 | Com Central HVAC (Small) - Fuel Sub - ZEAS 2030 - Hot-Dry ¦ PG&E ¦ Hot-Dry | Com Central HVAC (Small) - Fuel Sub - ZEAS 2030 - Hot-Dry | 0.036027 | 0.814 | 1 | CBSA 2014, adjusted to reflect new efficiencies | 0 | 2012 | 1 | SWHC046-03
COM-HVAC-FS-20-ZEAS.22 | Com ¦ Small Code HVAC System Integrated Furnace and AC - ZEAS 2030 - Hot-Dry ¦ PG&E ¦ Hot-Dry | Com ¦ Small Code HVAC System Integrated Furnace and AC - ZEAS 2030 - Hot-Dry | PG&E ¦ Hot-Dry | PG&E | All | Electric & Gas | Code AC with gas furnace, <65 kbtuh | Average Existing and Code |  | 2030 | 1 | Conventional | HVAC | Com - Retail | Com | ROB Only | 0 | 1000 sqft2 of floor space | Cap-Tons | 15 | DEER:HVAC_Split-Package_HP | 0 | 0 | 0 | SWHC046-03 | 1093.6667 | 2021 | 569.55 | 2021 | 0 | 0 | SWHC046-03 | Com Central HVAC (Small) - Fuel Sub - ZEAS 2030 - Hot-Dry ¦ PG&E ¦ Hot-Dry | Com Central HVAC (Small) - Fuel Sub - ZEAS 2030 - Hot-Dry | 0.015015 | 0.814 | 1 | CBSA 2014, adjusted to reflect new efficiencies | 0 | 2012 | 1 | SWHC046-03
COM-HVAC-FS-20-ZEAS.23 | Com ¦ Small Code HVAC System Integrated Furnace and AC - ZEAS 2030 - Hot-Dry ¦ PG&E ¦ Hot-Dry | Com ¦ Small Code HVAC System Integrated Furnace and AC - ZEAS 2030 - Hot-Dry | PG&E ¦ Hot-Dry | PG&E | All | Electric & Gas | Code AC with gas furnace, <65 kbtuh | Average Existing and Code |  | 2030 | 1 | Conventional | HVAC | Com - School | Com | ROB Only | 0 | 1000 sqft2 of floor space | Cap-Tons | 15 | DEER:HVAC_Split-Package_HP | 0 | 0 | 0 | SWHC046-03 | 1093.6667 | 2021 | 569.55 | 2021 | 0 | 0 | SWHC046-03 | Com Central HVAC (Small) - Fuel Sub - ZEAS 2030 - Hot-Dry ¦ PG&E ¦ Hot-Dry | Com Central HVAC (Small) - Fuel Sub - ZEAS 2030 - Hot-Dry | 0.0228 | 0.814 | 1 | CBSA 2014, adjusted to reflect new efficiencies | 0 | 2012 | 1 | SWHC046-03
COM-HVAC-FS-20-ZEAS.24 | Com ¦ Small Code HVAC System Integrated Furnace and AC - ZEAS 2030 - Hot-Dry ¦ PG&E ¦ Hot-Dry | Com ¦ Small Code HVAC System Integrated Furnace and AC - ZEAS 2030 - Hot-Dry | PG&E ¦ Hot-Dry | PG&E | All | Electric & Gas | Code AC with gas furnace, <65 kbtuh | Average Existing and Code |  | 2030 | 1 | Conventional | HVAC | Com - Warehouse | Com | ROB Only | 0 | 1000 sqft2 of floor space | Cap-Tons | 15 | DEER:HVAC_Split-Package_HP | 0 | 0 | 0 | SWHC046-03 | 1093.6667 | 2021 | 569.55 | 2021 | 0 | 0 | SWHC046-03 | Com Central HVAC (Small) - Fuel Sub - ZEAS 2030 - Hot-Dry ¦ PG&E ¦ Hot-Dry | Com Central HVAC (Small) - Fuel Sub - ZEAS 2030 - Hot-Dry | 0.0046728 | 0.814 | 1 | CBSA 2014, adjusted to reflect new efficiencies | 0 | 2012 | 1 | SWHC046-03
COM-HVAC-FS-20-ZEAS.25 | Com ¦ Small Code HVAC System Integrated Furnace and AC - ZEAS 2030 - Cold ¦ PG&E ¦ Cold | Com ¦ Small Code HVAC System Integrated Furnace and AC - ZEAS 2030 - Cold | PG&E ¦ Cold | PG&E | All | Electric & Gas | Code AC with gas furnace, <65 kbtuh | Average Existing and Code |  | 2030 | 1 | Conventional | HVAC | Com - College | Com | ROB Only | 0 | 1000 sqft2 of floor space | Cap-Tons | 15 | DEER:HVAC_Split-Package_HP | 0 | 0 | 0 | SWHC046-03 | 1093.6667 | 2021 | 569.55 | 2021 | 0 | 0 | SWHC046-03 | Com Central HVAC (Small) - Fuel Sub - ZEAS 2030 - Cold ¦ PG&E ¦ Cold | Com Central HVAC (Small) - Fuel Sub - ZEAS 2030 - Cold | 0.020331 | 0.814 | 1 | CBSA 2014, adjusted to reflect new efficiencies | 0 | 2012 | 1 | SWHC046-03
COM-HVAC-FS-20-ZEAS.26 | Com ¦ Small Code HVAC System Integrated Furnace and AC - ZEAS 2030 - Cold ¦ PG&E ¦ Cold | Com ¦ Small Code HVAC System Integrated Furnace and AC - ZEAS 2030 - Cold | PG&E ¦ Cold | PG&E | All | Electric & Gas | Code AC with gas furnace, <65 kbtuh | Average Existing and Code |  | 2030 | 1 | Conventional | HVAC | Com - Grocery | Com | ROB Only | 0 | 1000 sqft2 of floor space | Cap-Tons | 15 | DEER:HVAC_Split-Package_HP | 0 | 0 | 0 | SWHC046-03 | 1093.6667 | 2021 | 569.55 | 2021 | 0 | 0 | SWHC046-03 | Com Central HVAC (Small) - Fuel Sub - ZEAS 2030 - Cold ¦ PG&E ¦ Cold | Com Central HVAC (Small) - Fuel Sub - ZEAS 2030 - Cold | 0.033922 | 0.814 | 1 | CBSA 2014, adjusted to reflect new efficiencies | 0 | 2012 | 1 | SWHC046-03
COM-HVAC-FS-20-ZEAS.27 | Com ¦ Small Code HVAC System Integrated Furnace and AC - ZEAS 2030 - Cold ¦ PG&E ¦ Cold | Com ¦ Small Code HVAC System Integrated Furnace and AC - ZEAS 2030 - Cold | PG&E ¦ Cold | PG&E | All | Electric & Gas | Code AC with gas furnace, <65 kbtuh | Average Existing and Code |  | 2030 | 1 | Conventional | HVAC | Com - Health | Com | ROB Only | 0 | 1000 sqft2 of floor space | Cap-Tons | 15 | DEER:HVAC_Split-Package_HP | 0 | 0 | 0 | SWHC046-03 | 1093.6667 | 2021 | 569.55 | 2021 | 0 | 0 | SWHC046-03 | Com Central HVAC (Small) - Fuel Sub - ZEAS 2030 - Cold ¦ PG&E ¦ Cold | Com Central HVAC (Small) - Fuel Sub - ZEAS 2030 - Cold | 0.030022 | 0.814 | 1 | CBSA 2014, adjusted to reflect new efficiencies | 0 | 2012 | 1 | SWHC046-03
COM-HVAC-FS-20-ZEAS.28 | Com ¦ Small Code HVAC System Integrated Furnace and AC - ZEAS 2030 - Cold ¦ PG&E ¦ Cold | Com ¦ Small Code HVAC System Integrated Furnace and AC - ZEAS 2030 - Cold | PG&E ¦ Cold | PG&E | All | Electric & Gas | Code AC with gas furnace, <65 kbtuh | Average Existing and Code |  | 2030 | 1 | Conventional | HVAC | Com - Lodging | Com | ROB Only | 0 | 1000 sqft2 of floor space | Cap-Tons | 15 | DEER:HVAC_Split-Package_HP | 0 | 0 | 0 | SWHC046-03 | 1093.6667 | 2021 | 569.55 | 2021 | 0 | 0 | SWHC046-03 | Com Central HVAC (Small) - Fuel Sub - ZEAS 2030 - Cold ¦ PG&E ¦ Cold | Com Central HVAC (Small) - Fuel Sub - ZEAS 2030 - Cold | 0.016003 | 0.814 | 1 | CBSA 2014, adjusted to reflect new efficiencies | 0 | 2012 | 1 | SWHC046-03
COM-HVAC-FS-20-ZEAS.29 | Com ¦ Small Code HVAC System Integrated Furnace and AC - ZEAS 2030 - Cold ¦ PG&E ¦ Cold | Com ¦ Small Code HVAC System Integrated Furnace and AC - ZEAS 2030 - Cold | PG&E ¦ Cold | PG&E | All | Electric & Gas | Code AC with gas furnace, <65 kbtuh | Average Existing and Code |  | 2030 | 1 | Conventional | HVAC | Com - Office (Large) | Com | ROB Only | 0 | 1000 sqft2 of floor space | Cap-Tons | 15 | DEER:HVAC_Split-Package_HP | 0 | 0 | 0 | SWHC046-03 | 1093.6667 | 2021 | 569.55 | 2021 | 0 | 0 | SWHC046-03 | Com Central HVAC (Small) - Fuel Sub - ZEAS 2030 - Cold ¦ PG&E ¦ Cold | Com Central HVAC (Small) - Fuel Sub - ZEAS 2030 - Cold | 0.021319 | 0.814 | 1 | CBSA 2014, adjusted to reflect new efficiencies | 0 | 2012 | 1 | SWHC046-03
COM-HVAC-FS-20-ZEAS.30 | Com ¦ Small Code HVAC System Integrated Furnace and AC - ZEAS 2030 - Cold ¦ PG&E ¦ Cold | Com ¦ Small Code HVAC System Integrated Furnace and AC - ZEAS 2030 - Cold | PG&E ¦ Cold | PG&E | All | Electric & Gas | Code AC with gas furnace, <65 kbtuh | Average Existing and Code |  | 2030 | 1 | Conventional | HVAC | Com - Office (Small) | Com | ROB Only | 0 | 1000 sqft2 of floor space | Cap-Tons | 15 | DEER:HVAC_Split-Package_HP | 0 | 0 | 0 | SWHC046-03 | 1093.6667 | 2021 | 569.55 | 2021 | 0 | 0 | SWHC046-03 | Com Central HVAC (Small) - Fuel Sub - ZEAS 2030 - Cold ¦ PG&E ¦ Cold | Com Central HVAC (Small) - Fuel Sub - ZEAS 2030 - Cold | 0.024933 | 0.814 | 1 | CBSA 2014, adjusted to reflect new efficiencies | 0 | 2012 | 1 | SWHC046-03
COM-HVAC-FS-20-ZEAS.31 | Com ¦ Small Code HVAC System Integrated Furnace and AC - ZEAS 2030 - Cold ¦ PG&E ¦ Cold | Com ¦ Small Code HVAC System Integrated Furnace and AC - ZEAS 2030 - Cold | PG&E ¦ Cold | PG&E | All | Electric & Gas | Code AC with gas furnace, <65 kbtuh | Average Existing and Code |  | 2030 | 1 | Conventional | HVAC | Com - Other | Com | ROB Only | 0 | 1000 sqft2 of floor space | Cap-Tons | 15 | DEER:HVAC_Split-Package_HP | 0 | 0 | 0 | SWHC046-03 | 1093.6667 | 2021 | 569.55 | 2021 | 0 | 0 | SWHC046-03 | Com Central HVAC (Small) - Fuel Sub - ZEAS 2030 - Cold ¦ PG&E ¦ Cold | Com Central HVAC (Small) - Fuel Sub - ZEAS 2030 - Cold | 0.0353 | 0.814 | 1 | CBSA 2014, adjusted to reflect new efficiencies | 0 | 2012 | 1 | SWHC046-03
COM-HVAC-FS-20-ZEAS.32 | Com ¦ Small Code HVAC System Integrated Furnace and AC - ZEAS 2030 - Cold ¦ PG&E ¦ Cold | Com ¦ Small Code HVAC System Integrated Furnace and AC - ZEAS 2030 - Cold | PG&E ¦ Cold | PG&E | All | Electric & Gas | Code AC with gas furnace, <65 kbtuh | Average Existing and Code |  | 2030 | 1 | Conventional | HVAC | Com - Refrig. Warehouse | Com | ROB Only | 0 | 1000 sqft2 of floor space | Cap-Tons | 15 | DEER:HVAC_Split-Package_HP | 0 | 0 | 0 | SWHC046-03 | 0 | 2021 | 0 | 2021 | 0 | 0 | SWHC046-03 | Com Central HVAC (Small) - Fuel Sub - ZEAS 2030 - Cold ¦ PG&E ¦ Cold | Com Central HVAC (Small) - Fuel Sub - ZEAS 2030 - Cold | 0 | 0.814 | 1 | CBSA 2014, adjusted to reflect new efficiencies | 0 | 2012 | 1 | SWHC046-03
COM-HVAC-FS-20-ZEAS.33 | Com ¦ Small Code HVAC System Integrated Furnace and AC - ZEAS 2030 - Cold ¦ PG&E ¦ Cold | Com ¦ Small Code HVAC System Integrated Furnace and AC - ZEAS 2030 - Cold | PG&E ¦ Cold | PG&E | All | Electric & Gas | Code AC with gas furnace, <65 kbtuh | Average Existing and Code |  | 2030 | 1 | Conventional | HVAC | Com - Restaurant | Com | ROB Only | 0 | 1000 sqft2 of floor space | Cap-Tons | 15 | DEER:HVAC_Split-Package_HP | 0 | 0 | 0 | SWHC046-03 | 1093.6667 | 2021 | 569.55 | 2021 | 0 | 0 | SWHC046-03 | Com Central HVAC (Small) - Fuel Sub - ZEAS 2030 - Cold ¦ PG&E ¦ Cold | Com Central HVAC (Small) - Fuel Sub - ZEAS 2030 - Cold | 0.036027 | 0.814 | 1 | CBSA 2014, adjusted to reflect new efficiencies | 0 | 2012 | 1 | SWHC046-03
COM-HVAC-FS-20-ZEAS.34 | Com ¦ Small Code HVAC System Integrated Furnace and AC - ZEAS 2030 - Cold ¦ PG&E ¦ Cold | Com ¦ Small Code HVAC System Integrated Furnace and AC - ZEAS 2030 - Cold | PG&E ¦ Cold | PG&E | All | Electric & Gas | Code AC with gas furnace, <65 kbtuh | Average Existing and Code |  | 2030 | 1 | Conventional | HVAC | Com - Retail | Com | ROB Only | 0 | 1000 sqft2 of floor space | Cap-Tons | 15 | DEER:HVAC_Split-Package_HP | 0 | 0 | 0 | SWHC046-03 | 1093.6667 | 2021 | 569.55 | 2021 | 0 | 0 | SWHC046-03 | Com Central HVAC (Small) - Fuel Sub - ZEAS 2030 - Cold ¦ PG&E ¦ Cold | Com Central HVAC (Small) - Fuel Sub - ZEAS 2030 - Cold | 0.015015 | 0.814 | 1 | CBSA 2014, adjusted to reflect new efficiencies | 0 | 2012 | 1 | SWHC046-03
COM-HVAC-FS-20-ZEAS.35 | Com ¦ Small Code HVAC System Integrated Furnace and AC - ZEAS 2030 - Cold ¦ PG&E ¦ Cold | Com ¦ Small Code HVAC System Integrated Furnace and AC - ZEAS 2030 - Cold | PG&E ¦ Cold | PG&E | All | Electric & Gas | Code AC with gas furnace, <65 kbtuh | Average Existing and Code |  | 2030 | 1 | Conventional | HVAC | Com - School | Com | ROB Only | 0 | 1000 sqft2 of floor space | Cap-Tons | 15 | DEER:HVAC_Split-Package_HP | 0 | 0 | 0 | SWHC046-03 | 1093.6667 | 2021 | 569.55 | 2021 | 0 | 0 | SWHC046-03 | Com Central HVAC (Small) - Fuel Sub - ZEAS 2030 - Cold ¦ PG&E ¦ Cold | Com Central HVAC (Small) - Fuel Sub - ZEAS 2030 - Cold | 0.0228 | 0.814 | 1 | CBSA 2014, adjusted to reflect new efficiencies | 0 | 2012 | 1 | SWHC046-03
COM-HVAC-FS-20-ZEAS.36 | Com ¦ Small Code HVAC System Integrated Furnace and AC - ZEAS 2030 - Cold ¦ PG&E ¦ Cold | Com ¦ Small Code HVAC System Integrated Furnace and AC - ZEAS 2030 - Cold | PG&E ¦ Cold | PG&E | All | Electric & Gas | Code AC with gas furnace, <65 kbtuh | Average Existing and Code |  | 2030 | 1 | Conventional | HVAC | Com - Warehouse | Com | ROB Only | 0 | 1000 sqft2 of floor space | Cap-Tons | 15 | DEER:HVAC_Split-Package_HP | 0 | 0 | 0 | SWHC046-03 | 1093.6667 | 2021 | 569.55 | 2021 | 0 | 0 | SWHC046-03 | Com Central HVAC (Small) - Fuel Sub - ZEAS 2030 - Cold ¦ PG&E ¦ Cold | Com Central HVAC (Small) - Fuel Sub - ZEAS 2030 - Cold | 0.0046728 | 0.814 | 1 | CBSA 2014, adjusted to reflect new efficiencies | 0 | 2012 | 1 | SWHC046-03
COM-HVAC-FS-20-ZEAS.37 | Com ¦ Small Code HVAC System Integrated Furnace and AC - ZEAS 2030 - Marine ¦ SCG ¦ Marine | Com ¦ Small Code HVAC System Integrated Furnace and AC - ZEAS 2030 - Marine | SCG ¦ Marine | SCG | All | Electric & Gas | Code AC with gas furnace, <65 kbtuh | Average Existing and Code |  | 2030 | 1 | Conventional | HVAC | Com - College | Com | ROB Only | 0 | 1000 sqft2 of floor space | Cap-Tons | 15 | DEER:HVAC_Split-Package_HP | 0 | 0 | 0 | SWHC046-03 | 1093.6667 | 2021 | 569.55 | 2021 | 0 | 0 | SWHC046-03 | Com Central HVAC (Small) - Fuel Sub - ZEAS 2030 - Marine ¦ SCG ¦ Marine | Com Central HVAC (Small) - Fuel Sub - ZEAS 2030 - Marine | 0.022689 | 0.814 | 1 | CBSA 2014, adjusted to reflect new efficiencies | 0 | 2012 | 1 | SWHC046-03
COM-HVAC-FS-20-ZEAS.38 | Com ¦ Small Code HVAC System Integrated Furnace and AC - ZEAS 2030 - Marine ¦ SCG ¦ Marine | Com ¦ Small Code HVAC System Integrated Furnace and AC - ZEAS 2030 - Marine | SCG ¦ Marine | SCG | All | Electric & Gas | Code AC with gas furnace, <65 kbtuh | Average Existing and Code |  | 2030 | 1 | Conventional | HVAC | Com - Grocery | Com | ROB Only | 0 | 1000 sqft2 of floor space | Cap-Tons | 15 | DEER:HVAC_Split-Package_HP | 0 | 0 | 0 | SWHC046-03 | 1093.6667 | 2021 | 569.55 | 2021 | 0 | 0 | SWHC046-03 | Com Central HVAC (Small) - Fuel Sub - ZEAS 2030 - Marine ¦ SCG ¦ Marine | Com Central HVAC (Small) - Fuel Sub - ZEAS 2030 - Marine | 0.040359 | 0.814 | 1 | CBSA 2014, adjusted to reflect new efficiencies | 0 | 2012 | 1 | SWHC046-03
COM-HVAC-FS-20-ZEAS.39 | Com ¦ Small Code HVAC System Integrated Furnace and AC - ZEAS 2030 - Marine ¦ SCG ¦ Marine | Com ¦ Small Code HVAC System Integrated Furnace and AC - ZEAS 2030 - Marine | SCG ¦ Marine | SCG | All | Electric & Gas | Code AC with gas furnace, <65 kbtuh | Average Existing and Code |  | 2030 | 1 | Conventional | HVAC | Com - Health | Com | ROB Only | 0 | 1000 sqft2 of floor space | Cap-Tons | 15 | DEER:HVAC_Split-Package_HP | 0 | 0 | 0 | SWHC046-03 | 1093.6667 | 2021 | 569.55 | 2021 | 0 | 0 | SWHC046-03 | Com Central HVAC (Small) - Fuel Sub - ZEAS 2030 - Marine ¦ SCG ¦ Marine | Com Central HVAC (Small) - Fuel Sub - ZEAS 2030 - Marine | 0.032178 | 0.814 | 1 | CBSA 2014, adjusted to reflect new efficiencies | 0 | 2012 | 1 | SWHC046-03
COM-HVAC-FS-20-ZEAS.40 | Com ¦ Small Code HVAC System Integrated Furnace and AC - ZEAS 2030 - Marine ¦ SCG ¦ Marine | Com ¦ Small Code HVAC System Integrated Furnace and AC - ZEAS 2030 - Marine | SCG ¦ Marine | SCG | All | Electric & Gas | Code AC with gas furnace, <65 kbtuh | Average Existing and Code |  | 2030 | 1 | Conventional | HVAC | Com - Lodging | Com | ROB Only | 0 | 1000 sqft2 of floor space | Cap-Tons | 15 | DEER:HVAC_Split-Package_HP | 0 | 0 | 0 | SWHC046-03 | 1093.6667 | 2021 | 569.55 | 2021 | 0 | 0 | SWHC046-03 | Com Central HVAC (Small) - Fuel Sub - ZEAS 2030 - Marine ¦ SCG ¦ Marine | Com Central HVAC (Small) - Fuel Sub - ZEAS 2030 - Marine | 0.018069 | 0.814 | 1 | CBSA 2014, adjusted to reflect new efficiencies | 0 | 2012 | 1 | SWHC046-03
COM-HVAC-FS-20-ZEAS.41 | Com ¦ Small Code HVAC System Integrated Furnace and AC - ZEAS 2030 - Marine ¦ SCG ¦ Marine | Com ¦ Small Code HVAC System Integrated Furnace and AC - ZEAS 2030 - Marine | SCG ¦ Marine | SCG | All | Electric & Gas | Code AC with gas furnace, <65 kbtuh | Average Existing and Code |  | 2030 | 1 | Conventional | HVAC | Com - Office (Large) | Com | ROB Only | 0 | 1000 sqft2 of floor space | Cap-Tons | 15 | DEER:HVAC_Split-Package_HP | 0 | 0 | 0 | SWHC046-03 | 1093.6667 | 2021 | 569.55 | 2021 | 0 | 0 | SWHC046-03 | Com Central HVAC (Small) - Fuel Sub - ZEAS 2030 - Marine ¦ SCG ¦ Marine | Com Central HVAC (Small) - Fuel Sub - ZEAS 2030 - Marine | 0.023953 | 0.814 | 1 | CBSA 2014, adjusted to reflect new efficiencies | 0 | 2012 | 1 | SWHC046-03
COM-HVAC-FS-20-ZEAS.42 | Com ¦ Small Code HVAC System Integrated Furnace and AC - ZEAS 2030 - Marine ¦ SCG ¦ Marine | Com ¦ Small Code HVAC System Integrated Furnace and AC - ZEAS 2030 - Marine | SCG ¦ Marine | SCG | All | Electric & Gas | Code AC with gas furnace, <65 kbtuh | Average Existing and Code |  | 2030 | 1 | Conventional | HVAC | Com - Office (Small) | Com | ROB Only | 0 | 1000 sqft2 of floor space | Cap-Tons | 15 | DEER:HVAC_Split-Package_HP | 0 | 0 | 0 | SWHC046-03 | 1093.6667 | 2021 | 569.55 | 2021 | 0 | 0 | SWHC046-03 | Com Central HVAC (Small) - Fuel Sub - ZEAS 2030 - Marine ¦ SCG ¦ Marine | Com Central HVAC (Small) - Fuel Sub - ZEAS 2030 - Marine | 0.027176 | 0.814 | 1 | CBSA 2014, adjusted to reflect new efficiencies | 0 | 2012 | 1 | SWHC046-03
COM-HVAC-FS-20-ZEAS.43 | Com ¦ Small Code HVAC System Integrated Furnace and AC - ZEAS 2030 - Marine ¦ SCG ¦ Marine | Com ¦ Small Code HVAC System Integrated Furnace and AC - ZEAS 2030 - Marine | SCG ¦ Marine | SCG | All | Electric & Gas | Code AC with gas furnace, <65 kbtuh | Average Existing and Code |  | 2030 | 1 | Conventional | HVAC | Com - Other | Com | ROB Only | 0 | 1000 sqft2 of floor space | Cap-Tons | 15 | DEER:HVAC_Split-Package_HP | 0 | 0 | 0 | SWHC046-03 | 1093.6667 | 2021 | 569.55 | 2021 | 0 | 0 | SWHC046-03 | Com Central HVAC (Small) - Fuel Sub - ZEAS 2030 - Marine ¦ SCG ¦ Marine | Com Central HVAC (Small) - Fuel Sub - ZEAS 2030 - Marine | 0.038925 | 0.814 | 1 | CBSA 2014, adjusted to reflect new efficiencies | 0 | 2012 | 1 | SWHC046-03
COM-HVAC-FS-20-ZEAS.44 | Com ¦ Small Code HVAC System Integrated Furnace and AC - ZEAS 2030 - Marine ¦ SCG ¦ Marine | Com ¦ Small Code HVAC System Integrated Furnace and AC - ZEAS 2030 - Marine | SCG ¦ Marine | SCG | All | Electric & Gas | Code AC with gas furnace, <65 kbtuh | Average Existing and Code |  | 2030 | 1 | Conventional | HVAC | Com - Refrig. Warehouse | Com | ROB Only | 0 | 1000 sqft2 of floor space | Cap-Tons | 15 | DEER:HVAC_Split-Package_HP | 0 | 0 | 0 | SWHC046-03 | 0 | 2021 | 0 | 2021 | 0 | 0 | SWHC046-03 | Com Central HVAC (Small) - Fuel Sub - ZEAS 2030 - Marine ¦ SCG ¦ Marine | Com Central HVAC (Small) - Fuel Sub - ZEAS 2030 - Marine | 0 | 0.814 | 1 | CBSA 2014, adjusted to reflect new efficiencies | 0 | 2012 | 1 | SWHC046-03
COM-HVAC-FS-20-ZEAS.45 | Com ¦ Small Code HVAC System Integrated Furnace and AC - ZEAS 2030 - Marine ¦ SCG ¦ Marine | Com ¦ Small Code HVAC System Integrated Furnace and AC - ZEAS 2030 - Marine | SCG ¦ Marine | SCG | All | Electric & Gas | Code AC with gas furnace, <65 kbtuh | Average Existing and Code |  | 2030 | 1 | Conventional | HVAC | Com - Restaurant | Com | ROB Only | 0 | 1000 sqft2 of floor space | Cap-Tons | 15 | DEER:HVAC_Split-Package_HP | 0 | 0 | 0 | SWHC046-03 | 1093.6667 | 2021 | 569.55 | 2021 | 0 | 0 | SWHC046-03 | Com Central HVAC (Small) - Fuel Sub - ZEAS 2030 - Marine ¦ SCG ¦ Marine | Com Central HVAC (Small) - Fuel Sub - ZEAS 2030 - Marine | 0.039657 | 0.814 | 1 | CBSA 2014, adjusted to reflect new efficiencies | 0 | 2012 | 1 | SWHC046-03
COM-HVAC-FS-20-ZEAS.46 | Com ¦ Small Code HVAC System Integrated Furnace and AC - ZEAS 2030 - Marine ¦ SCG ¦ Marine | Com ¦ Small Code HVAC System Integrated Furnace and AC - ZEAS 2030 - Marine | SCG ¦ Marine | SCG | All | Electric & Gas | Code AC with gas furnace, <65 kbtuh | Average Existing and Code |  | 2030 | 1 | Conventional | HVAC | Com - Retail | Com | ROB Only | 0 | 1000 sqft2 of floor space | Cap-Tons | 15 | DEER:HVAC_Split-Package_HP | 0 | 0 | 0 | SWHC046-03 | 1093.6667 | 2021 | 569.55 | 2021 | 0 | 0 | SWHC046-03 | Com Central HVAC (Small) - Fuel Sub - ZEAS 2030 - Marine ¦ SCG ¦ Marine | Com Central HVAC (Small) - Fuel Sub - ZEAS 2030 - Marine | 0.016778 | 0.814 | 1 | CBSA 2014, adjusted to reflect new efficiencies | 0 | 2012 | 1 | SWHC046-03
COM-HVAC-FS-20-ZEAS.47 | Com ¦ Small Code HVAC System Integrated Furnace and AC - ZEAS 2030 - Marine ¦ SCG ¦ Marine | Com ¦ Small Code HVAC System Integrated Furnace and AC - ZEAS 2030 - Marine | SCG ¦ Marine | SCG | All | Electric & Gas | Code AC with gas furnace, <65 kbtuh | Average Existing and Code |  | 2030 | 1 | Conventional | HVAC | Com - School | Com | ROB Only | 0 | 1000 sqft2 of floor space | Cap-Tons | 15 | DEER:HVAC_Split-Package_HP | 0 | 0 | 0 | SWHC046-03 | 1093.6667 | 2021 | 569.55 | 2021 | 0 | 0 | SWHC046-03 | Com Central HVAC (Small) - Fuel Sub - ZEAS 2030 - Marine ¦ SCG ¦ Marine | Com Central HVAC (Small) - Fuel Sub - ZEAS 2030 - Marine | 0.027322 | 0.814 | 1 | CBSA 2014, adjusted to reflect new efficiencies | 0 | 2012 | 1 | SWHC046-03
COM-HVAC-FS-20-ZEAS.48 | Com ¦ Small Code HVAC System Integrated Furnace and AC - ZEAS 2030 - Marine ¦ SCG ¦ Marine | Com ¦ Small Code HVAC System Integrated Furnace and AC - ZEAS 2030 - Marine | SCG ¦ Marine | SCG | All | Electric & Gas | Code AC with gas furnace, <65 kbtuh | Average Existing and Code |  | 2030 | 1 | Conventional | HVAC | Com - Warehouse | Com | ROB Only | 0 | 1000 sqft2 of floor space | Cap-Tons | 15 | DEER:HVAC_Split-Package_HP | 0 | 0 | 0 | SWHC046-03 | 1093.6667 | 2021 | 569.55 | 2021 | 0 | 0 | SWHC046-03 | Com Central HVAC (Small) - Fuel Sub - ZEAS 2030 - Marine ¦ SCG ¦ Marine | Com Central HVAC (Small) - Fuel Sub - ZEAS 2030 - Marine | 0.0051386 | 0.814 | 1 | CBSA 2014, adjusted to reflect new efficiencies | 0 | 2012 | 1 | SWHC046-03
COM-HVAC-FS-20-ZEAS.49 | Com ¦ Small Code HVAC System Integrated Furnace and AC - ZEAS 2030 - Hot-Dry ¦ SCG ¦ Hot-Dry | Com ¦ Small Code HVAC System Integrated Furnace and AC - ZEAS 2030 - Hot-Dry | SCG ¦ Hot-Dry | SCG | All | Electric & Gas | Code AC with gas furnace, <65 kbtuh | Average Existing and Code |  | 2030 | 1 | Conventional | HVAC | Com - College | Com | ROB Only | 0 | 1000 sqft2 of floor space | Cap-Tons | 15 | DEER:HVAC_Split-Package_HP | 0 | 0 | 0 | SWHC046-03 | 1093.6667 | 2021 | 569.55 | 2021 | 0 | 0 | SWHC046-03 | Com Central HVAC (Small) - Fuel Sub - ZEAS 2030 - Hot-Dry ¦ SCG ¦ Hot-Dry | Com Central HVAC (Small) - Fuel Sub - ZEAS 2030 - Hot-Dry | 0.022689 | 0.814 | 1 | CBSA 2014, adjusted to reflect new efficiencies | 0 | 2012 | 1 | SWHC046-03
COM-HVAC-FS-20-ZEAS.50 | Com ¦ Small Code HVAC System Integrated Furnace and AC - ZEAS 2030 - Hot-Dry ¦ SCG ¦ Hot-Dry | Com ¦ Small Code HVAC System Integrated Furnace and AC - ZEAS 2030 - Hot-Dry | SCG ¦ Hot-Dry | SCG | All | Electric & Gas | Code AC with gas furnace, <65 kbtuh | Average Existing and Code |  | 2030 | 1 | Conventional | HVAC | Com - Grocery | Com | ROB Only | 0 | 1000 sqft2 of floor space | Cap-Tons | 15 | DEER:HVAC_Split-Package_HP | 0 | 0 | 0 | SWHC046-03 | 1093.6667 | 2021 | 569.55 | 2021 | 0 | 0 | SWHC046-03 | Com Central HVAC (Small) - Fuel Sub - ZEAS 2030 - Hot-Dry ¦ SCG ¦ Hot-Dry | Com Central HVAC (Small) - Fuel Sub - ZEAS 2030 - Hot-Dry | 0.040359 | 0.814 | 1 | CBSA 2014, adjusted to reflect new efficiencies | 0 | 2012 | 1 | SWHC046-03
COM-HVAC-FS-20-ZEAS.51 | Com ¦ Small Code HVAC System Integrated Furnace and AC - ZEAS 2030 - Hot-Dry ¦ SCG ¦ Hot-Dry | Com ¦ Small Code HVAC System Integrated Furnace and AC - ZEAS 2030 - Hot-Dry | SCG ¦ Hot-Dry | SCG | All | Electric & Gas | Code AC with gas furnace, <65 kbtuh | Average Existing and Code |  | 2030 | 1 | Conventional | HVAC | Com - Health | Com | ROB Only | 0 | 1000 sqft2 of floor space | Cap-Tons | 15 | DEER:HVAC_Split-Package_HP | 0 | 0 | 0 | SWHC046-03 | 1093.6667 | 2021 | 569.55 | 2021 | 0 | 0 | SWHC046-03 | Com Central HVAC (Small) - Fuel Sub - ZEAS 2030 - Hot-Dry ¦ SCG ¦ Hot-Dry | Com Central HVAC (Small) - Fuel Sub - ZEAS 2030 - Hot-Dry | 0.032178 | 0.814 | 1 | CBSA 2014, adjusted to reflect new efficiencies | 0 | 2012 | 1 | SWHC046-03
COM-HVAC-FS-20-ZEAS.52 | Com ¦ Small Code HVAC System Integrated Furnace and AC - ZEAS 2030 - Hot-Dry ¦ SCG ¦ Hot-Dry | Com ¦ Small Code HVAC System Integrated Furnace and AC - ZEAS 2030 - Hot-Dry | SCG ¦ Hot-Dry | SCG | All | Electric & Gas | Code AC with gas furnace, <65 kbtuh | Average Existing and Code |  | 2030 | 1 | Conventional | HVAC | Com - Lodging | Com | ROB Only | 0 | 1000 sqft2 of floor space | Cap-Tons | 15 | DEER:HVAC_Split-Package_HP | 0 | 0 | 0 | SWHC046-03 | 1093.6667 | 2021 | 569.55 | 2021 | 0 | 0 | SWHC046-03 | Com Central HVAC (Small) - Fuel Sub - ZEAS 2030 - Hot-Dry ¦ SCG ¦ Hot-Dry | Com Central HVAC (Small) - Fuel Sub - ZEAS 2030 - Hot-Dry | 0.018069 | 0.814 | 1 | CBSA 2014, adjusted to reflect new efficiencies | 0 | 2012 | 1 | SWHC046-03
COM-HVAC-FS-20-ZEAS.53 | Com ¦ Small Code HVAC System Integrated Furnace and AC - ZEAS 2030 - Hot-Dry ¦ SCG ¦ Hot-Dry | Com ¦ Small Code HVAC System Integrated Furnace and AC - ZEAS 2030 - Hot-Dry | SCG ¦ Hot-Dry | SCG | All | Electric & Gas | Code AC with gas furnace, <65 kbtuh | Average Existing and Code |  | 2030 | 1 | Conventional | HVAC | Com - Office (Large) | Com | ROB Only | 0 | 1000 sqft2 of floor space | Cap-Tons | 15 | DEER:HVAC_Split-Package_HP | 0 | 0 | 0 | SWHC046-03 | 1093.6667 | 2021 | 569.55 | 2021 | 0 | 0 | SWHC046-03 | Com Central HVAC (Small) - Fuel Sub - ZEAS 2030 - Hot-Dry ¦ SCG ¦ Hot-Dry | Com Central HVAC (Small) - Fuel Sub - ZEAS 2030 - Hot-Dry | 0.023953 | 0.814 | 1 | CBSA 2014, adjusted to reflect new efficiencies | 0 | 2012 | 1 | SWHC046-03
COM-HVAC-FS-20-ZEAS.54 | Com ¦ Small Code HVAC System Integrated Furnace and AC - ZEAS 2030 - Hot-Dry ¦ SCG ¦ Hot-Dry | Com ¦ Small Code HVAC System Integrated Furnace and AC - ZEAS 2030 - Hot-Dry | SCG ¦ Hot-Dry | SCG | All | Electric & Gas | Code AC with gas furnace, <65 kbtuh | Average Existing and Code |  | 2030 | 1 | Conventional | HVAC | Com - Office (Small) | Com | ROB Only | 0 | 1000 sqft2 of floor space | Cap-Tons | 15 | DEER:HVAC_Split-Package_HP | 0 | 0 | 0 | SWHC046-03 | 1093.6667 | 2021 | 569.55 | 2021 | 0 | 0 | SWHC046-03 | Com Central HVAC (Small) - Fuel Sub - ZEAS 2030 - Hot-Dry ¦ SCG ¦ Hot-Dry | Com Central HVAC (Small) - Fuel Sub - ZEAS 2030 - Hot-Dry | 0.027176 | 0.814 | 1 | CBSA 2014, adjusted to reflect new efficiencies | 0 | 2012 | 1 | SWHC046-03
COM-HVAC-FS-20-ZEAS.55 | Com ¦ Small Code HVAC System Integrated Furnace and AC - ZEAS 2030 - Hot-Dry ¦ SCG ¦ Hot-Dry | Com ¦ Small Code HVAC System Integrated Furnace and AC - ZEAS 2030 - Hot-Dry | SCG ¦ Hot-Dry | SCG | All | Electric & Gas | Code AC with gas furnace, <65 kbtuh | Average Existing and Code |  | 2030 | 1 | Conventional | HVAC | Com - Other | Com | ROB Only | 0 | 1000 sqft2 of floor space | Cap-Tons | 15 | DEER:HVAC_Split-Package_HP | 0 | 0 | 0 | SWHC046-03 | 1093.6667 | 2021 | 569.55 | 2021 | 0 | 0 | SWHC046-03 | Com Central HVAC (Small) - Fuel Sub - ZEAS 2030 - Hot-Dry ¦ SCG ¦ Hot-Dry | Com Central HVAC (Small) - Fuel Sub - ZEAS 2030 - Hot-Dry | 0.038925 | 0.814 | 1 | CBSA 2014, adjusted to reflect new efficiencies | 0 | 2012 | 1 | SWHC046-03
COM-HVAC-FS-20-ZEAS.56 | Com ¦ Small Code HVAC System Integrated Furnace and AC - ZEAS 2030 - Hot-Dry ¦ SCG ¦ Hot-Dry | Com ¦ Small Code HVAC System Integrated Furnace and AC - ZEAS 2030 - Hot-Dry | SCG ¦ Hot-Dry | SCG | All | Electric & Gas | Code AC with gas furnace, <65 kbtuh | Average Existing and Code |  | 2030 | 1 | Conventional | HVAC | Com - Refrig. Warehouse | Com | ROB Only | 0 | 1000 sqft2 of floor space | Cap-Tons | 15 | DEER:HVAC_Split-Package_HP | 0 | 0 | 0 | SWHC046-03 | 0 | 2021 | 0 | 2021 | 0 | 0 | SWHC046-03 | Com Central HVAC (Small) - Fuel Sub - ZEAS 2030 - Hot-Dry ¦ SCG ¦ Hot-Dry | Com Central HVAC (Small) - Fuel Sub - ZEAS 2030 - Hot-Dry | 0 | 0.814 | 1 | CBSA 2014, adjusted to reflect new efficiencies | 0 | 2012 | 1 | SWHC046-03
COM-HVAC-FS-20-ZEAS.57 | Com ¦ Small Code HVAC System Integrated Furnace and AC - ZEAS 2030 - Hot-Dry ¦ SCG ¦ Hot-Dry | Com ¦ Small Code HVAC System Integrated Furnace and AC - ZEAS 2030 - Hot-Dry | SCG ¦ Hot-Dry | SCG | All | Electric & Gas | Code AC with gas furnace, <65 kbtuh | Average Existing and Code |  | 2030 | 1 | Conventional | HVAC | Com - Restaurant | Com | ROB Only | 0 | 1000 sqft2 of floor space | Cap-Tons | 15 | DEER:HVAC_Split-Package_HP | 0 | 0 | 0 | SWHC046-03 | 1093.6667 | 2021 | 569.55 | 2021 | 0 | 0 | SWHC046-03 | Com Central HVAC (Small) - Fuel Sub - ZEAS 2030 - Hot-Dry ¦ SCG ¦ Hot-Dry | Com Central HVAC (Small) - Fuel Sub - ZEAS 2030 - Hot-Dry | 0.039657 | 0.814 | 1 | CBSA 2014, adjusted to reflect new efficiencies | 0 | 2012 | 1 | SWHC046-03
COM-HVAC-FS-20-ZEAS.58 | Com ¦ Small Code HVAC System Integrated Furnace and AC - ZEAS 2030 - Hot-Dry ¦ SCG ¦ Hot-Dry | Com ¦ Small Code HVAC System Integrated Furnace and AC - ZEAS 2030 - Hot-Dry | SCG ¦ Hot-Dry | SCG | All | Electric & Gas | Code AC with gas furnace, <65 kbtuh | Average Existing and Code |  | 2030 | 1 | Conventional | HVAC | Com - Retail | Com | ROB Only | 0 | 1000 sqft2 of floor space | Cap-Tons | 15 | DEER:HVAC_Split-Package_HP | 0 | 0 | 0 | SWHC046-03 | 1093.6667 | 2021 | 569.55 | 2021 | 0 | 0 | SWHC046-03 | Com Central HVAC (Small) - Fuel Sub - ZEAS 2030 - Hot-Dry ¦ SCG ¦ Hot-Dry | Com Central HVAC (Small) - Fuel Sub - ZEAS 2030 - Hot-Dry | 0.016778 | 0.814 | 1 | CBSA 2014, adjusted to reflect new efficiencies | 0 | 2012 | 1 | SWHC046-03
COM-HVAC-FS-20-ZEAS.59 | Com ¦ Small Code HVAC System Integrated Furnace and AC - ZEAS 2030 - Hot-Dry ¦ SCG ¦ Hot-Dry | Com ¦ Small Code HVAC System Integrated Furnace and AC - ZEAS 2030 - Hot-Dry | SCG ¦ Hot-Dry | SCG | All | Electric & Gas | Code AC with gas furnace, <65 kbtuh | Average Existing and Code |  | 2030 | 1 | Conventional | HVAC | Com - School | Com | ROB Only | 0 | 1000 sqft2 of floor space | Cap-Tons | 15 | DEER:HVAC_Split-Package_HP | 0 | 0 | 0 | SWHC046-03 | 1093.6667 | 2021 | 569.55 | 2021 | 0 | 0 | SWHC046-03 | Com Central HVAC (Small) - Fuel Sub - ZEAS 2030 - Hot-Dry ¦ SCG ¦ Hot-Dry | Com Central HVAC (Small) - Fuel Sub - ZEAS 2030 - Hot-Dry | 0.027322 | 0.814 | 1 | CBSA 2014, adjusted to reflect new efficiencies | 0 | 2012 | 1 | SWHC046-03
COM-HVAC-FS-20-ZEAS.60 | Com ¦ Small Code HVAC System Integrated Furnace and AC - ZEAS 2030 - Hot-Dry ¦ SCG ¦ Hot-Dry | Com ¦ Small Code HVAC System Integrated Furnace and AC - ZEAS 2030 - Hot-Dry | SCG ¦ Hot-Dry | SCG | All | Electric & Gas | Code AC with gas furnace, <65 kbtuh | Average Existing and Code |  | 2030 | 1 | Conventional | HVAC | Com - Warehouse | Com | ROB Only | 0 | 1000 sqft2 of floor space | Cap-Tons | 15 | DEER:HVAC_Split-Package_HP | 0 | 0 | 0 | SWHC046-03 | 1093.6667 | 2021 | 569.55 | 2021 | 0 | 0 | SWHC046-03 | Com Central HVAC (Small) - Fuel Sub - ZEAS 2030 - Hot-Dry ¦ SCG ¦ Hot-Dry | Com Central HVAC (Small) - Fuel Sub - ZEAS 2030 - Hot-Dry | 0.0051386 | 0.814 | 1 | CBSA 2014, adjusted to reflect new efficiencies | 0 | 2012 | 1 | SWHC046-03
COM-HVAC-FS-20-ZEAS.61 | Com ¦ Small Code HVAC System Integrated Furnace and AC - ZEAS 2030 - Cold ¦ SCG ¦ Cold | Com ¦ Small Code HVAC System Integrated Furnace and AC - ZEAS 2030 - Cold | SCG ¦ Cold | SCG | All | Electric & Gas | Code AC with gas furnace, <65 kbtuh | Average Existing and Code |  | 2030 | 1 | Conventional | HVAC | Com - College | Com | ROB Only | 0 | 1000 sqft2 of floor space | Cap-Tons | 15 | DEER:HVAC_Split-Package_HP | 0 | 0 | 0 | SWHC046-03 | 1093.6667 | 2021 | 569.55 | 2021 | 0 | 0 | SWHC046-03 | Com Central HVAC (Small) - Fuel Sub - ZEAS 2030 - Cold ¦ SCG ¦ Cold | Com Central HVAC (Small) - Fuel Sub - ZEAS 2030 - Cold | 0.022689 | 0.814 | 1 | CBSA 2014, adjusted to reflect new efficiencies | 0 | 2012 | 1 | SWHC046-03
COM-HVAC-FS-20-ZEAS.62 | Com ¦ Small Code HVAC System Integrated Furnace and AC - ZEAS 2030 - Cold ¦ SCG ¦ Cold | Com ¦ Small Code HVAC System Integrated Furnace and AC - ZEAS 2030 - Cold | SCG ¦ Cold | SCG | All | Electric & Gas | Code AC with gas furnace, <65 kbtuh | Average Existing and Code |  | 2030 | 1 | Conventional | HVAC | Com - Grocery | Com | ROB Only | 0 | 1000 sqft2 of floor space | Cap-Tons | 15 | DEER:HVAC_Split-Package_HP | 0 | 0 | 0 | SWHC046-03 | 1093.6667 | 2021 | 569.55 | 2021 | 0 | 0 | SWHC046-03 | Com Central HVAC (Small) - Fuel Sub - ZEAS 2030 - Cold ¦ SCG ¦ Cold | Com Central HVAC (Small) - Fuel Sub - ZEAS 2030 - Cold | 0.040359 | 0.814 | 1 | CBSA 2014, adjusted to reflect new efficiencies | 0 | 2012 | 1 | SWHC046-03
COM-HVAC-FS-20-ZEAS.63 | Com ¦ Small Code HVAC System Integrated Furnace and AC - ZEAS 2030 - Cold ¦ SCG ¦ Cold | Com ¦ Small Code HVAC System Integrated Furnace and AC - ZEAS 2030 - Cold | SCG ¦ Cold | SCG | All | Electric & Gas | Code AC with gas furnace, <65 kbtuh | Average Existing and Code |  | 2030 | 1 | Conventional | HVAC | Com - Health | Com | ROB Only | 0 | 1000 sqft2 of floor space | Cap-Tons | 15 | DEER:HVAC_Split-Package_HP | 0 | 0 | 0 | SWHC046-03 | 1093.6667 | 2021 | 569.55 | 2021 | 0 | 0 | SWHC046-03 | Com Central HVAC (Small) - Fuel Sub - ZEAS 2030 - Cold ¦ SCG ¦ Cold | Com Central HVAC (Small) - Fuel Sub - ZEAS 2030 - Cold | 0.032178 | 0.814 | 1 | CBSA 2014, adjusted to reflect new efficiencies | 0 | 2012 | 1 | SWHC046-03
COM-HVAC-FS-20-ZEAS.64 | Com ¦ Small Code HVAC System Integrated Furnace and AC - ZEAS 2030 - Cold ¦ SCG ¦ Cold | Com ¦ Small Code HVAC System Integrated Furnace and AC - ZEAS 2030 - Cold | SCG ¦ Cold | SCG | All | Electric & Gas | Code AC with gas furnace, <65 kbtuh | Average Existing and Code |  | 2030 | 1 | Conventional | HVAC | Com - Lodging | Com | ROB Only | 0 | 1000 sqft2 of floor space | Cap-Tons | 15 | DEER:HVAC_Split-Package_HP | 0 | 0 | 0 | SWHC046-03 | 1093.6667 | 2021 | 569.55 | 2021 | 0 | 0 | SWHC046-03 | Com Central HVAC (Small) - Fuel Sub - ZEAS 2030 - Cold ¦ SCG ¦ Cold | Com Central HVAC (Small) - Fuel Sub - ZEAS 2030 - Cold | 0.018069 | 0.814 | 1 | CBSA 2014, adjusted to reflect new efficiencies | 0 | 2012 | 1 | SWHC046-03
COM-HVAC-FS-20-ZEAS.65 | Com ¦ Small Code HVAC System Integrated Furnace and AC - ZEAS 2030 - Cold ¦ SCG ¦ Cold | Com ¦ Small Code HVAC System Integrated Furnace and AC - ZEAS 2030 - Cold | SCG ¦ Cold | SCG | All | Electric & Gas | Code AC with gas furnace, <65 kbtuh | Average Existing and Code |  | 2030 | 1 | Conventional | HVAC | Com - Office (Large) | Com | ROB Only | 0 | 1000 sqft2 of floor space | Cap-Tons | 15 | DEER:HVAC_Split-Package_HP | 0 | 0 | 0 | SWHC046-03 | 1093.6667 | 2021 | 569.55 | 2021 | 0 | 0 | SWHC046-03 | Com Central HVAC (Small) - Fuel Sub - ZEAS 2030 - Cold ¦ SCG ¦ Cold | Com Central HVAC (Small) - Fuel Sub - ZEAS 2030 - Cold | 0.023953 | 0.814 | 1 | CBSA 2014, adjusted to reflect new efficiencies | 0 | 2012 | 1 | SWHC046-03
COM-HVAC-FS-20-ZEAS.66 | Com ¦ Small Code HVAC System Integrated Furnace and AC - ZEAS 2030 - Cold ¦ SCG ¦ Cold | Com ¦ Small Code HVAC System Integrated Furnace and AC - ZEAS 2030 - Cold | SCG ¦ Cold | SCG | All | Electric & Gas | Code AC with gas furnace, <65 kbtuh | Average Existing and Code |  | 2030 | 1 | Conventional | HVAC | Com - Office (Small) | Com | ROB Only | 0 | 1000 sqft2 of floor space | Cap-Tons | 15 | DEER:HVAC_Split-Package_HP | 0 | 0 | 0 | SWHC046-03 | 1093.6667 | 2021 | 569.55 | 2021 | 0 | 0 | SWHC046-03 | Com Central HVAC (Small) - Fuel Sub - ZEAS 2030 - Cold ¦ SCG ¦ Cold | Com Central HVAC (Small) - Fuel Sub - ZEAS 2030 - Cold | 0.027176 | 0.814 | 1 | CBSA 2014, adjusted to reflect new efficiencies | 0 | 2012 | 1 | SWHC046-03
COM-HVAC-FS-20-ZEAS.67 | Com ¦ Small Code HVAC System Integrated Furnace and AC - ZEAS 2030 - Cold ¦ SCG ¦ Cold | Com ¦ Small Code HVAC System Integrated Furnace and AC - ZEAS 2030 - Cold | SCG ¦ Cold | SCG | All | Electric & Gas | Code AC with gas furnace, <65 kbtuh | Average Existing and Code |  | 2030 | 1 | Conventional | HVAC | Com - Other | Com | ROB Only | 0 | 1000 sqft2 of floor space | Cap-Tons | 15 | DEER:HVAC_Split-Package_HP | 0 | 0 | 0 | SWHC046-03 | 1093.6667 | 2021 | 569.55 | 2021 | 0 | 0 | SWHC046-03 | Com Central HVAC (Small) - Fuel Sub - ZEAS 2030 - Cold ¦ SCG ¦ Cold | Com Central HVAC (Small) - Fuel Sub - ZEAS 2030 - Cold | 0.038925 | 0.814 | 1 | CBSA 2014, adjusted to reflect new efficiencies | 0 | 2012 | 1 | SWHC046-03
COM-HVAC-FS-20-ZEAS.68 | Com ¦ Small Code HVAC System Integrated Furnace and AC - ZEAS 2030 - Cold ¦ SCG ¦ Cold | Com ¦ Small Code HVAC System Integrated Furnace and AC - ZEAS 2030 - Cold | SCG ¦ Cold | SCG | All | Electric & Gas | Code AC with gas furnace, <65 kbtuh | Average Existing and Code |  | 2030 | 1 | Conventional | HVAC | Com - Refrig. Warehouse | Com | ROB Only | 0 | 1000 sqft2 of floor space | Cap-Tons | 15 | DEER:HVAC_Split-Package_HP | 0 | 0 | 0 | SWHC046-03 | 0 | 2021 | 0 | 2021 | 0 | 0 | SWHC046-03 | Com Central HVAC (Small) - Fuel Sub - ZEAS 2030 - Cold ¦ SCG ¦ Cold | Com Central HVAC (Small) - Fuel Sub - ZEAS 2030 - Cold | 0 | 0.814 | 1 | CBSA 2014, adjusted to reflect new efficiencies | 0 | 2012 | 1 | SWHC046-03
COM-HVAC-FS-20-ZEAS.69 | Com ¦ Small Code HVAC System Integrated Furnace and AC - ZEAS 2030 - Cold ¦ SCG ¦ Cold | Com ¦ Small Code HVAC System Integrated Furnace and AC - ZEAS 2030 - Cold | SCG ¦ Cold | SCG | All | Electric & Gas | Code AC with gas furnace, <65 kbtuh | Average Existing and Code |  | 2030 | 1 | Conventional | HVAC | Com - Restaurant | Com | ROB Only | 0 | 1000 sqft2 of floor space | Cap-Tons | 15 | DEER:HVAC_Split-Package_HP | 0 | 0 | 0 | SWHC046-03 | 1093.6667 | 2021 | 569.55 | 2021 | 0 | 0 | SWHC046-03 | Com Central HVAC (Small) - Fuel Sub - ZEAS 2030 - Cold ¦ SCG ¦ Cold | Com Central HVAC (Small) - Fuel Sub - ZEAS 2030 - Cold | 0.039657 | 0.814 | 1 | CBSA 2014, adjusted to reflect new efficiencies | 0 | 2012 | 1 | SWHC046-03
COM-HVAC-FS-20-ZEAS.70 | Com ¦ Small Code HVAC System Integrated Furnace and AC - ZEAS 2030 - Cold ¦ SCG ¦ Cold | Com ¦ Small Code HVAC System Integrated Furnace and AC - ZEAS 2030 - Cold | SCG ¦ Cold | SCG | All | Electric & Gas | Code AC with gas furnace, <65 kbtuh | Average Existing and Code |  | 2030 | 1 | Conventional | HVAC | Com - Retail | Com | ROB Only | 0 | 1000 sqft2 of floor space | Cap-Tons | 15 | DEER:HVAC_Split-Package_HP | 0 | 0 | 0 | SWHC046-03 | 1093.6667 | 2021 | 569.55 | 2021 | 0 | 0 | SWHC046-03 | Com Central HVAC (Small) - Fuel Sub - ZEAS 2030 - Cold ¦ SCG ¦ Cold | Com Central HVAC (Small) - Fuel Sub - ZEAS 2030 - Cold | 0.016778 | 0.814 | 1 | CBSA 2014, adjusted to reflect new efficiencies | 0 | 2012 | 1 | SWHC046-03
COM-HVAC-FS-20-ZEAS.71 | Com ¦ Small Code HVAC System Integrated Furnace and AC - ZEAS 2030 - Cold ¦ SCG ¦ Cold | Com ¦ Small Code HVAC System Integrated Furnace and AC - ZEAS 2030 - Cold | SCG ¦ Cold | SCG | All | Electric & Gas | Code AC with gas furnace, <65 kbtuh | Average Existing and Code |  | 2030 | 1 | Conventional | HVAC | Com - School | Com | ROB Only | 0 | 1000 sqft2 of floor space | Cap-Tons | 15 | DEER:HVAC_Split-Package_HP | 0 | 0 | 0 | SWHC046-03 | 1093.6667 | 2021 | 569.55 | 2021 | 0 | 0 | SWHC046-03 | Com Central HVAC (Small) - Fuel Sub - ZEAS 2030 - Cold ¦ SCG ¦ Cold | Com Central HVAC (Small) - Fuel Sub - ZEAS 2030 - Cold | 0.027322 | 0.814 | 1 | CBSA 2014, adjusted to reflect new efficiencies | 0 | 2012 | 1 | SWHC046-03
COM-HVAC-FS-20-ZEAS.72 | Com ¦ Small Code HVAC System Integrated Furnace and AC - ZEAS 2030 - Cold ¦ SCG ¦ Cold | Com ¦ Small Code HVAC System Integrated Furnace and AC - ZEAS 2030 - Cold | SCG ¦ Cold | SCG | All | Electric & Gas | Code AC with gas furnace, <65 kbtuh | Average Existing and Code |  | 2030 | 1 | Conventional | HVAC | Com - Warehouse | Com | ROB Only | 0 | 1000 sqft2 of floor space | Cap-Tons | 15 | DEER:HVAC_Split-Package_HP | 0 | 0 | 0 | SWHC046-03 | 1093.6667 | 2021 | 569.55 | 2021 | 0 | 0 | SWHC046-03 | Com Central HVAC (Small) - Fuel Sub - ZEAS 2030 - Cold ¦ SCG ¦ Cold | Com Central HVAC (Small) - Fuel Sub - ZEAS 2030 - Cold | 0.0051386 | 0.814 | 1 | CBSA 2014, adjusted to reflect new efficiencies | 0 | 2012 | 1 | SWHC046-03
COM-HVAC-FS-20-ZEAS.73 | Com ¦ Small Code HVAC System Integrated Furnace and AC - ZEAS 2030 - Marine ¦ SDG&E ¦ Marine | Com ¦ Small Code HVAC System Integrated Furnace and AC - ZEAS 2030 - Marine | SDG&E ¦ Marine | SDG&E | All | Electric & Gas | Code AC with gas furnace, <65 kbtuh | Average Existing and Code |  | 2030 | 1 | Conventional | HVAC | Com - College | Com | ROB Only | 0 | 1000 sqft2 of floor space | Cap-Tons | 15 | DEER:HVAC_Split-Package_HP | 0 | 0 | 0 | SWHC046-03 | 1093.6667 | 2021 | 569.55 | 2021 | 0 | 0 | SWHC046-03 | Com Central HVAC (Small) - Fuel Sub - ZEAS 2030 - Marine ¦ SDG&E ¦ Marine | Com Central HVAC (Small) - Fuel Sub - ZEAS 2030 - Marine | 0.022234 | 0.814 | 1 | CBSA 2014, adjusted to reflect new efficiencies | 0 | 2012 | 1 | SWHC046-03
COM-HVAC-FS-20-ZEAS.74 | Com ¦ Small Code HVAC System Integrated Furnace and AC - ZEAS 2030 - Marine ¦ SDG&E ¦ Marine | Com ¦ Small Code HVAC System Integrated Furnace and AC - ZEAS 2030 - Marine | SDG&E ¦ Marine | SDG&E | All | Electric & Gas | Code AC with gas furnace, <65 kbtuh | Average Existing and Code |  | 2030 | 1 | Conventional | HVAC | Com - Grocery | Com | ROB Only | 0 | 1000 sqft2 of floor space | Cap-Tons | 15 | DEER:HVAC_Split-Package_HP | 0 | 0 | 0 | SWHC046-03 | 1093.6667 | 2021 | 569.55 | 2021 | 0 | 0 | SWHC046-03 | Com Central HVAC (Small) - Fuel Sub - ZEAS 2030 - Marine ¦ SDG&E ¦ Marine | Com Central HVAC (Small) - Fuel Sub - ZEAS 2030 - Marine | 0.041033 | 0.814 | 1 | CBSA 2014, adjusted to reflect new efficiencies | 0 | 2012 | 1 | SWHC046-03
COM-HVAC-FS-20-ZEAS.75 | Com ¦ Small Code HVAC System Integrated Furnace and AC - ZEAS 2030 - Marine ¦ SDG&E ¦ Marine | Com ¦ Small Code HVAC System Integrated Furnace and AC - ZEAS 2030 - Marine | SDG&E ¦ Marine | SDG&E | All | Electric & Gas | Code AC with gas furnace, <65 kbtuh | Average Existing and Code |  | 2030 | 1 | Conventional | HVAC | Com - Health | Com | ROB Only | 0 | 1000 sqft2 of floor space | Cap-Tons | 15 | DEER:HVAC_Split-Package_HP | 0 | 0 | 0 | SWHC046-03 | 1093.6667 | 2021 | 569.55 | 2021 | 0 | 0 | SWHC046-03 | Com Central HVAC (Small) - Fuel Sub - ZEAS 2030 - Marine ¦ SDG&E ¦ Marine | Com Central HVAC (Small) - Fuel Sub - ZEAS 2030 - Marine | 0.031998 | 0.814 | 1 | CBSA 2014, adjusted to reflect new efficiencies | 0 | 2012 | 1 | SWHC046-03
COM-HVAC-FS-20-ZEAS.76 | Com ¦ Small Code HVAC System Integrated Furnace and AC - ZEAS 2030 - Marine ¦ SDG&E ¦ Marine | Com ¦ Small Code HVAC System Integrated Furnace and AC - ZEAS 2030 - Marine | SDG&E ¦ Marine | SDG&E | All | Electric & Gas | Code AC with gas furnace, <65 kbtuh | Average Existing and Code |  | 2030 | 1 | Conventional | HVAC | Com - Lodging | Com | ROB Only | 0 | 1000 sqft2 of floor space | Cap-Tons | 15 | DEER:HVAC_Split-Package_HP | 0 | 0 | 0 | SWHC046-03 | 1093.6667 | 2021 | 569.55 | 2021 | 0 | 0 | SWHC046-03 | Com Central HVAC (Small) - Fuel Sub - ZEAS 2030 - Marine ¦ SDG&E ¦ Marine | Com Central HVAC (Small) - Fuel Sub - ZEAS 2030 - Marine | 0.017903 | 0.814 | 1 | CBSA 2014, adjusted to reflect new efficiencies | 0 | 2012 | 1 | SWHC046-03
COM-HVAC-FS-20-ZEAS.77 | Com ¦ Small Code HVAC System Integrated Furnace and AC - ZEAS 2030 - Marine ¦ SDG&E ¦ Marine | Com ¦ Small Code HVAC System Integrated Furnace and AC - ZEAS 2030 - Marine | SDG&E ¦ Marine | SDG&E | All | Electric & Gas | Code AC with gas furnace, <65 kbtuh | Average Existing and Code |  | 2030 | 1 | Conventional | HVAC | Com - Office (Large) | Com | ROB Only | 0 | 1000 sqft2 of floor space | Cap-Tons | 15 | DEER:HVAC_Split-Package_HP | 0 | 0 | 0 | SWHC046-03 | 1093.6667 | 2021 | 569.55 | 2021 | 0 | 0 | SWHC046-03 | Com Central HVAC (Small) - Fuel Sub - ZEAS 2030 - Marine ¦ SDG&E ¦ Marine | Com Central HVAC (Small) - Fuel Sub - ZEAS 2030 - Marine | 0.023374 | 0.814 | 1 | CBSA 2014, adjusted to reflect new efficiencies | 0 | 2012 | 1 | SWHC046-03
COM-HVAC-FS-20-ZEAS.78 | Com ¦ Small Code HVAC System Integrated Furnace and AC - ZEAS 2030 - Marine ¦ SDG&E ¦ Marine | Com ¦ Small Code HVAC System Integrated Furnace and AC - ZEAS 2030 - Marine | SDG&E ¦ Marine | SDG&E | All | Electric & Gas | Code AC with gas furnace, <65 kbtuh | Average Existing and Code |  | 2030 | 1 | Conventional | HVAC | Com - Office (Small) | Com | ROB Only | 0 | 1000 sqft2 of floor space | Cap-Tons | 15 | DEER:HVAC_Split-Package_HP | 0 | 0 | 0 | SWHC046-03 | 1093.6667 | 2021 | 569.55 | 2021 | 0 | 0 | SWHC046-03 | Com Central HVAC (Small) - Fuel Sub - ZEAS 2030 - Marine ¦ SDG&E ¦ Marine | Com Central HVAC (Small) - Fuel Sub - ZEAS 2030 - Marine | 0.028381 | 0.814 | 1 | CBSA 2014, adjusted to reflect new efficiencies | 0 | 2012 | 1 | SWHC046-03
COM-HVAC-FS-20-ZEAS.79 | Com ¦ Small Code HVAC System Integrated Furnace and AC - ZEAS 2030 - Marine ¦ SDG&E ¦ Marine | Com ¦ Small Code HVAC System Integrated Furnace and AC - ZEAS 2030 - Marine | SDG&E ¦ Marine | SDG&E | All | Electric & Gas | Code AC with gas furnace, <65 kbtuh | Average Existing and Code |  | 2030 | 1 | Conventional | HVAC | Com - Other | Com | ROB Only | 0 | 1000 sqft2 of floor space | Cap-Tons | 15 | DEER:HVAC_Split-Package_HP | 0 | 0 | 0 | SWHC046-03 | 1093.6667 | 2021 | 569.55 | 2021 | 0 | 0 | SWHC046-03 | Com Central HVAC (Small) - Fuel Sub - ZEAS 2030 - Marine ¦ SDG&E ¦ Marine | Com Central HVAC (Small) - Fuel Sub - ZEAS 2030 - Marine | 0.03826 | 0.814 | 1 | CBSA 2014, adjusted to reflect new efficiencies | 0 | 2012 | 1 | SWHC046-03
COM-HVAC-FS-20-ZEAS.80 | Com ¦ Small Code HVAC System Integrated Furnace and AC - ZEAS 2030 - Marine ¦ SDG&E ¦ Marine | Com ¦ Small Code HVAC System Integrated Furnace and AC - ZEAS 2030 - Marine | SDG&E ¦ Marine | SDG&E | All | Electric & Gas | Code AC with gas furnace, <65 kbtuh | Average Existing and Code |  | 2030 | 1 | Conventional | HVAC | Com - Refrig. Warehouse | Com | ROB Only | 0 | 1000 sqft2 of floor space | Cap-Tons | 15 | DEER:HVAC_Split-Package_HP | 0 | 0 | 0 | SWHC046-03 | 0 | 2021 | 0 | 2021 | 0 | 0 | SWHC046-03 | Com Central HVAC (Small) - Fuel Sub - ZEAS 2030 - Marine ¦ SDG&E ¦ Marine | Com Central HVAC (Small) - Fuel Sub - ZEAS 2030 - Marine | 0 | 0.814 | 1 | CBSA 2014, adjusted to reflect new efficiencies | 0 | 2012 | 1 | SWHC046-03
COM-HVAC-FS-20-ZEAS.81 | Com ¦ Small Code HVAC System Integrated Furnace and AC - ZEAS 2030 - Marine ¦ SDG&E ¦ Marine | Com ¦ Small Code HVAC System Integrated Furnace and AC - ZEAS 2030 - Marine | SDG&E ¦ Marine | SDG&E | All | Electric & Gas | Code AC with gas furnace, <65 kbtuh | Average Existing and Code |  | 2030 | 1 | Conventional | HVAC | Com - Restaurant | Com | ROB Only | 0 | 1000 sqft2 of floor space | Cap-Tons | 15 | DEER:HVAC_Split-Package_HP | 0 | 0 | 0 | SWHC046-03 | 1093.6667 | 2021 | 569.55 | 2021 | 0 | 0 | SWHC046-03 | Com Central HVAC (Small) - Fuel Sub - ZEAS 2030 - Marine ¦ SDG&E ¦ Marine | Com Central HVAC (Small) - Fuel Sub - ZEAS 2030 - Marine | 0.041427 | 0.814 | 1 | CBSA 2014, adjusted to reflect new efficiencies | 0 | 2012 | 1 | SWHC046-03
COM-HVAC-FS-20-ZEAS.82 | Com ¦ Small Code HVAC System Integrated Furnace and AC - ZEAS 2030 - Marine ¦ SDG&E ¦ Marine | Com ¦ Small Code HVAC System Integrated Furnace and AC - ZEAS 2030 - Marine | SDG&E ¦ Marine | SDG&E | All | Electric & Gas | Code AC with gas furnace, <65 kbtuh | Average Existing and Code |  | 2030 | 1 | Conventional | HVAC | Com - Retail | Com | ROB Only | 0 | 1000 sqft2 of floor space | Cap-Tons | 15 | DEER:HVAC_Split-Package_HP | 0 | 0 | 0 | SWHC046-03 | 1093.6667 | 2021 | 569.55 | 2021 | 0 | 0 | SWHC046-03 | Com Central HVAC (Small) - Fuel Sub - ZEAS 2030 - Marine ¦ SDG&E ¦ Marine | Com Central HVAC (Small) - Fuel Sub - ZEAS 2030 - Marine | 0.016794 | 0.814 | 1 | CBSA 2014, adjusted to reflect new efficiencies | 0 | 2012 | 1 | SWHC046-03
COM-HVAC-FS-20-ZEAS.83 | Com ¦ Small Code HVAC System Integrated Furnace and AC - ZEAS 2030 - Marine ¦ SDG&E ¦ Marine | Com ¦ Small Code HVAC System Integrated Furnace and AC - ZEAS 2030 - Marine | SDG&E ¦ Marine | SDG&E | All | Electric & Gas | Code AC with gas furnace, <65 kbtuh | Average Existing and Code |  | 2030 | 1 | Conventional | HVAC | Com - School | Com | ROB Only | 0 | 1000 sqft2 of floor space | Cap-Tons | 15 | DEER:HVAC_Split-Package_HP | 0 | 0 | 0 | SWHC046-03 | 1093.6667 | 2021 | 569.55 | 2021 | 0 | 0 | SWHC046-03 | Com Central HVAC (Small) - Fuel Sub - ZEAS 2030 - Marine ¦ SDG&E ¦ Marine | Com Central HVAC (Small) - Fuel Sub - ZEAS 2030 - Marine | 0.028241 | 0.814 | 1 | CBSA 2014, adjusted to reflect new efficiencies | 0 | 2012 | 1 | SWHC046-03
COM-HVAC-FS-20-ZEAS.84 | Com ¦ Small Code HVAC System Integrated Furnace and AC - ZEAS 2030 - Marine ¦ SDG&E ¦ Marine | Com ¦ Small Code HVAC System Integrated Furnace and AC - ZEAS 2030 - Marine | SDG&E ¦ Marine | SDG&E | All | Electric & Gas | Code AC with gas furnace, <65 kbtuh | Average Existing and Code |  | 2030 | 1 | Conventional | HVAC | Com - Warehouse | Com | ROB Only | 0 | 1000 sqft2 of floor space | Cap-Tons | 15 | DEER:HVAC_Split-Package_HP | 0 | 0 | 0 | SWHC046-03 | 1093.6667 | 2021 | 569.55 | 2021 | 0 | 0 | SWHC046-03 | Com Central HVAC (Small) - Fuel Sub - ZEAS 2030 - Marine ¦ SDG&E ¦ Marine | Com Central HVAC (Small) - Fuel Sub - ZEAS 2030 - Marine | 0.0051502 | 0.814 | 1 | CBSA 2014, adjusted to reflect new efficiencies | 0 | 2012 | 1 | SWHC046-03
COM-HVAC-FS-20-ZEAS.85 | Com ¦ Small Code HVAC System Integrated Furnace and AC - ZEAS 2030 - Hot-Dry ¦ SDG&E ¦ Hot-Dry | Com ¦ Small Code HVAC System Integrated Furnace and AC - ZEAS 2030 - Hot-Dry | SDG&E ¦ Hot-Dry | SDG&E | All | Electric & Gas | Code AC with gas furnace, <65 kbtuh | Average Existing and Code |  | 2030 | 1 | Conventional | HVAC | Com - College | Com | ROB Only | 0 | 1000 sqft2 of floor space | Cap-Tons | 15 | DEER:HVAC_Split-Package_HP | 0 | 0 | 0 | SWHC046-03 | 1093.6667 | 2021 | 569.55 | 2021 | 0 | 0 | SWHC046-03 | Com Central HVAC (Small) - Fuel Sub - ZEAS 2030 - Hot-Dry ¦ SDG&E ¦ Hot-Dry | Com Central HVAC (Small) - Fuel Sub - ZEAS 2030 - Hot-Dry | 0.022234 | 0.814 | 1 | CBSA 2014, adjusted to reflect new efficiencies | 0 | 2012 | 1 | SWHC046-03
COM-HVAC-FS-20-ZEAS.86 | Com ¦ Small Code HVAC System Integrated Furnace and AC - ZEAS 2030 - Hot-Dry ¦ SDG&E ¦ Hot-Dry | Com ¦ Small Code HVAC System Integrated Furnace and AC - ZEAS 2030 - Hot-Dry | SDG&E ¦ Hot-Dry | SDG&E | All | Electric & Gas | Code AC with gas furnace, <65 kbtuh | Average Existing and Code |  | 2030 | 1 | Conventional | HVAC | Com - Grocery | Com | ROB Only | 0 | 1000 sqft2 of floor space | Cap-Tons | 15 | DEER:HVAC_Split-Package_HP | 0 | 0 | 0 | SWHC046-03 | 1093.6667 | 2021 | 569.55 | 2021 | 0 | 0 | SWHC046-03 | Com Central HVAC (Small) - Fuel Sub - ZEAS 2030 - Hot-Dry ¦ SDG&E ¦ Hot-Dry | Com Central HVAC (Small) - Fuel Sub - ZEAS 2030 - Hot-Dry | 0.041033 | 0.814 | 1 | CBSA 2014, adjusted to reflect new efficiencies | 0 | 2012 | 1 | SWHC046-03
COM-HVAC-FS-20-ZEAS.87 | Com ¦ Small Code HVAC System Integrated Furnace and AC - ZEAS 2030 - Hot-Dry ¦ SDG&E ¦ Hot-Dry | Com ¦ Small Code HVAC System Integrated Furnace and AC - ZEAS 2030 - Hot-Dry | SDG&E ¦ Hot-Dry | SDG&E | All | Electric & Gas | Code AC with gas furnace, <65 kbtuh | Average Existing and Code |  | 2030 | 1 | Conventional | HVAC | Com - Health | Com | ROB Only | 0 | 1000 sqft2 of floor space | Cap-Tons | 15 | DEER:HVAC_Split-Package_HP | 0 | 0 | 0 | SWHC046-03 | 1093.6667 | 2021 | 569.55 | 2021 | 0 | 0 | SWHC046-03 | Com Central HVAC (Small) - Fuel Sub - ZEAS 2030 - Hot-Dry ¦ SDG&E ¦ Hot-Dry | Com Central HVAC (Small) - Fuel Sub - ZEAS 2030 - Hot-Dry | 0.031998 | 0.814 | 1 | CBSA 2014, adjusted to reflect new efficiencies | 0 | 2012 | 1 | SWHC046-03
COM-HVAC-FS-20-ZEAS.88 | Com ¦ Small Code HVAC System Integrated Furnace and AC - ZEAS 2030 - Hot-Dry ¦ SDG&E ¦ Hot-Dry | Com ¦ Small Code HVAC System Integrated Furnace and AC - ZEAS 2030 - Hot-Dry | SDG&E ¦ Hot-Dry | SDG&E | All | Electric & Gas | Code AC with gas furnace, <65 kbtuh | Average Existing and Code |  | 2030 | 1 | Conventional | HVAC | Com - Lodging | Com | ROB Only | 0 | 1000 sqft2 of floor space | Cap-Tons | 15 | DEER:HVAC_Split-Package_HP | 0 | 0 | 0 | SWHC046-03 | 1093.6667 | 2021 | 569.55 | 2021 | 0 | 0 | SWHC046-03 | Com Central HVAC (Small) - Fuel Sub - ZEAS 2030 - Hot-Dry ¦ SDG&E ¦ Hot-Dry | Com Central HVAC (Small) - Fuel Sub - ZEAS 2030 - Hot-Dry | 0.017903 | 0.814 | 1 | CBSA 2014, adjusted to reflect new efficiencies | 0 | 2012 | 1 | SWHC046-03
COM-HVAC-FS-20-ZEAS.89 | Com ¦ Small Code HVAC System Integrated Furnace and AC - ZEAS 2030 - Hot-Dry ¦ SDG&E ¦ Hot-Dry | Com ¦ Small Code HVAC System Integrated Furnace and AC - ZEAS 2030 - Hot-Dry | SDG&E ¦ Hot-Dry | SDG&E | All | Electric & Gas | Code AC with gas furnace, <65 kbtuh | Average Existing and Code |  | 2030 | 1 | Conventional | HVAC | Com - Office (Large) | Com | ROB Only | 0 | 1000 sqft2 of floor space | Cap-Tons | 15 | DEER:HVAC_Split-Package_HP | 0 | 0 | 0 | SWHC046-03 | 1093.6667 | 2021 | 569.55 | 2021 | 0 | 0 | SWHC046-03 | Com Central HVAC (Small) - Fuel Sub - ZEAS 2030 - Hot-Dry ¦ SDG&E ¦ Hot-Dry | Com Central HVAC (Small) - Fuel Sub - ZEAS 2030 - Hot-Dry | 0.023374 | 0.814 | 1 | CBSA 2014, adjusted to reflect new efficiencies | 0 | 2012 | 1 | SWHC046-03
COM-HVAC-FS-20-ZEAS.90 | Com ¦ Small Code HVAC System Integrated Furnace and AC - ZEAS 2030 - Hot-Dry ¦ SDG&E ¦ Hot-Dry | Com ¦ Small Code HVAC System Integrated Furnace and AC - ZEAS 2030 - Hot-Dry | SDG&E ¦ Hot-Dry | SDG&E | All | Electric & Gas | Code AC with gas furnace, <65 kbtuh | Average Existing and Code |  | 2030 | 1 | Conventional | HVAC | Com - Office (Small) | Com | ROB Only | 0 | 1000 sqft2 of floor space | Cap-Tons | 15 | DEER:HVAC_Split-Package_HP | 0 | 0 | 0 | SWHC046-03 | 1093.6667 | 2021 | 569.55 | 2021 | 0 | 0 | SWHC046-03 | Com Central HVAC (Small) - Fuel Sub - ZEAS 2030 - Hot-Dry ¦ SDG&E ¦ Hot-Dry | Com Central HVAC (Small) - Fuel Sub - ZEAS 2030 - Hot-Dry | 0.028381 | 0.814 | 1 | CBSA 2014, adjusted to reflect new efficiencies | 0 | 2012 | 1 | SWHC046-03
COM-HVAC-FS-20-ZEAS.91 | Com ¦ Small Code HVAC System Integrated Furnace and AC - ZEAS 2030 - Hot-Dry ¦ SDG&E ¦ Hot-Dry | Com ¦ Small Code HVAC System Integrated Furnace and AC - ZEAS 2030 - Hot-Dry | SDG&E ¦ Hot-Dry | SDG&E | All | Electric & Gas | Code AC with gas furnace, <65 kbtuh | Average Existing and Code |  | 2030 | 1 | Conventional | HVAC | Com - Other | Com | ROB Only | 0 | 1000 sqft2 of floor space | Cap-Tons | 15 | DEER:HVAC_Split-Package_HP | 0 | 0 | 0 | SWHC046-03 | 1093.6667 | 2021 | 569.55 | 2021 | 0 | 0 | SWHC046-03 | Com Central HVAC (Small) - Fuel Sub - ZEAS 2030 - Hot-Dry ¦ SDG&E ¦ Hot-Dry | Com Central HVAC (Small) - Fuel Sub - ZEAS 2030 - Hot-Dry | 0.03826 | 0.814 | 1 | CBSA 2014, adjusted to reflect new efficiencies | 0 | 2012 | 1 | SWHC046-03
COM-HVAC-FS-20-ZEAS.92 | Com ¦ Small Code HVAC System Integrated Furnace and AC - ZEAS 2030 - Hot-Dry ¦ SDG&E ¦ Hot-Dry | Com ¦ Small Code HVAC System Integrated Furnace and AC - ZEAS 2030 - Hot-Dry | SDG&E ¦ Hot-Dry | SDG&E | All | Electric & Gas | Code AC with gas furnace, <65 kbtuh | Average Existing and Code |  | 2030 | 1 | Conventional | HVAC | Com - Refrig. Warehouse | Com | ROB Only | 0 | 1000 sqft2 of floor space | Cap-Tons | 15 | DEER:HVAC_Split-Package_HP | 0 | 0 | 0 | SWHC046-03 | 0 | 2021 | 0 | 2021 | 0 | 0 | SWHC046-03 | Com Central HVAC (Small) - Fuel Sub - ZEAS 2030 - Hot-Dry ¦ SDG&E ¦ Hot-Dry | Com Central HVAC (Small) - Fuel Sub - ZEAS 2030 - Hot-Dry | 0 | 0.814 | 1 | CBSA 2014, adjusted to reflect new efficiencies | 0 | 2012 | 1 | SWHC046-03
COM-HVAC-FS-20-ZEAS.93 | Com ¦ Small Code HVAC System Integrated Furnace and AC - ZEAS 2030 - Hot-Dry ¦ SDG&E ¦ Hot-Dry | Com ¦ Small Code HVAC System Integrated Furnace and AC - ZEAS 2030 - Hot-Dry | SDG&E ¦ Hot-Dry | SDG&E | All | Electric & Gas | Code AC with gas furnace, <65 kbtuh | Average Existing and Code |  | 2030 | 1 | Conventional | HVAC | Com - Restaurant | Com | ROB Only | 0 | 1000 sqft2 of floor space | Cap-Tons | 15 | DEER:HVAC_Split-Package_HP | 0 | 0 | 0 | SWHC046-03 | 1093.6667 | 2021 | 569.55 | 2021 | 0 | 0 | SWHC046-03 | Com Central HVAC (Small) - Fuel Sub - ZEAS 2030 - Hot-Dry ¦ SDG&E ¦ Hot-Dry | Com Central HVAC (Small) - Fuel Sub - ZEAS 2030 - Hot-Dry | 0.041427 | 0.814 | 1 | CBSA 2014, adjusted to reflect new efficiencies | 0 | 2012 | 1 | SWHC046-03
COM-HVAC-FS-20-ZEAS.94 | Com ¦ Small Code HVAC System Integrated Furnace and AC - ZEAS 2030 - Hot-Dry ¦ SDG&E ¦ Hot-Dry | Com ¦ Small Code HVAC System Integrated Furnace and AC - ZEAS 2030 - Hot-Dry | SDG&E ¦ Hot-Dry | SDG&E | All | Electric & Gas | Code AC with gas furnace, <65 kbtuh | Average Existing and Code |  | 2030 | 1 | Conventional | HVAC | Com - Retail | Com | ROB Only | 0 | 1000 sqft2 of floor space | Cap-Tons | 15 | DEER:HVAC_Split-Package_HP | 0 | 0 | 0 | SWHC046-03 | 1093.6667 | 2021 | 569.55 | 2021 | 0 | 0 | SWHC046-03 | Com Central HVAC (Small) - Fuel Sub - ZEAS 2030 - Hot-Dry ¦ SDG&E ¦ Hot-Dry | Com Central HVAC (Small) - Fuel Sub - ZEAS 2030 - Hot-Dry | 0.016794 | 0.814 | 1 | CBSA 2014, adjusted to reflect new efficiencies | 0 | 2012 | 1 | SWHC046-03
COM-HVAC-FS-20-ZEAS.95 | Com ¦ Small Code HVAC System Integrated Furnace and AC - ZEAS 2030 - Hot-Dry ¦ SDG&E ¦ Hot-Dry | Com ¦ Small Code HVAC System Integrated Furnace and AC - ZEAS 2030 - Hot-Dry | SDG&E ¦ Hot-Dry | SDG&E | All | Electric & Gas | Code AC with gas furnace, <65 kbtuh | Average Existing and Code |  | 2030 | 1 | Conventional | HVAC | Com - School | Com | ROB Only | 0 | 1000 sqft2 of floor space | Cap-Tons | 15 | DEER:HVAC_Split-Package_HP | 0 | 0 | 0 | SWHC046-03 | 1093.6667 | 2021 | 569.55 | 2021 | 0 | 0 | SWHC046-03 | Com Central HVAC (Small) - Fuel Sub - ZEAS 2030 - Hot-Dry ¦ SDG&E ¦ Hot-Dry | Com Central HVAC (Small) - Fuel Sub - ZEAS 2030 - Hot-Dry | 0.028241 | 0.814 | 1 | CBSA 2014, adjusted to reflect new efficiencies | 0 | 2012 | 1 | SWHC046-03
COM-HVAC-FS-20-ZEAS.96 | Com ¦ Small Code HVAC System Integrated Furnace and AC - ZEAS 2030 - Hot-Dry ¦ SDG&E ¦ Hot-Dry | Com ¦ Small Code HVAC System Integrated Furnace and AC - ZEAS 2030 - Hot-Dry | SDG&E ¦ Hot-Dry | SDG&E | All | Electric & Gas | Code AC with gas furnace, <65 kbtuh | Average Existing and Code |  | 2030 | 1 | Conventional | HVAC | Com - Warehouse | Com | ROB Only | 0 | 1000 sqft2 of floor space | Cap-Tons | 15 | DEER:HVAC_Split-Package_HP | 0 | 0 | 0 | SWHC046-03 | 1093.6667 | 2021 | 569.55 | 2021 | 0 | 0 | SWHC046-03 | Com Central HVAC (Small) - Fuel Sub - ZEAS 2030 - Hot-Dry ¦ SDG&E ¦ Hot-Dry | Com Central HVAC (Small) - Fuel Sub - ZEAS 2030 - Hot-Dry | 0.0051502 | 0.814 | 1 | CBSA 2014, adjusted to reflect new efficiencies | 0 | 2012 | 1 | SWHC046-03
COM-HVAC-FS-20B-ZEAS.1 | Com ¦ Small Packaged Heat Pump (SEER 14) - Fuel Sub Future Baseline - ZEAS 2030 - Marine ¦ PG&E ¦ Marine | Com ¦ Small Packaged Heat Pump (SEER 14) - Fuel Sub Future Baseline - ZEAS 2030 - Marine | PG&E ¦ Marine | PG&E | All | Electric & Gas | SEER14 Heat Pump, <65 kbtuh, NR | Efficient | 2030 |  | 1 | Conventional | HVAC | Com - College | Com | ROB Only | 1 | 1000 sqft2 of floor space | Cap-Tons | 15 | DEER:HVAC_Split-Package_HP | 205.7217 | 0.05893 | -35.6808 | SWHC014-04 | 964.1067 | 2021 | 679.11 | 2021 | 0 | -50.67 | SWHC014-04 | Com Central HVAC (Small) - Fuel Sub - ZEAS 2030 - Marine ¦ PG&E ¦ Marine | Com Central HVAC (Small) - Fuel Sub - ZEAS 2030 - Marine | 0.020331 | 0.814 | 0 | CBSA 2014, adjusted to reflect new efficiencies | 102.167 | 2012 | 1 | SWHC014-04
COM-HVAC-FS-20B-ZEAS.2 | Com ¦ Small Packaged Heat Pump (SEER 14) - Fuel Sub Future Baseline - ZEAS 2030 - Marine ¦ PG&E ¦ Marine | Com ¦ Small Packaged Heat Pump (SEER 14) - Fuel Sub Future Baseline - ZEAS 2030 - Marine | PG&E ¦ Marine | PG&E | All | Electric & Gas | SEER14 Heat Pump, <65 kbtuh, NR | Efficient | 2030 |  | 1 | Conventional | HVAC | Com - Grocery | Com | ROB Only | 1 | 1000 sqft2 of floor space | Cap-Tons | 15 | DEER:HVAC_Split-Package_HP | 983.4167 | 0.0533 | -181.0012 | SWHC014-04 | 964.1067 | 2021 | 679.11 | 2021 | 0 | -50.67 | SWHC014-04 | Com Central HVAC (Small) - Fuel Sub - ZEAS 2030 - Marine ¦ PG&E ¦ Marine | Com Central HVAC (Small) - Fuel Sub - ZEAS 2030 - Marine | 0.033922 | 0.814 | 0 | CBSA 2014, adjusted to reflect new efficiencies | 369.7094 | 2012 | 1 | SWHC014-04
COM-HVAC-FS-20B-ZEAS.3 | Com ¦ Small Packaged Heat Pump (SEER 14) - Fuel Sub Future Baseline - ZEAS 2030 - Marine ¦ PG&E ¦ Marine | Com ¦ Small Packaged Heat Pump (SEER 14) - Fuel Sub Future Baseline - ZEAS 2030 - Marine | PG&E ¦ Marine | PG&E | All | Electric & Gas | SEER14 Heat Pump, <65 kbtuh, NR | Efficient | 2030 |  | 1 | Conventional | HVAC | Com - Health | Com | ROB Only | 1 | 1000 sqft2 of floor space | Cap-Tons | 15 | DEER:HVAC_Split-Package_HP | 236.6393 | 0.048909 | -51.2293 | SWHC014-04 | 964.1067 | 2021 | 679.11 | 2021 | 0 | -50.67 | SWHC014-04 | Com Central HVAC (Small) - Fuel Sub - ZEAS 2030 - Marine ¦ PG&E ¦ Marine | Com Central HVAC (Small) - Fuel Sub - ZEAS 2030 - Marine | 0.030022 | 0.814 | 0 | CBSA 2014, adjusted to reflect new efficiencies | 129.2165 | 2012 | 1 | SWHC014-04
COM-HVAC-FS-20B-ZEAS.4 | Com ¦ Small Packaged Heat Pump (SEER 14) - Fuel Sub Future Baseline - ZEAS 2030 - Marine ¦ PG&E ¦ Marine | Com ¦ Small Packaged Heat Pump (SEER 14) - Fuel Sub Future Baseline - ZEAS 2030 - Marine | PG&E ¦ Marine | PG&E | All | Electric & Gas | SEER14 Heat Pump, <65 kbtuh, NR | Efficient | 2030 |  | 1 | Conventional | HVAC | Com - Lodging | Com | ROB Only | 1 | 1000 sqft2 of floor space | Cap-Tons | 15 | DEER:HVAC_Split-Package_HP | 554.7325 | 0.055092 | -101.4521 | SWHC014-04 | 964.1067 | 2021 | 679.11 | 2021 | 0 | -50.67 | SWHC014-04 | Com Central HVAC (Small) - Fuel Sub - ZEAS 2030 - Marine ¦ PG&E ¦ Marine | Com Central HVAC (Small) - Fuel Sub - ZEAS 2030 - Marine | 0.016003 | 0.814 | 0 | CBSA 2014, adjusted to reflect new efficiencies | 914.7079 | 2012 | 1 | SWHC014-04
COM-HVAC-FS-20B-ZEAS.5 | Com ¦ Small Packaged Heat Pump (SEER 14) - Fuel Sub Future Baseline - ZEAS 2030 - Marine ¦ PG&E ¦ Marine | Com ¦ Small Packaged Heat Pump (SEER 14) - Fuel Sub Future Baseline - ZEAS 2030 - Marine | PG&E ¦ Marine | PG&E | All | Electric & Gas | SEER14 Heat Pump, <65 kbtuh, NR | Efficient | 2030 |  | 1 | Conventional | HVAC | Com - Office (Large) | Com | ROB Only | 1 | 1000 sqft2 of floor space | Cap-Tons | 15 | DEER:HVAC_Split-Package_HP | 41.4333 | 0.02625 | -4.64 | SWHC014-04 | 964.1067 | 2021 | 679.11 | 2021 | 0 | -50.67 | SWHC014-04 | Com Central HVAC (Small) - Fuel Sub - ZEAS 2030 - Marine ¦ PG&E ¦ Marine | Com Central HVAC (Small) - Fuel Sub - ZEAS 2030 - Marine | 0.021319 | 0.814 | 0 | CBSA 2014, adjusted to reflect new efficiencies | 16.7162 | 2012 | 1 | SWHC014-04
COM-HVAC-FS-20B-ZEAS.6 | Com ¦ Small Packaged Heat Pump (SEER 14) - Fuel Sub Future Baseline - ZEAS 2030 - Marine ¦ PG&E ¦ Marine | Com ¦ Small Packaged Heat Pump (SEER 14) - Fuel Sub Future Baseline - ZEAS 2030 - Marine | PG&E ¦ Marine | PG&E | All | Electric & Gas | SEER14 Heat Pump, <65 kbtuh, NR | Efficient | 2030 |  | 1 | Conventional | HVAC | Com - Office (Small) | Com | ROB Only | 1 | 1000 sqft2 of floor space | Cap-Tons | 15 | DEER:HVAC_Split-Package_HP | 116.5667 | 0.02555 | -17.4 | SWHC014-04 | 964.1067 | 2021 | 679.11 | 2021 | 0 | -50.67 | SWHC014-04 | Com Central HVAC (Small) - Fuel Sub - ZEAS 2030 - Marine ¦ PG&E ¦ Marine | Com Central HVAC (Small) - Fuel Sub - ZEAS 2030 - Marine | 0.024933 | 0.814 | 0 | CBSA 2014, adjusted to reflect new efficiencies | 29.102 | 2012 | 1 | SWHC014-04
COM-HVAC-FS-20B-ZEAS.7 | Com ¦ Small Packaged Heat Pump (SEER 14) - Fuel Sub Future Baseline - ZEAS 2030 - Marine ¦ PG&E ¦ Marine | Com ¦ Small Packaged Heat Pump (SEER 14) - Fuel Sub Future Baseline - ZEAS 2030 - Marine | PG&E ¦ Marine | PG&E | All | Electric & Gas | SEER14 Heat Pump, <65 kbtuh, NR | Efficient | 2030 |  | 1 | Conventional | HVAC | Com - Other | Com | ROB Only | 1 | 1000 sqft2 of floor space | Cap-Tons | 15 | DEER:HVAC_Split-Package_HP | 365.3667 | 0.05535 | -66.4 | SWHC014-04 | 964.1067 | 2021 | 679.11 | 2021 | 0 | -50.67 | SWHC014-04 | Com Central HVAC (Small) - Fuel Sub - ZEAS 2030 - Marine ¦ PG&E ¦ Marine | Com Central HVAC (Small) - Fuel Sub - ZEAS 2030 - Marine | 0.0353 | 0.814 | 0 | CBSA 2014, adjusted to reflect new efficiencies | 260.447 | 2012 | 1 | SWHC014-04
COM-HVAC-FS-20B-ZEAS.8 | Com ¦ Small Packaged Heat Pump (SEER 14) - Fuel Sub Future Baseline - ZEAS 2030 - Marine ¦ PG&E ¦ Marine | Com ¦ Small Packaged Heat Pump (SEER 14) - Fuel Sub Future Baseline - ZEAS 2030 - Marine | PG&E ¦ Marine | PG&E | All | Electric & Gas | SEER14 Heat Pump, <65 kbtuh, NR | Efficient | 2030 |  | 1 | Conventional | HVAC | Com - Refrig. Warehouse | Com | ROB Only | 1 | 1000 sqft2 of floor space | Cap-Tons | 15 | DEER:HVAC_Split-Package_HP | 0 | 0 | 0 | SWHC014-04 | 0 | 2021 | 0 | 2021 | 0 | -50.67 | SWHC014-04 | Com Central HVAC (Small) - Fuel Sub - ZEAS 2030 - Marine ¦ PG&E ¦ Marine | Com Central HVAC (Small) - Fuel Sub - ZEAS 2030 - Marine | 0 | 0.814 | 0 | CBSA 2014, adjusted to reflect new efficiencies | 0 | 2012 | 1 | SWHC014-04
COM-HVAC-FS-20B-ZEAS.9 | Com ¦ Small Packaged Heat Pump (SEER 14) - Fuel Sub Future Baseline - ZEAS 2030 - Marine ¦ PG&E ¦ Marine | Com ¦ Small Packaged Heat Pump (SEER 14) - Fuel Sub Future Baseline - ZEAS 2030 - Marine | PG&E ¦ Marine | PG&E | All | Electric & Gas | SEER14 Heat Pump, <65 kbtuh, NR | Efficient | 2030 |  | 1 | Conventional | HVAC | Com - Restaurant | Com | ROB Only | 1 | 1000 sqft2 of floor space | Cap-Tons | 15 | DEER:HVAC_Split-Package_HP | 226.4476 | 0.05905 | -40.0519 | SWHC014-04 | 964.1067 | 2021 | 679.11 | 2021 | 0 | -50.67 | SWHC014-04 | Com Central HVAC (Small) - Fuel Sub - ZEAS 2030 - Marine ¦ PG&E ¦ Marine | Com Central HVAC (Small) - Fuel Sub - ZEAS 2030 - Marine | 0.036027 | 0.814 | 0 | CBSA 2014, adjusted to reflect new efficiencies | 26.0643 | 2012 | 1 | SWHC014-04
COM-HVAC-FS-20B-ZEAS.10 | Com ¦ Small Packaged Heat Pump (SEER 14) - Fuel Sub Future Baseline - ZEAS 2030 - Marine ¦ PG&E ¦ Marine | Com ¦ Small Packaged Heat Pump (SEER 14) - Fuel Sub Future Baseline - ZEAS 2030 - Marine | PG&E ¦ Marine | PG&E | All | Electric & Gas | SEER14 Heat Pump, <65 kbtuh, NR | Efficient | 2030 |  | 1 | Conventional | HVAC | Com - Retail | Com | ROB Only | 1 | 1000 sqft2 of floor space | Cap-Tons | 15 | DEER:HVAC_Split-Package_HP | 222.4887 | 0.067643 | -34.4464 | SWHC014-04 | 964.1067 | 2021 | 679.11 | 2021 | 0 | -50.67 | SWHC014-04 | Com Central HVAC (Small) - Fuel Sub - ZEAS 2030 - Marine ¦ PG&E ¦ Marine | Com Central HVAC (Small) - Fuel Sub - ZEAS 2030 - Marine | 0.015015 | 0.814 | 0 | CBSA 2014, adjusted to reflect new efficiencies | 92.0396 | 2012 | 1 | SWHC014-04
COM-HVAC-FS-20B-ZEAS.11 | Com ¦ Small Packaged Heat Pump (SEER 14) - Fuel Sub Future Baseline - ZEAS 2030 - Marine ¦ PG&E ¦ Marine | Com ¦ Small Packaged Heat Pump (SEER 14) - Fuel Sub Future Baseline - ZEAS 2030 - Marine | PG&E ¦ Marine | PG&E | All | Electric & Gas | SEER14 Heat Pump, <65 kbtuh, NR | Efficient | 2030 |  | 1 | Conventional | HVAC | Com - School | Com | ROB Only | 1 | 1000 sqft2 of floor space | Cap-Tons | 15 | DEER:HVAC_Split-Package_HP | 202.8211 | 0.03058 | -34.7585 | SWHC014-04 | 964.1067 | 2021 | 679.11 | 2021 | 0 | -50.67 | SWHC014-04 | Com Central HVAC (Small) - Fuel Sub - ZEAS 2030 - Marine ¦ PG&E ¦ Marine | Com Central HVAC (Small) - Fuel Sub - ZEAS 2030 - Marine | 0.0228 | 0.814 | 0 | CBSA 2014, adjusted to reflect new efficiencies | 46.0206 | 2012 | 1 | SWHC014-04
COM-HVAC-FS-20B-ZEAS.12 | Com ¦ Small Packaged Heat Pump (SEER 14) - Fuel Sub Future Baseline - ZEAS 2030 - Marine ¦ PG&E ¦ Marine | Com ¦ Small Packaged Heat Pump (SEER 14) - Fuel Sub Future Baseline - ZEAS 2030 - Marine | PG&E ¦ Marine | PG&E | All | Electric & Gas | SEER14 Heat Pump, <65 kbtuh, NR | Efficient | 2030 |  | 1 | Conventional | HVAC | Com - Warehouse | Com | ROB Only | 1 | 1000 sqft2 of floor space | Cap-Tons | 15 | DEER:HVAC_Split-Package_HP | 453.65 | 0.02152 | -71.4 | SWHC014-04 | 964.1067 | 2021 | 679.11 | 2021 | 0 | -50.67 | SWHC014-04 | Com Central HVAC (Small) - Fuel Sub - ZEAS 2030 - Marine ¦ PG&E ¦ Marine | Com Central HVAC (Small) - Fuel Sub - ZEAS 2030 - Marine | 0.0046728 | 0.814 | 0 | CBSA 2014, adjusted to reflect new efficiencies | 165.0151 | 2012 | 1 | SWHC014-04
COM-HVAC-FS-20B-ZEAS.13 | Com ¦ Small Packaged Heat Pump (SEER 14) - Fuel Sub Future Baseline - ZEAS 2030 - Hot-Dry ¦ PG&E ¦ Hot-Dry | Com ¦ Small Packaged Heat Pump (SEER 14) - Fuel Sub Future Baseline - ZEAS 2030 - Hot-Dry | PG&E ¦ Hot-Dry | PG&E | All | Electric & Gas | SEER14 Heat Pump, <65 kbtuh, NR | Efficient | 2030 |  | 1 | Conventional | HVAC | Com - College | Com | ROB Only | 1 | 1000 sqft2 of floor space | Cap-Tons | 15 | DEER:HVAC_Split-Package_HP | 267.1893 | 0.091498 | -36.4895 | SWHC014-04 | 964.1067 | 2021 | 679.11 | 2021 | 0 | -50.67 | SWHC014-04 | Com Central HVAC (Small) - Fuel Sub - ZEAS 2030 - Hot-Dry ¦ PG&E ¦ Hot-Dry | Com Central HVAC (Small) - Fuel Sub - ZEAS 2030 - Hot-Dry | 0.020331 | 0.814 | 0 | CBSA 2014, adjusted to reflect new efficiencies | 100.194 | 2012 | 1 | SWHC014-04
COM-HVAC-FS-20B-ZEAS.14 | Com ¦ Small Packaged Heat Pump (SEER 14) - Fuel Sub Future Baseline - ZEAS 2030 - Hot-Dry ¦ PG&E ¦ Hot-Dry | Com ¦ Small Packaged Heat Pump (SEER 14) - Fuel Sub Future Baseline - ZEAS 2030 - Hot-Dry | PG&E ¦ Hot-Dry | PG&E | All | Electric & Gas | SEER14 Heat Pump, <65 kbtuh, NR | Efficient | 2030 |  | 1 | Conventional | HVAC | Com - Grocery | Com | ROB Only | 1 | 1000 sqft2 of floor space | Cap-Tons | 15 | DEER:HVAC_Split-Package_HP | 639.9 | 0.08445 | -106.9996 | SWHC014-04 | 964.1067 | 2021 | 679.11 | 2021 | 0 | -50.67 | SWHC014-04 | Com Central HVAC (Small) - Fuel Sub - ZEAS 2030 - Hot-Dry ¦ PG&E ¦ Hot-Dry | Com Central HVAC (Small) - Fuel Sub - ZEAS 2030 - Hot-Dry | 0.033922 | 0.814 | 0 | CBSA 2014, adjusted to reflect new efficiencies | 215.2619 | 2012 | 1 | SWHC014-04
COM-HVAC-FS-20B-ZEAS.15 | Com ¦ Small Packaged Heat Pump (SEER 14) - Fuel Sub Future Baseline - ZEAS 2030 - Hot-Dry ¦ PG&E ¦ Hot-Dry | Com ¦ Small Packaged Heat Pump (SEER 14) - Fuel Sub Future Baseline - ZEAS 2030 - Hot-Dry | PG&E ¦ Hot-Dry | PG&E | All | Electric & Gas | SEER14 Heat Pump, <65 kbtuh, NR | Efficient | 2030 |  | 1 | Conventional | HVAC | Com - Health | Com | ROB Only | 1 | 1000 sqft2 of floor space | Cap-Tons | 15 | DEER:HVAC_Split-Package_HP | 327.717 | 0.080778 | -56.9423 | SWHC014-04 | 964.1067 | 2021 | 679.11 | 2021 | 0 | -50.67 | SWHC014-04 | Com Central HVAC (Small) - Fuel Sub - ZEAS 2030 - Hot-Dry ¦ PG&E ¦ Hot-Dry | Com Central HVAC (Small) - Fuel Sub - ZEAS 2030 - Hot-Dry | 0.030022 | 0.814 | 0 | CBSA 2014, adjusted to reflect new efficiencies | 139.3934 | 2012 | 1 | SWHC014-04
COM-HVAC-FS-20B-ZEAS.16 | Com ¦ Small Packaged Heat Pump (SEER 14) - Fuel Sub Future Baseline - ZEAS 2030 - Hot-Dry ¦ PG&E ¦ Hot-Dry | Com ¦ Small Packaged Heat Pump (SEER 14) - Fuel Sub Future Baseline - ZEAS 2030 - Hot-Dry | PG&E ¦ Hot-Dry | PG&E | All | Electric & Gas | SEER14 Heat Pump, <65 kbtuh, NR | Efficient | 2030 |  | 1 | Conventional | HVAC | Com - Lodging | Com | ROB Only | 1 | 1000 sqft2 of floor space | Cap-Tons | 15 | DEER:HVAC_Split-Package_HP | 602.2968 | 0.10043 | -94.0446 | SWHC014-04 | 964.1067 | 2021 | 679.11 | 2021 | 0 | -50.67 | SWHC014-04 | Com Central HVAC (Small) - Fuel Sub - ZEAS 2030 - Hot-Dry ¦ PG&E ¦ Hot-Dry | Com Central HVAC (Small) - Fuel Sub - ZEAS 2030 - Hot-Dry | 0.016003 | 0.814 | 0 | CBSA 2014, adjusted to reflect new efficiencies | 834.0339 | 2012 | 1 | SWHC014-04
COM-HVAC-FS-20B-ZEAS.17 | Com ¦ Small Packaged Heat Pump (SEER 14) - Fuel Sub Future Baseline - ZEAS 2030 - Hot-Dry ¦ PG&E ¦ Hot-Dry | Com ¦ Small Packaged Heat Pump (SEER 14) - Fuel Sub Future Baseline - ZEAS 2030 - Hot-Dry | PG&E ¦ Hot-Dry | PG&E | All | Electric & Gas | SEER14 Heat Pump, <65 kbtuh, NR | Efficient | 2030 |  | 1 | Conventional | HVAC | Com - Office (Large) | Com | ROB Only | 1 | 1000 sqft2 of floor space | Cap-Tons | 15 | DEER:HVAC_Split-Package_HP | 85.5833 | 0.04525 | -6.14 | SWHC014-04 | 964.1067 | 2021 | 679.11 | 2021 | 0 | -50.67 | SWHC014-04 | Com Central HVAC (Small) - Fuel Sub - ZEAS 2030 - Hot-Dry ¦ PG&E ¦ Hot-Dry | Com Central HVAC (Small) - Fuel Sub - ZEAS 2030 - Hot-Dry | 0.021319 | 0.814 | 0 | CBSA 2014, adjusted to reflect new efficiencies | 19.0615 | 2012 | 1 | SWHC014-04
COM-HVAC-FS-20B-ZEAS.18 | Com ¦ Small Packaged Heat Pump (SEER 14) - Fuel Sub Future Baseline - ZEAS 2030 - Hot-Dry ¦ PG&E ¦ Hot-Dry | Com ¦ Small Packaged Heat Pump (SEER 14) - Fuel Sub Future Baseline - ZEAS 2030 - Hot-Dry | PG&E ¦ Hot-Dry | PG&E | All | Electric & Gas | SEER14 Heat Pump, <65 kbtuh, NR | Efficient | 2030 |  | 1 | Conventional | HVAC | Com - Office (Small) | Com | ROB Only | 1 | 1000 sqft2 of floor space | Cap-Tons | 15 | DEER:HVAC_Split-Package_HP | 151.2167 | 0.04515 | -17.2 | SWHC014-04 | 964.1067 | 2021 | 679.11 | 2021 | 0 | -50.67 | SWHC014-04 | Com Central HVAC (Small) - Fuel Sub - ZEAS 2030 - Hot-Dry ¦ PG&E ¦ Hot-Dry | Com Central HVAC (Small) - Fuel Sub - ZEAS 2030 - Hot-Dry | 0.024933 | 0.814 | 0 | CBSA 2014, adjusted to reflect new efficiencies | 27.1174 | 2012 | 1 | SWHC014-04
COM-HVAC-FS-20B-ZEAS.19 | Com ¦ Small Packaged Heat Pump (SEER 14) - Fuel Sub Future Baseline - ZEAS 2030 - Hot-Dry ¦ PG&E ¦ Hot-Dry | Com ¦ Small Packaged Heat Pump (SEER 14) - Fuel Sub Future Baseline - ZEAS 2030 - Hot-Dry | PG&E ¦ Hot-Dry | PG&E | All | Electric & Gas | SEER14 Heat Pump, <65 kbtuh, NR | Efficient | 2030 |  | 1 | Conventional | HVAC | Com - Other | Com | ROB Only | 1 | 1000 sqft2 of floor space | Cap-Tons | 15 | DEER:HVAC_Split-Package_HP | 422.0167 | 0.09905 | -65.5 | SWHC014-04 | 964.1067 | 2021 | 679.11 | 2021 | 0 | -50.67 | SWHC014-04 | Com Central HVAC (Small) - Fuel Sub - ZEAS 2030 - Hot-Dry ¦ PG&E ¦ Hot-Dry | Com Central HVAC (Small) - Fuel Sub - ZEAS 2030 - Hot-Dry | 0.0353 | 0.814 | 0 | CBSA 2014, adjusted to reflect new efficiencies | 250.1145 | 2012 | 1 | SWHC014-04
COM-HVAC-FS-20B-ZEAS.20 | Com ¦ Small Packaged Heat Pump (SEER 14) - Fuel Sub Future Baseline - ZEAS 2030 - Hot-Dry ¦ PG&E ¦ Hot-Dry | Com ¦ Small Packaged Heat Pump (SEER 14) - Fuel Sub Future Baseline - ZEAS 2030 - Hot-Dry | PG&E ¦ Hot-Dry | PG&E | All | Electric & Gas | SEER14 Heat Pump, <65 kbtuh, NR | Efficient | 2030 |  | 1 | Conventional | HVAC | Com - Refrig. Warehouse | Com | ROB Only | 1 | 1000 sqft2 of floor space | Cap-Tons | 15 | DEER:HVAC_Split-Package_HP | 0 | 0 | 0 | SWHC014-04 | 0 | 2021 | 0 | 2021 | 0 | -50.67 | SWHC014-04 | Com Central HVAC (Small) - Fuel Sub - ZEAS 2030 - Hot-Dry ¦ PG&E ¦ Hot-Dry | Com Central HVAC (Small) - Fuel Sub - ZEAS 2030 - Hot-Dry | 0 | 0.814 | 0 | CBSA 2014, adjusted to reflect new efficiencies | 0 | 2012 | 1 | SWHC014-04
COM-HVAC-FS-20B-ZEAS.21 | Com ¦ Small Packaged Heat Pump (SEER 14) - Fuel Sub Future Baseline - ZEAS 2030 - Hot-Dry ¦ PG&E ¦ Hot-Dry | Com ¦ Small Packaged Heat Pump (SEER 14) - Fuel Sub Future Baseline - ZEAS 2030 - Hot-Dry | PG&E ¦ Hot-Dry | PG&E | All | Electric & Gas | SEER14 Heat Pump, <65 kbtuh, NR | Efficient | 2030 |  | 1 | Conventional | HVAC | Com - Restaurant | Com | ROB Only | 1 | 1000 sqft2 of floor space | Cap-Tons | 15 | DEER:HVAC_Split-Package_HP | 304.8979 | 0.10043 | -43.4766 | SWHC014-04 | 964.1067 | 2021 | 679.11 | 2021 | 0 | -50.67 | SWHC014-04 | Com Central HVAC (Small) - Fuel Sub - ZEAS 2030 - Hot-Dry ¦ PG&E ¦ Hot-Dry | Com Central HVAC (Small) - Fuel Sub - ZEAS 2030 - Hot-Dry | 0.036027 | 0.814 | 0 | CBSA 2014, adjusted to reflect new efficiencies | 27.2429 | 2012 | 1 | SWHC014-04
COM-HVAC-FS-20B-ZEAS.22 | Com ¦ Small Packaged Heat Pump (SEER 14) - Fuel Sub Future Baseline - ZEAS 2030 - Hot-Dry ¦ PG&E ¦ Hot-Dry | Com ¦ Small Packaged Heat Pump (SEER 14) - Fuel Sub Future Baseline - ZEAS 2030 - Hot-Dry | PG&E ¦ Hot-Dry | PG&E | All | Electric & Gas | SEER14 Heat Pump, <65 kbtuh, NR | Efficient | 2030 |  | 1 | Conventional | HVAC | Com - Retail | Com | ROB Only | 1 | 1000 sqft2 of floor space | Cap-Tons | 15 | DEER:HVAC_Split-Package_HP | 237.2887 | 0.1021 | -30.8133 | SWHC014-04 | 964.1067 | 2021 | 679.11 | 2021 | 0 | -50.67 | SWHC014-04 | Com Central HVAC (Small) - Fuel Sub - ZEAS 2030 - Hot-Dry ¦ PG&E ¦ Hot-Dry | Com Central HVAC (Small) - Fuel Sub - ZEAS 2030 - Hot-Dry | 0.015015 | 0.814 | 0 | CBSA 2014, adjusted to reflect new efficiencies | 68.8883 | 2012 | 1 | SWHC014-04
COM-HVAC-FS-20B-ZEAS.23 | Com ¦ Small Packaged Heat Pump (SEER 14) - Fuel Sub Future Baseline - ZEAS 2030 - Hot-Dry ¦ PG&E ¦ Hot-Dry | Com ¦ Small Packaged Heat Pump (SEER 14) - Fuel Sub Future Baseline - ZEAS 2030 - Hot-Dry | PG&E ¦ Hot-Dry | PG&E | All | Electric & Gas | SEER14 Heat Pump, <65 kbtuh, NR | Efficient | 2030 |  | 1 | Conventional | HVAC | Com - School | Com | ROB Only | 1 | 1000 sqft2 of floor space | Cap-Tons | 15 | DEER:HVAC_Split-Package_HP | 255.0697 | 0.015912 | -36.8542 | SWHC014-04 | 964.1067 | 2021 | 679.11 | 2021 | 0 | -50.67 | SWHC014-04 | Com Central HVAC (Small) - Fuel Sub - ZEAS 2030 - Hot-Dry ¦ PG&E ¦ Hot-Dry | Com Central HVAC (Small) - Fuel Sub - ZEAS 2030 - Hot-Dry | 0.0228 | 0.814 | 0 | CBSA 2014, adjusted to reflect new efficiencies | 42.2062 | 2012 | 1 | SWHC014-04
COM-HVAC-FS-20B-ZEAS.24 | Com ¦ Small Packaged Heat Pump (SEER 14) - Fuel Sub Future Baseline - ZEAS 2030 - Hot-Dry ¦ PG&E ¦ Hot-Dry | Com ¦ Small Packaged Heat Pump (SEER 14) - Fuel Sub Future Baseline - ZEAS 2030 - Hot-Dry | PG&E ¦ Hot-Dry | PG&E | All | Electric & Gas | SEER14 Heat Pump, <65 kbtuh, NR | Efficient | 2030 |  | 1 | Conventional | HVAC | Com - Warehouse | Com | ROB Only | 1 | 1000 sqft2 of floor space | Cap-Tons | 15 | DEER:HVAC_Split-Package_HP | 532.8333 | 0.05905 | -79.6 | SWHC014-04 | 964.1067 | 2021 | 679.11 | 2021 | 0 | -50.67 | SWHC014-04 | Com Central HVAC (Small) - Fuel Sub - ZEAS 2030 - Hot-Dry ¦ PG&E ¦ Hot-Dry | Com Central HVAC (Small) - Fuel Sub - ZEAS 2030 - Hot-Dry | 0.0046728 | 0.814 | 0 | CBSA 2014, adjusted to reflect new efficiencies | 175.8488 | 2012 | 1 | SWHC014-04
COM-HVAC-FS-20B-ZEAS.25 | Com ¦ Small Packaged Heat Pump (SEER 14) - Fuel Sub Future Baseline - ZEAS 2030 - Cold ¦ PG&E ¦ Cold | Com ¦ Small Packaged Heat Pump (SEER 14) - Fuel Sub Future Baseline - ZEAS 2030 - Cold | PG&E ¦ Cold | PG&E | All | Electric & Gas | SEER14 Heat Pump, <65 kbtuh, NR | Efficient | 2030 |  | 1 | Conventional | HVAC | Com - College | Com | ROB Only | 1 | 1000 sqft2 of floor space | Cap-Tons | 15 | DEER:HVAC_Split-Package_HP | 717.6906 | 0.0079597 | -92.6695 | SWHC014-04 | 964.1067 | 2021 | 679.11 | 2021 | 0 | -50.67 | SWHC014-04 | Com Central HVAC (Small) - Fuel Sub - ZEAS 2030 - Cold ¦ PG&E ¦ Cold | Com Central HVAC (Small) - Fuel Sub - ZEAS 2030 - Cold | 0.020331 | 0.814 | 0 | CBSA 2014, adjusted to reflect new efficiencies | 251.5002 | 2012 | 1 | SWHC014-04
COM-HVAC-FS-20B-ZEAS.26 | Com ¦ Small Packaged Heat Pump (SEER 14) - Fuel Sub Future Baseline - ZEAS 2030 - Cold ¦ PG&E ¦ Cold | Com ¦ Small Packaged Heat Pump (SEER 14) - Fuel Sub Future Baseline - ZEAS 2030 - Cold | PG&E ¦ Cold | PG&E | All | Electric & Gas | SEER14 Heat Pump, <65 kbtuh, NR | Efficient | 2030 |  | 1 | Conventional | HVAC | Com - Grocery | Com | ROB Only | 1 | 1000 sqft2 of floor space | Cap-Tons | 15 | DEER:HVAC_Split-Package_HP | 2321.5 | 0.0658 | -331.3332 | SWHC014-04 | 964.1067 | 2021 | 679.11 | 2021 | 0 | -50.67 | SWHC014-04 | Com Central HVAC (Small) - Fuel Sub - ZEAS 2030 - Cold ¦ PG&E ¦ Cold | Com Central HVAC (Small) - Fuel Sub - ZEAS 2030 - Cold | 0.033922 | 0.814 | 0 | CBSA 2014, adjusted to reflect new efficiencies | 647.4519 | 2012 | 1 | SWHC014-04
COM-HVAC-FS-20B-ZEAS.27 | Com ¦ Small Packaged Heat Pump (SEER 14) - Fuel Sub Future Baseline - ZEAS 2030 - Cold ¦ PG&E ¦ Cold | Com ¦ Small Packaged Heat Pump (SEER 14) - Fuel Sub Future Baseline - ZEAS 2030 - Cold | PG&E ¦ Cold | PG&E | All | Electric & Gas | SEER14 Heat Pump, <65 kbtuh, NR | Efficient | 2030 |  | 1 | Conventional | HVAC | Com - Health | Com | ROB Only | 1 | 1000 sqft2 of floor space | Cap-Tons | 15 | DEER:HVAC_Split-Package_HP | 856.4971 | 0.050356 | -128.9495 | SWHC014-04 | 964.1067 | 2021 | 679.11 | 2021 | 0 | -50.67 | SWHC014-04 | Com Central HVAC (Small) - Fuel Sub - ZEAS 2030 - Cold ¦ PG&E ¦ Cold | Com Central HVAC (Small) - Fuel Sub - ZEAS 2030 - Cold | 0.030022 | 0.814 | 0 | CBSA 2014, adjusted to reflect new efficiencies | 308.1819 | 2012 | 1 | SWHC014-04
COM-HVAC-FS-20B-ZEAS.28 | Com ¦ Small Packaged Heat Pump (SEER 14) - Fuel Sub Future Baseline - ZEAS 2030 - Cold ¦ PG&E ¦ Cold | Com ¦ Small Packaged Heat Pump (SEER 14) - Fuel Sub Future Baseline - ZEAS 2030 - Cold | PG&E ¦ Cold | PG&E | All | Electric & Gas | SEER14 Heat Pump, <65 kbtuh, NR | Efficient | 2030 |  | 1 | Conventional | HVAC | Com - Lodging | Com | ROB Only | 1 | 1000 sqft2 of floor space | Cap-Tons | 15 | DEER:HVAC_Split-Package_HP | 1613.0699 | 0.05858 | -210.3596 | SWHC014-04 | 964.1067 | 2021 | 679.11 | 2021 | 0 | -50.67 | SWHC014-04 | Com Central HVAC (Small) - Fuel Sub - ZEAS 2030 - Cold ¦ PG&E ¦ Cold | Com Central HVAC (Small) - Fuel Sub - ZEAS 2030 - Cold | 0.016003 | 0.814 | 0 | CBSA 2014, adjusted to reflect new efficiencies | 1823.6532 | 2012 | 1 | SWHC014-04
COM-HVAC-FS-20B-ZEAS.29 | Com ¦ Small Packaged Heat Pump (SEER 14) - Fuel Sub Future Baseline - ZEAS 2030 - Cold ¦ PG&E ¦ Cold | Com ¦ Small Packaged Heat Pump (SEER 14) - Fuel Sub Future Baseline - ZEAS 2030 - Cold | PG&E ¦ Cold | PG&E | All | Electric & Gas | SEER14 Heat Pump, <65 kbtuh, NR | Efficient | 2030 |  | 1 | Conventional | HVAC | Com - Office (Large) | Com | ROB Only | 1 | 1000 sqft2 of floor space | Cap-Tons | 15 | DEER:HVAC_Split-Package_HP | 198.8 | 0.0268 | -24.4 | SWHC014-04 | 964.1067 | 2021 | 679.11 | 2021 | 0 | -50.67 | SWHC014-04 | Com Central HVAC (Small) - Fuel Sub - ZEAS 2030 - Cold ¦ PG&E ¦ Cold | Com Central HVAC (Small) - Fuel Sub - ZEAS 2030 - Cold | 0.021319 | 0.814 | 0 | CBSA 2014, adjusted to reflect new efficiencies | 89.802 | 2012 | 1 | SWHC014-04
COM-HVAC-FS-20B-ZEAS.30 | Com ¦ Small Packaged Heat Pump (SEER 14) - Fuel Sub Future Baseline - ZEAS 2030 - Cold ¦ PG&E ¦ Cold | Com ¦ Small Packaged Heat Pump (SEER 14) - Fuel Sub Future Baseline - ZEAS 2030 - Cold | PG&E ¦ Cold | PG&E | All | Electric & Gas | SEER14 Heat Pump, <65 kbtuh, NR | Efficient | 2030 |  | 1 | Conventional | HVAC | Com - Office (Small) | Com | ROB Only | 1 | 1000 sqft2 of floor space | Cap-Tons | 15 | DEER:HVAC_Split-Package_HP | 409.2167 | 0.02705 | -49.4 | SWHC014-04 | 964.1067 | 2021 | 679.11 | 2021 | 0 | -50.67 | SWHC014-04 | Com Central HVAC (Small) - Fuel Sub - ZEAS 2030 - Cold ¦ PG&E ¦ Cold | Com Central HVAC (Small) - Fuel Sub - ZEAS 2030 - Cold | 0.024933 | 0.814 | 0 | CBSA 2014, adjusted to reflect new efficiencies | 79.0342 | 2012 | 1 | SWHC014-04
COM-HVAC-FS-20B-ZEAS.31 | Com ¦ Small Packaged Heat Pump (SEER 14) - Fuel Sub Future Baseline - ZEAS 2030 - Cold ¦ PG&E ¦ Cold | Com ¦ Small Packaged Heat Pump (SEER 14) - Fuel Sub Future Baseline - ZEAS 2030 - Cold | PG&E ¦ Cold | PG&E | All | Electric & Gas | SEER14 Heat Pump, <65 kbtuh, NR | Efficient | 2030 |  | 1 | Conventional | HVAC | Com - Other | Com | ROB Only | 1 | 1000 sqft2 of floor space | Cap-Tons | 15 | DEER:HVAC_Split-Package_HP | 1219.0167 | 0.05865 | -172 | SWHC014-04 | 964.1067 | 2021 | 679.11 | 2021 | 0 | -50.67 | SWHC014-04 | Com Central HVAC (Small) - Fuel Sub - ZEAS 2030 - Cold ¦ PG&E ¦ Cold | Com Central HVAC (Small) - Fuel Sub - ZEAS 2030 - Cold | 0.0353 | 0.814 | 0 | CBSA 2014, adjusted to reflect new efficiencies | 644.5519 | 2012 | 1 | SWHC014-04
COM-HVAC-FS-20B-ZEAS.32 | Com ¦ Small Packaged Heat Pump (SEER 14) - Fuel Sub Future Baseline - ZEAS 2030 - Cold ¦ PG&E ¦ Cold | Com ¦ Small Packaged Heat Pump (SEER 14) - Fuel Sub Future Baseline - ZEAS 2030 - Cold | PG&E ¦ Cold | PG&E | All | Electric & Gas | SEER14 Heat Pump, <65 kbtuh, NR | Efficient | 2030 |  | 1 | Conventional | HVAC | Com - Refrig. Warehouse | Com | ROB Only | 1 | 1000 sqft2 of floor space | Cap-Tons | 15 | DEER:HVAC_Split-Package_HP | 0 | 0 | 0 | SWHC014-04 | 0 | 2021 | 0 | 2021 | 0 | -50.67 | SWHC014-04 | Com Central HVAC (Small) - Fuel Sub - ZEAS 2030 - Cold ¦ PG&E ¦ Cold | Com Central HVAC (Small) - Fuel Sub - ZEAS 2030 - Cold | 0 | 0.814 | 0 | CBSA 2014, adjusted to reflect new efficiencies | 0 | 2012 | 1 | SWHC014-04
COM-HVAC-FS-20B-ZEAS.33 | Com ¦ Small Packaged Heat Pump (SEER 14) - Fuel Sub Future Baseline - ZEAS 2030 - Cold ¦ PG&E ¦ Cold | Com ¦ Small Packaged Heat Pump (SEER 14) - Fuel Sub Future Baseline - ZEAS 2030 - Cold | PG&E ¦ Cold | PG&E | All | Electric & Gas | SEER14 Heat Pump, <65 kbtuh, NR | Efficient | 2030 |  | 1 | Conventional | HVAC | Com - Restaurant | Com | ROB Only | 1 | 1000 sqft2 of floor space | Cap-Tons | 15 | DEER:HVAC_Split-Package_HP | 984.271 | 0.061162 | -140.5022 | SWHC014-04 | 964.1067 | 2021 | 679.11 | 2021 | 0 | -50.67 | SWHC014-04 | Com Central HVAC (Small) - Fuel Sub - ZEAS 2030 - Cold ¦ PG&E ¦ Cold | Com Central HVAC (Small) - Fuel Sub - ZEAS 2030 - Cold | 0.036027 | 0.814 | 0 | CBSA 2014, adjusted to reflect new efficiencies | 88.0589 | 2012 | 1 | SWHC014-04
COM-HVAC-FS-20B-ZEAS.34 | Com ¦ Small Packaged Heat Pump (SEER 14) - Fuel Sub Future Baseline - ZEAS 2030 - Cold ¦ PG&E ¦ Cold | Com ¦ Small Packaged Heat Pump (SEER 14) - Fuel Sub Future Baseline - ZEAS 2030 - Cold | PG&E ¦ Cold | PG&E | All | Electric & Gas | SEER14 Heat Pump, <65 kbtuh, NR | Efficient | 2030 |  | 1 | Conventional | HVAC | Com - Retail | Com | ROB Only | 1 | 1000 sqft2 of floor space | Cap-Tons | 15 | DEER:HVAC_Split-Package_HP | 886.8214 | 0.070056 | -114.1883 | SWHC014-04 | 964.1067 | 2021 | 679.11 | 2021 | 0 | -50.67 | SWHC014-04 | Com Central HVAC (Small) - Fuel Sub - ZEAS 2030 - Cold ¦ PG&E ¦ Cold | Com Central HVAC (Small) - Fuel Sub - ZEAS 2030 - Cold | 0.015015 | 0.814 | 0 | CBSA 2014, adjusted to reflect new efficiencies | 252.6619 | 2012 | 1 | SWHC014-04
COM-HVAC-FS-20B-ZEAS.35 | Com ¦ Small Packaged Heat Pump (SEER 14) - Fuel Sub Future Baseline - ZEAS 2030 - Cold ¦ PG&E ¦ Cold | Com ¦ Small Packaged Heat Pump (SEER 14) - Fuel Sub Future Baseline - ZEAS 2030 - Cold | PG&E ¦ Cold | PG&E | All | Electric & Gas | SEER14 Heat Pump, <65 kbtuh, NR | Efficient | 2030 |  | 1 | Conventional | HVAC | Com - School | Com | ROB Only | 1 | 1000 sqft2 of floor space | Cap-Tons | 15 | DEER:HVAC_Split-Package_HP | 743.2796 | 0.0048631 | -96.149 | SWHC014-04 | 964.1067 | 2021 | 679.11 | 2021 | 0 | -50.67 | SWHC014-04 | Com Central HVAC (Small) - Fuel Sub - ZEAS 2030 - Cold ¦ PG&E ¦ Cold | Com Central HVAC (Small) - Fuel Sub - ZEAS 2030 - Cold | 0.0228 | 0.814 | 0 | CBSA 2014, adjusted to reflect new efficiencies | 97.2975 | 2012 | 1 | SWHC014-04
COM-HVAC-FS-20B-ZEAS.36 | Com ¦ Small Packaged Heat Pump (SEER 14) - Fuel Sub Future Baseline - ZEAS 2030 - Cold ¦ PG&E ¦ Cold | Com ¦ Small Packaged Heat Pump (SEER 14) - Fuel Sub Future Baseline - ZEAS 2030 - Cold | PG&E ¦ Cold | PG&E | All | Electric & Gas | SEER14 Heat Pump, <65 kbtuh, NR | Efficient | 2030 |  | 1 | Conventional | HVAC | Com - Warehouse | Com | ROB Only | 1 | 1000 sqft2 of floor space | Cap-Tons | 15 | DEER:HVAC_Split-Package_HP | 1213.0333 | 0.0279 | -152 | SWHC014-04 | 964.1067 | 2021 | 679.11 | 2021 | 0 | -50.67 | SWHC014-04 | Com Central HVAC (Small) - Fuel Sub - ZEAS 2030 - Cold ¦ PG&E ¦ Cold | Com Central HVAC (Small) - Fuel Sub - ZEAS 2030 - Cold | 0.0046728 | 0.814 | 0 | CBSA 2014, adjusted to reflect new efficiencies | 277.177 | 2012 | 1 | SWHC014-04
COM-HVAC-FS-20B-ZEAS.37 | Com ¦ Small Packaged Heat Pump (SEER 14) - Fuel Sub Future Baseline - ZEAS 2030 - Marine ¦ SCG ¦ Marine | Com ¦ Small Packaged Heat Pump (SEER 14) - Fuel Sub Future Baseline - ZEAS 2030 - Marine | SCG ¦ Marine | SCG | All | Electric & Gas | SEER14 Heat Pump, <65 kbtuh, NR | Efficient | 2030 |  | 1 | Conventional | HVAC | Com - College | Com | ROB Only | 1 | 1000 sqft2 of floor space | Cap-Tons | 15 | DEER:HVAC_Split-Package_HP | 106.3002 | 0.065628 | -12.4101 | SWHC014-04 | 964.1067 | 2021 | 679.11 | 2021 | 0 | -50.67 | SWHC014-04 | Com Central HVAC (Small) - Fuel Sub - ZEAS 2030 - Marine ¦ SCG ¦ Marine | Com Central HVAC (Small) - Fuel Sub - ZEAS 2030 - Marine | 0.022689 | 0.814 | 0 | CBSA 2014, adjusted to reflect new efficiencies | 32.911 | 2012 | 1 | SWHC014-04
COM-HVAC-FS-20B-ZEAS.38 | Com ¦ Small Packaged Heat Pump (SEER 14) - Fuel Sub Future Baseline - ZEAS 2030 - Marine ¦ SCG ¦ Marine | Com ¦ Small Packaged Heat Pump (SEER 14) - Fuel Sub Future Baseline - ZEAS 2030 - Marine | SCG ¦ Marine | SCG | All | Electric & Gas | SEER14 Heat Pump, <65 kbtuh, NR | Efficient | 2030 |  | 1 | Conventional | HVAC | Com - Grocery | Com | ROB Only | 1 | 1000 sqft2 of floor space | Cap-Tons | 15 | DEER:HVAC_Split-Package_HP | 420.3467 | 0.05785 | -80.6013 | SWHC014-04 | 964.1067 | 2021 | 679.11 | 2021 | 0 | -50.67 | SWHC014-04 | Com Central HVAC (Small) - Fuel Sub - ZEAS 2030 - Marine ¦ SCG ¦ Marine | Com Central HVAC (Small) - Fuel Sub - ZEAS 2030 - Marine | 0.040359 | 0.814 | 0 | CBSA 2014, adjusted to reflect new efficiencies | 165.6233 | 2012 | 1 | SWHC014-04
COM-HVAC-FS-20B-ZEAS.39 | Com ¦ Small Packaged Heat Pump (SEER 14) - Fuel Sub Future Baseline - ZEAS 2030 - Marine ¦ SCG ¦ Marine | Com ¦ Small Packaged Heat Pump (SEER 14) - Fuel Sub Future Baseline - ZEAS 2030 - Marine | SCG ¦ Marine | SCG | All | Electric & Gas | SEER14 Heat Pump, <65 kbtuh, NR | Efficient | 2030 |  | 1 | Conventional | HVAC | Com - Health | Com | ROB Only | 1 | 1000 sqft2 of floor space | Cap-Tons | 15 | DEER:HVAC_Split-Package_HP | 119.1132 | 0.055927 | -22.4855 | SWHC014-04 | 964.1067 | 2021 | 679.11 | 2021 | 0 | -50.67 | SWHC014-04 | Com Central HVAC (Small) - Fuel Sub - ZEAS 2030 - Marine ¦ SCG ¦ Marine | Com Central HVAC (Small) - Fuel Sub - ZEAS 2030 - Marine | 0.032178 | 0.814 | 0 | CBSA 2014, adjusted to reflect new efficiencies | 55.7178 | 2012 | 1 | SWHC014-04
COM-HVAC-FS-20B-ZEAS.40 | Com ¦ Small Packaged Heat Pump (SEER 14) - Fuel Sub Future Baseline - ZEAS 2030 - Marine ¦ SCG ¦ Marine | Com ¦ Small Packaged Heat Pump (SEER 14) - Fuel Sub Future Baseline - ZEAS 2030 - Marine | SCG ¦ Marine | SCG | All | Electric & Gas | SEER14 Heat Pump, <65 kbtuh, NR | Efficient | 2030 |  | 1 | Conventional | HVAC | Com - Lodging | Com | ROB Only | 1 | 1000 sqft2 of floor space | Cap-Tons | 15 | DEER:HVAC_Split-Package_HP | 254.4021 | 0.062815 | -41.9012 | SWHC014-04 | 964.1067 | 2021 | 679.11 | 2021 | 0 | -50.67 | SWHC014-04 | Com Central HVAC (Small) - Fuel Sub - ZEAS 2030 - Marine ¦ SCG ¦ Marine | Com Central HVAC (Small) - Fuel Sub - ZEAS 2030 - Marine | 0.018069 | 0.814 | 0 | CBSA 2014, adjusted to reflect new efficiencies | 373.8002 | 2012 | 1 | SWHC014-04
COM-HVAC-FS-20B-ZEAS.41 | Com ¦ Small Packaged Heat Pump (SEER 14) - Fuel Sub Future Baseline - ZEAS 2030 - Marine ¦ SCG ¦ Marine | Com ¦ Small Packaged Heat Pump (SEER 14) - Fuel Sub Future Baseline - ZEAS 2030 - Marine | SCG ¦ Marine | SCG | All | Electric & Gas | SEER14 Heat Pump, <65 kbtuh, NR | Efficient | 2030 |  | 1 | Conventional | HVAC | Com - Office (Large) | Com | ROB Only | 1 | 1000 sqft2 of floor space | Cap-Tons | 15 | DEER:HVAC_Split-Package_HP | 47.1667 | 0.0268 | -0.948 | SWHC014-04 | 964.1067 | 2021 | 679.11 | 2021 | 0 | -50.67 | SWHC014-04 | Com Central HVAC (Small) - Fuel Sub - ZEAS 2030 - Marine ¦ SCG ¦ Marine | Com Central HVAC (Small) - Fuel Sub - ZEAS 2030 - Marine | 0.023953 | 0.814 | 0 | CBSA 2014, adjusted to reflect new efficiencies | -0.43361 | 2012 | 1 | SWHC014-04
COM-HVAC-FS-20B-ZEAS.42 | Com ¦ Small Packaged Heat Pump (SEER 14) - Fuel Sub Future Baseline - ZEAS 2030 - Marine ¦ SCG ¦ Marine | Com ¦ Small Packaged Heat Pump (SEER 14) - Fuel Sub Future Baseline - ZEAS 2030 - Marine | SCG ¦ Marine | SCG | All | Electric & Gas | SEER14 Heat Pump, <65 kbtuh, NR | Efficient | 2030 |  | 1 | Conventional | HVAC | Com - Office (Small) | Com | ROB Only | 1 | 1000 sqft2 of floor space | Cap-Tons | 15 | DEER:HVAC_Split-Package_HP | 67.0667 | 0.02635 | -5.55 | SWHC014-04 | 964.1067 | 2021 | 679.11 | 2021 | 0 | -50.67 | SWHC014-04 | Com Central HVAC (Small) - Fuel Sub - ZEAS 2030 - Marine ¦ SCG ¦ Marine | Com Central HVAC (Small) - Fuel Sub - ZEAS 2030 - Marine | 0.027176 | 0.814 | 0 | CBSA 2014, adjusted to reflect new efficiencies | 7.9123 | 2012 | 1 | SWHC014-04
COM-HVAC-FS-20B-ZEAS.43 | Com ¦ Small Packaged Heat Pump (SEER 14) - Fuel Sub Future Baseline - ZEAS 2030 - Marine ¦ SCG ¦ Marine | Com ¦ Small Packaged Heat Pump (SEER 14) - Fuel Sub Future Baseline - ZEAS 2030 - Marine | SCG ¦ Marine | SCG | All | Electric & Gas | SEER14 Heat Pump, <65 kbtuh, NR | Efficient | 2030 |  | 1 | Conventional | HVAC | Com - Other | Com | ROB Only | 1 | 1000 sqft2 of floor space | Cap-Tons | 15 | DEER:HVAC_Split-Package_HP | 171.9 | 0.0627 | -25 | SWHC014-04 | 964.1067 | 2021 | 679.11 | 2021 | 0 | -50.67 | SWHC014-04 | Com Central HVAC (Small) - Fuel Sub - ZEAS 2030 - Marine ¦ SCG ¦ Marine | Com Central HVAC (Small) - Fuel Sub - ZEAS 2030 - Marine | 0.038925 | 0.814 | 0 | CBSA 2014, adjusted to reflect new efficiencies | 94.2682 | 2012 | 1 | SWHC014-04
COM-HVAC-FS-20B-ZEAS.44 | Com ¦ Small Packaged Heat Pump (SEER 14) - Fuel Sub Future Baseline - ZEAS 2030 - Marine ¦ SCG ¦ Marine | Com ¦ Small Packaged Heat Pump (SEER 14) - Fuel Sub Future Baseline - ZEAS 2030 - Marine | SCG ¦ Marine | SCG | All | Electric & Gas | SEER14 Heat Pump, <65 kbtuh, NR | Efficient | 2030 |  | 1 | Conventional | HVAC | Com - Refrig. Warehouse | Com | ROB Only | 1 | 1000 sqft2 of floor space | Cap-Tons | 15 | DEER:HVAC_Split-Package_HP | 0 | 0 | 0 | SWHC014-04 | 0 | 2021 | 0 | 2021 | 0 | -50.67 | SWHC014-04 | Com Central HVAC (Small) - Fuel Sub - ZEAS 2030 - Marine ¦ SCG ¦ Marine | Com Central HVAC (Small) - Fuel Sub - ZEAS 2030 - Marine | 0 | 0.814 | 0 | CBSA 2014, adjusted to reflect new efficiencies | 0 | 2012 | 1 | SWHC014-04
COM-HVAC-FS-20B-ZEAS.45 | Com ¦ Small Packaged Heat Pump (SEER 14) - Fuel Sub Future Baseline - ZEAS 2030 - Marine ¦ SCG ¦ Marine | Com ¦ Small Packaged Heat Pump (SEER 14) - Fuel Sub Future Baseline - ZEAS 2030 - Marine | SCG ¦ Marine | SCG | All | Electric & Gas | SEER14 Heat Pump, <65 kbtuh, NR | Efficient | 2030 |  | 1 | Conventional | HVAC | Com - Restaurant | Com | ROB Only | 1 | 1000 sqft2 of floor space | Cap-Tons | 15 | DEER:HVAC_Split-Package_HP | 129.0116 | 0.066312 | -11.7207 | SWHC014-04 | 964.1067 | 2021 | 679.11 | 2021 | 0 | -50.67 | SWHC014-04 | Com Central HVAC (Small) - Fuel Sub - ZEAS 2030 - Marine ¦ SCG ¦ Marine | Com Central HVAC (Small) - Fuel Sub - ZEAS 2030 - Marine | 0.039657 | 0.814 | 0 | CBSA 2014, adjusted to reflect new efficiencies | 6.5124 | 2012 | 1 | SWHC014-04
COM-HVAC-FS-20B-ZEAS.46 | Com ¦ Small Packaged Heat Pump (SEER 14) - Fuel Sub Future Baseline - ZEAS 2030 - Marine ¦ SCG ¦ Marine | Com ¦ Small Packaged Heat Pump (SEER 14) - Fuel Sub Future Baseline - ZEAS 2030 - Marine | SCG ¦ Marine | SCG | All | Electric & Gas | SEER14 Heat Pump, <65 kbtuh, NR | Efficient | 2030 |  | 1 | Conventional | HVAC | Com - Retail | Com | ROB Only | 1 | 1000 sqft2 of floor space | Cap-Tons | 15 | DEER:HVAC_Split-Package_HP | 141.9351 | 0.076641 | -11.8403 | SWHC014-04 | 964.1067 | 2021 | 679.11 | 2021 | 0 | -50.67 | SWHC014-04 | Com Central HVAC (Small) - Fuel Sub - ZEAS 2030 - Marine ¦ SCG ¦ Marine | Com Central HVAC (Small) - Fuel Sub - ZEAS 2030 - Marine | 0.016778 | 0.814 | 0 | CBSA 2014, adjusted to reflect new efficiencies | 8.6402 | 2012 | 1 | SWHC014-04
COM-HVAC-FS-20B-ZEAS.47 | Com ¦ Small Packaged Heat Pump (SEER 14) - Fuel Sub Future Baseline - ZEAS 2030 - Marine ¦ SCG ¦ Marine | Com ¦ Small Packaged Heat Pump (SEER 14) - Fuel Sub Future Baseline - ZEAS 2030 - Marine | SCG ¦ Marine | SCG | All | Electric & Gas | SEER14 Heat Pump, <65 kbtuh, NR | Efficient | 2030 |  | 1 | Conventional | HVAC | Com - School | Com | ROB Only | 1 | 1000 sqft2 of floor space | Cap-Tons | 15 | DEER:HVAC_Split-Package_HP | 91.0406 | 0.033858 | -12.1639 | SWHC014-04 | 964.1067 | 2021 | 679.11 | 2021 | 0 | -50.67 | SWHC014-04 | Com Central HVAC (Small) - Fuel Sub - ZEAS 2030 - Marine ¦ SCG ¦ Marine | Com Central HVAC (Small) - Fuel Sub - ZEAS 2030 - Marine | 0.027322 | 0.814 | 0 | CBSA 2014, adjusted to reflect new efficiencies | 12.8019 | 2012 | 1 | SWHC014-04
COM-HVAC-FS-20B-ZEAS.48 | Com ¦ Small Packaged Heat Pump (SEER 14) - Fuel Sub Future Baseline - ZEAS 2030 - Marine ¦ SCG ¦ Marine | Com ¦ Small Packaged Heat Pump (SEER 14) - Fuel Sub Future Baseline - ZEAS 2030 - Marine | SCG ¦ Marine | SCG | All | Electric & Gas | SEER14 Heat Pump, <65 kbtuh, NR | Efficient | 2030 |  | 1 | Conventional | HVAC | Com - Warehouse | Com | ROB Only | 1 | 1000 sqft2 of floor space | Cap-Tons | 15 | DEER:HVAC_Split-Package_HP | 212.8833 | 0.0301 | -34.2 | SWHC014-04 | 964.1067 | 2021 | 679.11 | 2021 | 0 | -50.67 | SWHC014-04 | Com Central HVAC (Small) - Fuel Sub - ZEAS 2030 - Marine ¦ SCG ¦ Marine | Com Central HVAC (Small) - Fuel Sub - ZEAS 2030 - Marine | 0.0051386 | 0.814 | 0 | CBSA 2014, adjusted to reflect new efficiencies | 80.363 | 2012 | 1 | SWHC014-04
COM-HVAC-FS-20B-ZEAS.49 | Com ¦ Small Packaged Heat Pump (SEER 14) - Fuel Sub Future Baseline - ZEAS 2030 - Hot-Dry ¦ SCG ¦ Hot-Dry | Com ¦ Small Packaged Heat Pump (SEER 14) - Fuel Sub Future Baseline - ZEAS 2030 - Hot-Dry | SCG ¦ Hot-Dry | SCG | All | Electric & Gas | SEER14 Heat Pump, <65 kbtuh, NR | Efficient | 2030 |  | 1 | Conventional | HVAC | Com - College | Com | ROB Only | 1 | 1000 sqft2 of floor space | Cap-Tons | 15 | DEER:HVAC_Split-Package_HP | 115.9627 | 0.07813 | -13.1859 | SWHC014-04 | 964.1067 | 2021 | 679.11 | 2021 | 0 | -50.67 | SWHC014-04 | Com Central HVAC (Small) - Fuel Sub - ZEAS 2030 - Hot-Dry ¦ SCG ¦ Hot-Dry | Com Central HVAC (Small) - Fuel Sub - ZEAS 2030 - Hot-Dry | 0.022689 | 0.814 | 0 | CBSA 2014, adjusted to reflect new efficiencies | 34.7407 | 2012 | 1 | SWHC014-04
COM-HVAC-FS-20B-ZEAS.50 | Com ¦ Small Packaged Heat Pump (SEER 14) - Fuel Sub Future Baseline - ZEAS 2030 - Hot-Dry ¦ SCG ¦ Hot-Dry | Com ¦ Small Packaged Heat Pump (SEER 14) - Fuel Sub Future Baseline - ZEAS 2030 - Hot-Dry | SCG ¦ Hot-Dry | SCG | All | Electric & Gas | SEER14 Heat Pump, <65 kbtuh, NR | Efficient | 2030 |  | 1 | Conventional | HVAC | Com - Grocery | Com | ROB Only | 1 | 1000 sqft2 of floor space | Cap-Tons | 15 | DEER:HVAC_Split-Package_HP | 416.25 | 0.0818 | -84.8337 | SWHC014-04 | 964.1067 | 2021 | 679.11 | 2021 | 0 | -50.67 | SWHC014-04 | Com Central HVAC (Small) - Fuel Sub - ZEAS 2030 - Hot-Dry ¦ SCG ¦ Hot-Dry | Com Central HVAC (Small) - Fuel Sub - ZEAS 2030 - Hot-Dry | 0.040359 | 0.814 | 0 | CBSA 2014, adjusted to reflect new efficiencies | 175.7921 | 2012 | 1 | SWHC014-04
COM-HVAC-FS-20B-ZEAS.51 | Com ¦ Small Packaged Heat Pump (SEER 14) - Fuel Sub Future Baseline - ZEAS 2030 - Hot-Dry ¦ SCG ¦ Hot-Dry | Com ¦ Small Packaged Heat Pump (SEER 14) - Fuel Sub Future Baseline - ZEAS 2030 - Hot-Dry | SCG ¦ Hot-Dry | SCG | All | Electric & Gas | SEER14 Heat Pump, <65 kbtuh, NR | Efficient | 2030 |  | 1 | Conventional | HVAC | Com - Health | Com | ROB Only | 1 | 1000 sqft2 of floor space | Cap-Tons | 15 | DEER:HVAC_Split-Package_HP | 147.3761 | 0.067723 | -25.6229 | SWHC014-04 | 964.1067 | 2021 | 679.11 | 2021 | 0 | -50.67 | SWHC014-04 | Com Central HVAC (Small) - Fuel Sub - ZEAS 2030 - Hot-Dry ¦ SCG ¦ Hot-Dry | Com Central HVAC (Small) - Fuel Sub - ZEAS 2030 - Hot-Dry | 0.032178 | 0.814 | 0 | CBSA 2014, adjusted to reflect new efficiencies | 62.7302 | 2012 | 1 | SWHC014-04
COM-HVAC-FS-20B-ZEAS.52 | Com ¦ Small Packaged Heat Pump (SEER 14) - Fuel Sub Future Baseline - ZEAS 2030 - Hot-Dry ¦ SCG ¦ Hot-Dry | Com ¦ Small Packaged Heat Pump (SEER 14) - Fuel Sub Future Baseline - ZEAS 2030 - Hot-Dry | SCG ¦ Hot-Dry | SCG | All | Electric & Gas | SEER14 Heat Pump, <65 kbtuh, NR | Efficient | 2030 |  | 1 | Conventional | HVAC | Com - Lodging | Com | ROB Only | 1 | 1000 sqft2 of floor space | Cap-Tons | 15 | DEER:HVAC_Split-Package_HP | 267.3136 | 0.078689 | -40.2704 | SWHC014-04 | 964.1067 | 2021 | 679.11 | 2021 | 0 | -50.67 | SWHC014-04 | Com Central HVAC (Small) - Fuel Sub - ZEAS 2030 - Hot-Dry ¦ SCG ¦ Hot-Dry | Com Central HVAC (Small) - Fuel Sub - ZEAS 2030 - Hot-Dry | 0.018069 | 0.814 | 0 | CBSA 2014, adjusted to reflect new efficiencies | 355.6546 | 2012 | 1 | SWHC014-04
COM-HVAC-FS-20B-ZEAS.53 | Com ¦ Small Packaged Heat Pump (SEER 14) - Fuel Sub Future Baseline - ZEAS 2030 - Hot-Dry ¦ SCG ¦ Hot-Dry | Com ¦ Small Packaged Heat Pump (SEER 14) - Fuel Sub Future Baseline - ZEAS 2030 - Hot-Dry | SCG ¦ Hot-Dry | SCG | All | Electric & Gas | SEER14 Heat Pump, <65 kbtuh, NR | Efficient | 2030 |  | 1 | Conventional | HVAC | Com - Office (Large) | Com | ROB Only | 1 | 1000 sqft2 of floor space | Cap-Tons | 15 | DEER:HVAC_Split-Package_HP | 58.3 | 0.0347 | -1.48 | SWHC014-04 | 964.1067 | 2021 | 679.11 | 2021 | 0 | -50.67 | SWHC014-04 | Com Central HVAC (Small) - Fuel Sub - ZEAS 2030 - Hot-Dry ¦ SCG ¦ Hot-Dry | Com Central HVAC (Small) - Fuel Sub - ZEAS 2030 - Hot-Dry | 0.023953 | 0.814 | 0 | CBSA 2014, adjusted to reflect new efficiencies | 0.84821 | 2012 | 1 | SWHC014-04
COM-HVAC-FS-20B-ZEAS.54 | Com ¦ Small Packaged Heat Pump (SEER 14) - Fuel Sub Future Baseline - ZEAS 2030 - Hot-Dry ¦ SCG ¦ Hot-Dry | Com ¦ Small Packaged Heat Pump (SEER 14) - Fuel Sub Future Baseline - ZEAS 2030 - Hot-Dry | SCG ¦ Hot-Dry | SCG | All | Electric & Gas | SEER14 Heat Pump, <65 kbtuh, NR | Efficient | 2030 |  | 1 | Conventional | HVAC | Com - Office (Small) | Com | ROB Only | 1 | 1000 sqft2 of floor space | Cap-Tons | 15 | DEER:HVAC_Split-Package_HP | 79.0833 | 0.0346 | -6.68 | SWHC014-04 | 964.1067 | 2021 | 679.11 | 2021 | 0 | -50.67 | SWHC014-04 | Com Central HVAC (Small) - Fuel Sub - ZEAS 2030 - Hot-Dry ¦ SCG ¦ Hot-Dry | Com Central HVAC (Small) - Fuel Sub - ZEAS 2030 - Hot-Dry | 0.027176 | 0.814 | 0 | CBSA 2014, adjusted to reflect new efficiencies | 9.5984 | 2012 | 1 | SWHC014-04
COM-HVAC-FS-20B-ZEAS.55 | Com ¦ Small Packaged Heat Pump (SEER 14) - Fuel Sub Future Baseline - ZEAS 2030 - Hot-Dry ¦ SCG ¦ Hot-Dry | Com ¦ Small Packaged Heat Pump (SEER 14) - Fuel Sub Future Baseline - ZEAS 2030 - Hot-Dry | SCG ¦ Hot-Dry | SCG | All | Electric & Gas | SEER14 Heat Pump, <65 kbtuh, NR | Efficient | 2030 |  | 1 | Conventional | HVAC | Com - Other | Com | ROB Only | 1 | 1000 sqft2 of floor space | Cap-Tons | 15 | DEER:HVAC_Split-Package_HP | 179.2667 | 0.07565 | -24.5 | SWHC014-04 | 964.1067 | 2021 | 679.11 | 2021 | 0 | -50.67 | SWHC014-04 | Com Central HVAC (Small) - Fuel Sub - ZEAS 2030 - Hot-Dry ¦ SCG ¦ Hot-Dry | Com Central HVAC (Small) - Fuel Sub - ZEAS 2030 - Hot-Dry | 0.038925 | 0.814 | 0 | CBSA 2014, adjusted to reflect new efficiencies | 91.1897 | 2012 | 1 | SWHC014-04
COM-HVAC-FS-20B-ZEAS.56 | Com ¦ Small Packaged Heat Pump (SEER 14) - Fuel Sub Future Baseline - ZEAS 2030 - Hot-Dry ¦ SCG ¦ Hot-Dry | Com ¦ Small Packaged Heat Pump (SEER 14) - Fuel Sub Future Baseline - ZEAS 2030 - Hot-Dry | SCG ¦ Hot-Dry | SCG | All | Electric & Gas | SEER14 Heat Pump, <65 kbtuh, NR | Efficient | 2030 |  | 1 | Conventional | HVAC | Com - Refrig. Warehouse | Com | ROB Only | 1 | 1000 sqft2 of floor space | Cap-Tons | 15 | DEER:HVAC_Split-Package_HP | 0 | 0 | 0 | SWHC014-04 | 0 | 2021 | 0 | 2021 | 0 | -50.67 | SWHC014-04 | Com Central HVAC (Small) - Fuel Sub - ZEAS 2030 - Hot-Dry ¦ SCG ¦ Hot-Dry | Com Central HVAC (Small) - Fuel Sub - ZEAS 2030 - Hot-Dry | 0 | 0.814 | 0 | CBSA 2014, adjusted to reflect new efficiencies | 0 | 2012 | 1 | SWHC014-04
COM-HVAC-FS-20B-ZEAS.57 | Com ¦ Small Packaged Heat Pump (SEER 14) - Fuel Sub Future Baseline - ZEAS 2030 - Hot-Dry ¦ SCG ¦ Hot-Dry | Com ¦ Small Packaged Heat Pump (SEER 14) - Fuel Sub Future Baseline - ZEAS 2030 - Hot-Dry | SCG ¦ Hot-Dry | SCG | All | Electric & Gas | SEER14 Heat Pump, <65 kbtuh, NR | Efficient | 2030 |  | 1 | Conventional | HVAC | Com - Restaurant | Com | ROB Only | 1 | 1000 sqft2 of floor space | Cap-Tons | 15 | DEER:HVAC_Split-Package_HP | 132.5917 | 0.077625 | -12.6233 | SWHC014-04 | 964.1067 | 2021 | 679.11 | 2021 | 0 | -50.67 | SWHC014-04 | Com Central HVAC (Small) - Fuel Sub - ZEAS 2030 - Hot-Dry ¦ SCG ¦ Hot-Dry | Com Central HVAC (Small) - Fuel Sub - ZEAS 2030 - Hot-Dry | 0.039657 | 0.814 | 0 | CBSA 2014, adjusted to reflect new efficiencies | 7.1268 | 2012 | 1 | SWHC014-04
COM-HVAC-FS-20B-ZEAS.58 | Com ¦ Small Packaged Heat Pump (SEER 14) - Fuel Sub Future Baseline - ZEAS 2030 - Hot-Dry ¦ SCG ¦ Hot-Dry | Com ¦ Small Packaged Heat Pump (SEER 14) - Fuel Sub Future Baseline - ZEAS 2030 - Hot-Dry | SCG ¦ Hot-Dry | SCG | All | Electric & Gas | SEER14 Heat Pump, <65 kbtuh, NR | Efficient | 2030 |  | 1 | Conventional | HVAC | Com - Retail | Com | ROB Only | 1 | 1000 sqft2 of floor space | Cap-Tons | 15 | DEER:HVAC_Split-Package_HP | 113.0381 | 0.081054 | -10.1827 | SWHC014-04 | 964.1067 | 2021 | 679.11 | 2021 | 0 | -50.67 | SWHC014-04 | Com Central HVAC (Small) - Fuel Sub - ZEAS 2030 - Hot-Dry ¦ SCG ¦ Hot-Dry | Com Central HVAC (Small) - Fuel Sub - ZEAS 2030 - Hot-Dry | 0.016778 | 0.814 | 0 | CBSA 2014, adjusted to reflect new efficiencies | 10.6018 | 2012 | 1 | SWHC014-04
COM-HVAC-FS-20B-ZEAS.59 | Com ¦ Small Packaged Heat Pump (SEER 14) - Fuel Sub Future Baseline - ZEAS 2030 - Hot-Dry ¦ SCG ¦ Hot-Dry | Com ¦ Small Packaged Heat Pump (SEER 14) - Fuel Sub Future Baseline - ZEAS 2030 - Hot-Dry | SCG ¦ Hot-Dry | SCG | All | Electric & Gas | SEER14 Heat Pump, <65 kbtuh, NR | Efficient | 2030 |  | 1 | Conventional | HVAC | Com - School | Com | ROB Only | 1 | 1000 sqft2 of floor space | Cap-Tons | 15 | DEER:HVAC_Split-Package_HP | 92.4414 | 0.042935 | -12.0107 | SWHC014-04 | 964.1067 | 2021 | 679.11 | 2021 | 0 | -50.67 | SWHC014-04 | Com Central HVAC (Small) - Fuel Sub - ZEAS 2030 - Hot-Dry ¦ SCG ¦ Hot-Dry | Com Central HVAC (Small) - Fuel Sub - ZEAS 2030 - Hot-Dry | 0.027322 | 0.814 | 0 | CBSA 2014, adjusted to reflect new efficiencies | 12.2213 | 2012 | 1 | SWHC014-04
COM-HVAC-FS-20B-ZEAS.60 | Com ¦ Small Packaged Heat Pump (SEER 14) - Fuel Sub Future Baseline - ZEAS 2030 - Hot-Dry ¦ SCG ¦ Hot-Dry | Com ¦ Small Packaged Heat Pump (SEER 14) - Fuel Sub Future Baseline - ZEAS 2030 - Hot-Dry | SCG ¦ Hot-Dry | SCG | All | Electric & Gas | SEER14 Heat Pump, <65 kbtuh, NR | Efficient | 2030 |  | 1 | Conventional | HVAC | Com - Warehouse | Com | ROB Only | 1 | 1000 sqft2 of floor space | Cap-Tons | 15 | DEER:HVAC_Split-Package_HP | 204.85 | 0.0448 | -33.6 | SWHC014-04 | 964.1067 | 2021 | 679.11 | 2021 | 0 | -50.67 | SWHC014-04 | Com Central HVAC (Small) - Fuel Sub - ZEAS 2030 - Hot-Dry ¦ SCG ¦ Hot-Dry | Com Central HVAC (Small) - Fuel Sub - ZEAS 2030 - Hot-Dry | 0.0051386 | 0.814 | 0 | CBSA 2014, adjusted to reflect new efficiencies | 80.2415 | 2012 | 1 | SWHC014-04
COM-HVAC-FS-20B-ZEAS.61 | Com ¦ Small Packaged Heat Pump (SEER 14) - Fuel Sub Future Baseline - ZEAS 2030 - Cold ¦ SCG ¦ Cold | Com ¦ Small Packaged Heat Pump (SEER 14) - Fuel Sub Future Baseline - ZEAS 2030 - Cold | SCG ¦ Cold | SCG | All | Electric & Gas | SEER14 Heat Pump, <65 kbtuh, NR | Efficient | 2030 |  | 1 | Conventional | HVAC | Com - College | Com | ROB Only | 1 | 1000 sqft2 of floor space | Cap-Tons | 15 | DEER:HVAC_Split-Package_HP | 717.6906 | 0.0079597 | -92.6695 | SWHC014-04 | 964.1067 | 2021 | 679.11 | 2021 | 0 | -50.67 | SWHC014-04 | Com Central HVAC (Small) - Fuel Sub - ZEAS 2030 - Cold ¦ SCG ¦ Cold | Com Central HVAC (Small) - Fuel Sub - ZEAS 2030 - Cold | 0.022689 | 0.814 | 0 | CBSA 2014, adjusted to reflect new efficiencies | 251.5002 | 2012 | 1 | SWHC014-04
COM-HVAC-FS-20B-ZEAS.62 | Com ¦ Small Packaged Heat Pump (SEER 14) - Fuel Sub Future Baseline - ZEAS 2030 - Cold ¦ SCG ¦ Cold | Com ¦ Small Packaged Heat Pump (SEER 14) - Fuel Sub Future Baseline - ZEAS 2030 - Cold | SCG ¦ Cold | SCG | All | Electric & Gas | SEER14 Heat Pump, <65 kbtuh, NR | Efficient | 2030 |  | 1 | Conventional | HVAC | Com - Grocery | Com | ROB Only | 1 | 1000 sqft2 of floor space | Cap-Tons | 15 | DEER:HVAC_Split-Package_HP | 2321.5 | 0.0658 | -331.3332 | SWHC014-04 | 964.1067 | 2021 | 679.11 | 2021 | 0 | -50.67 | SWHC014-04 | Com Central HVAC (Small) - Fuel Sub - ZEAS 2030 - Cold ¦ SCG ¦ Cold | Com Central HVAC (Small) - Fuel Sub - ZEAS 2030 - Cold | 0.040359 | 0.814 | 0 | CBSA 2014, adjusted to reflect new efficiencies | 647.4519 | 2012 | 1 | SWHC014-04
COM-HVAC-FS-20B-ZEAS.63 | Com ¦ Small Packaged Heat Pump (SEER 14) - Fuel Sub Future Baseline - ZEAS 2030 - Cold ¦ SCG ¦ Cold | Com ¦ Small Packaged Heat Pump (SEER 14) - Fuel Sub Future Baseline - ZEAS 2030 - Cold | SCG ¦ Cold | SCG | All | Electric & Gas | SEER14 Heat Pump, <65 kbtuh, NR | Efficient | 2030 |  | 1 | Conventional | HVAC | Com - Health | Com | ROB Only | 1 | 1000 sqft2 of floor space | Cap-Tons | 15 | DEER:HVAC_Split-Package_HP | 856.4971 | 0.050356 | -128.9495 | SWHC014-04 | 964.1067 | 2021 | 679.11 | 2021 | 0 | -50.67 | SWHC014-04 | Com Central HVAC (Small) - Fuel Sub - ZEAS 2030 - Cold ¦ SCG ¦ Cold | Com Central HVAC (Small) - Fuel Sub - ZEAS 2030 - Cold | 0.032178 | 0.814 | 0 | CBSA 2014, adjusted to reflect new efficiencies | 308.1819 | 2012 | 1 | SWHC014-04
COM-HVAC-FS-20B-ZEAS.64 | Com ¦ Small Packaged Heat Pump (SEER 14) - Fuel Sub Future Baseline - ZEAS 2030 - Cold ¦ SCG ¦ Cold | Com ¦ Small Packaged Heat Pump (SEER 14) - Fuel Sub Future Baseline - ZEAS 2030 - Cold | SCG ¦ Cold | SCG | All | Electric & Gas | SEER14 Heat Pump, <65 kbtuh, NR | Efficient | 2030 |  | 1 | Conventional | HVAC | Com - Lodging | Com | ROB Only | 1 | 1000 sqft2 of floor space | Cap-Tons | 15 | DEER:HVAC_Split-Package_HP | 1613.0699 | 0.05858 | -210.3596 | SWHC014-04 | 964.1067 | 2021 | 679.11 | 2021 | 0 | -50.67 | SWHC014-04 | Com Central HVAC (Small) - Fuel Sub - ZEAS 2030 - Cold ¦ SCG ¦ Cold | Com Central HVAC (Small) - Fuel Sub - ZEAS 2030 - Cold | 0.018069 | 0.814 | 0 | CBSA 2014, adjusted to reflect new efficiencies | 1823.6532 | 2012 | 1 | SWHC014-04
COM-HVAC-FS-20B-ZEAS.65 | Com ¦ Small Packaged Heat Pump (SEER 14) - Fuel Sub Future Baseline - ZEAS 2030 - Cold ¦ SCG ¦ Cold | Com ¦ Small Packaged Heat Pump (SEER 14) - Fuel Sub Future Baseline - ZEAS 2030 - Cold | SCG ¦ Cold | SCG | All | Electric & Gas | SEER14 Heat Pump, <65 kbtuh, NR | Efficient | 2030 |  | 1 | Conventional | HVAC | Com - Office (Large) | Com | ROB Only | 1 | 1000 sqft2 of floor space | Cap-Tons | 15 | DEER:HVAC_Split-Package_HP | 198.8 | 0.0268 | -24.4 | SWHC014-04 | 964.1067 | 2021 | 679.11 | 2021 | 0 | -50.67 | SWHC014-04 | Com Central HVAC (Small) - Fuel Sub - ZEAS 2030 - Cold ¦ SCG ¦ Cold | Com Central HVAC (Small) - Fuel Sub - ZEAS 2030 - Cold | 0.023953 | 0.814 | 0 | CBSA 2014, adjusted to reflect new efficiencies | 89.802 | 2012 | 1 | SWHC014-04
COM-HVAC-FS-20B-ZEAS.66 | Com ¦ Small Packaged Heat Pump (SEER 14) - Fuel Sub Future Baseline - ZEAS 2030 - Cold ¦ SCG ¦ Cold | Com ¦ Small Packaged Heat Pump (SEER 14) - Fuel Sub Future Baseline - ZEAS 2030 - Cold | SCG ¦ Cold | SCG | All | Electric & Gas | SEER14 Heat Pump, <65 kbtuh, NR | Efficient | 2030 |  | 1 | Conventional | HVAC | Com - Office (Small) | Com | ROB Only | 1 | 1000 sqft2 of floor space | Cap-Tons | 15 | DEER:HVAC_Split-Package_HP | 409.2167 | 0.02705 | -49.4 | SWHC014-04 | 964.1067 | 2021 | 679.11 | 2021 | 0 | -50.67 | SWHC014-04 | Com Central HVAC (Small) - Fuel Sub - ZEAS 2030 - Cold ¦ SCG ¦ Cold | Com Central HVAC (Small) - Fuel Sub - ZEAS 2030 - Cold | 0.027176 | 0.814 | 0 | CBSA 2014, adjusted to reflect new efficiencies | 79.0342 | 2012 | 1 | SWHC014-04
COM-HVAC-FS-20B-ZEAS.67 | Com ¦ Small Packaged Heat Pump (SEER 14) - Fuel Sub Future Baseline - ZEAS 2030 - Cold ¦ SCG ¦ Cold | Com ¦ Small Packaged Heat Pump (SEER 14) - Fuel Sub Future Baseline - ZEAS 2030 - Cold | SCG ¦ Cold | SCG | All | Electric & Gas | SEER14 Heat Pump, <65 kbtuh, NR | Efficient | 2030 |  | 1 | Conventional | HVAC | Com - Other | Com | ROB Only | 1 | 1000 sqft2 of floor space | Cap-Tons | 15 | DEER:HVAC_Split-Package_HP | 1219.0167 | 0.05865 | -172 | SWHC014-04 | 964.1067 | 2021 | 679.11 | 2021 | 0 | -50.67 | SWHC014-04 | Com Central HVAC (Small) - Fuel Sub - ZEAS 2030 - Cold ¦ SCG ¦ Cold | Com Central HVAC (Small) - Fuel Sub - ZEAS 2030 - Cold | 0.038925 | 0.814 | 0 | CBSA 2014, adjusted to reflect new efficiencies | 644.5519 | 2012 | 1 | SWHC014-04
COM-HVAC-FS-20B-ZEAS.68 | Com ¦ Small Packaged Heat Pump (SEER 14) - Fuel Sub Future Baseline - ZEAS 2030 - Cold ¦ SCG ¦ Cold | Com ¦ Small Packaged Heat Pump (SEER 14) - Fuel Sub Future Baseline - ZEAS 2030 - Cold | SCG ¦ Cold | SCG | All | Electric & Gas | SEER14 Heat Pump, <65 kbtuh, NR | Efficient | 2030 |  | 1 | Conventional | HVAC | Com - Refrig. Warehouse | Com | ROB Only | 1 | 1000 sqft2 of floor space | Cap-Tons | 15 | DEER:HVAC_Split-Package_HP | 0 | 0 | 0 | SWHC014-04 | 0 | 2021 | 0 | 2021 | 0 | -50.67 | SWHC014-04 | Com Central HVAC (Small) - Fuel Sub - ZEAS 2030 - Cold ¦ SCG ¦ Cold | Com Central HVAC (Small) - Fuel Sub - ZEAS 2030 - Cold | 0 | 0.814 | 0 | CBSA 2014, adjusted to reflect new efficiencies | 0 | 2012 | 1 | SWHC014-04
COM-HVAC-FS-20B-ZEAS.69 | Com ¦ Small Packaged Heat Pump (SEER 14) - Fuel Sub Future Baseline - ZEAS 2030 - Cold ¦ SCG ¦ Cold | Com ¦ Small Packaged Heat Pump (SEER 14) - Fuel Sub Future Baseline - ZEAS 2030 - Cold | SCG ¦ Cold | SCG | All | Electric & Gas | SEER14 Heat Pump, <65 kbtuh, NR | Efficient | 2030 |  | 1 | Conventional | HVAC | Com - Restaurant | Com | ROB Only | 1 | 1000 sqft2 of floor space | Cap-Tons | 15 | DEER:HVAC_Split-Package_HP | 984.271 | 0.061162 | -140.5022 | SWHC014-04 | 964.1067 | 2021 | 679.11 | 2021 | 0 | -50.67 | SWHC014-04 | Com Central HVAC (Small) - Fuel Sub - ZEAS 2030 - Cold ¦ SCG ¦ Cold | Com Central HVAC (Small) - Fuel Sub - ZEAS 2030 - Cold | 0.039657 | 0.814 | 0 | CBSA 2014, adjusted to reflect new efficiencies | 88.0589 | 2012 | 1 | SWHC014-04
COM-HVAC-FS-20B-ZEAS.70 | Com ¦ Small Packaged Heat Pump (SEER 14) - Fuel Sub Future Baseline - ZEAS 2030 - Cold ¦ SCG ¦ Cold | Com ¦ Small Packaged Heat Pump (SEER 14) - Fuel Sub Future Baseline - ZEAS 2030 - Cold | SCG ¦ Cold | SCG | All | Electric & Gas | SEER14 Heat Pump, <65 kbtuh, NR | Efficient | 2030 |  | 1 | Conventional | HVAC | Com - Retail | Com | ROB Only | 1 | 1000 sqft2 of floor space | Cap-Tons | 15 | DEER:HVAC_Split-Package_HP | 886.8214 | 0.070056 | -114.1883 | SWHC014-04 | 964.1067 | 2021 | 679.11 | 2021 | 0 | -50.67 | SWHC014-04 | Com Central HVAC (Small) - Fuel Sub - ZEAS 2030 - Cold ¦ SCG ¦ Cold | Com Central HVAC (Small) - Fuel Sub - ZEAS 2030 - Cold | 0.016778 | 0.814 | 0 | CBSA 2014, adjusted to reflect new efficiencies | 252.6619 | 2012 | 1 | SWHC014-04
COM-HVAC-FS-20B-ZEAS.71 | Com ¦ Small Packaged Heat Pump (SEER 14) - Fuel Sub Future Baseline - ZEAS 2030 - Cold ¦ SCG ¦ Cold | Com ¦ Small Packaged Heat Pump (SEER 14) - Fuel Sub Future Baseline - ZEAS 2030 - Cold | SCG ¦ Cold | SCG | All | Electric & Gas | SEER14 Heat Pump, <65 kbtuh, NR | Efficient | 2030 |  | 1 | Conventional | HVAC | Com - School | Com | ROB Only | 1 | 1000 sqft2 of floor space | Cap-Tons | 15 | DEER:HVAC_Split-Package_HP | 743.2796 | 0.0048631 | -96.149 | SWHC014-04 | 964.1067 | 2021 | 679.11 | 2021 | 0 | -50.67 | SWHC014-04 | Com Central HVAC (Small) - Fuel Sub - ZEAS 2030 - Cold ¦ SCG ¦ Cold | Com Central HVAC (Small) - Fuel Sub - ZEAS 2030 - Cold | 0.027322 | 0.814 | 0 | CBSA 2014, adjusted to reflect new efficiencies | 97.2975 | 2012 | 1 | SWHC014-04
COM-HVAC-FS-20B-ZEAS.72 | Com ¦ Small Packaged Heat Pump (SEER 14) - Fuel Sub Future Baseline - ZEAS 2030 - Cold ¦ SCG ¦ Cold | Com ¦ Small Packaged Heat Pump (SEER 14) - Fuel Sub Future Baseline - ZEAS 2030 - Cold | SCG ¦ Cold | SCG | All | Electric & Gas | SEER14 Heat Pump, <65 kbtuh, NR | Efficient | 2030 |  | 1 | Conventional | HVAC | Com - Warehouse | Com | ROB Only | 1 | 1000 sqft2 of floor space | Cap-Tons | 15 | DEER:HVAC_Split-Package_HP | 1213.0333 | 0.0279 | -152 | SWHC014-04 | 964.1067 | 2021 | 679.11 | 2021 | 0 | -50.67 | SWHC014-04 | Com Central HVAC (Small) - Fuel Sub - ZEAS 2030 - Cold ¦ SCG ¦ Cold | Com Central HVAC (Small) - Fuel Sub - ZEAS 2030 - Cold | 0.0051386 | 0.814 | 0 | CBSA 2014, adjusted to reflect new efficiencies | 277.177 | 2012 | 1 | SWHC014-04
COM-HVAC-FS-20B-ZEAS.73 | Com ¦ Small Packaged Heat Pump (SEER 14) - Fuel Sub Future Baseline - ZEAS 2030 - Marine ¦ SDG&E ¦ Marine | Com ¦ Small Packaged Heat Pump (SEER 14) - Fuel Sub Future Baseline - ZEAS 2030 - Marine | SDG&E ¦ Marine | SDG&E | All | Electric & Gas | SEER14 Heat Pump, <65 kbtuh, NR | Efficient | 2030 |  | 1 | Conventional | HVAC | Com - College | Com | ROB Only | 1 | 1000 sqft2 of floor space | Cap-Tons | 15 | DEER:HVAC_Split-Package_HP | 106.3002 | 0.065628 | -12.4101 | SWHC014-04 | 964.1067 | 2021 | 679.11 | 2021 | 0 | -50.67 | SWHC014-04 | Com Central HVAC (Small) - Fuel Sub - ZEAS 2030 - Marine ¦ SDG&E ¦ Marine | Com Central HVAC (Small) - Fuel Sub - ZEAS 2030 - Marine | 0.022234 | 0.814 | 0 | CBSA 2014, adjusted to reflect new efficiencies | 32.911 | 2012 | 1 | SWHC014-04
COM-HVAC-FS-20B-ZEAS.74 | Com ¦ Small Packaged Heat Pump (SEER 14) - Fuel Sub Future Baseline - ZEAS 2030 - Marine ¦ SDG&E ¦ Marine | Com ¦ Small Packaged Heat Pump (SEER 14) - Fuel Sub Future Baseline - ZEAS 2030 - Marine | SDG&E ¦ Marine | SDG&E | All | Electric & Gas | SEER14 Heat Pump, <65 kbtuh, NR | Efficient | 2030 |  | 1 | Conventional | HVAC | Com - Grocery | Com | ROB Only | 1 | 1000 sqft2 of floor space | Cap-Tons | 15 | DEER:HVAC_Split-Package_HP | 420.3467 | 0.05785 | -80.6013 | SWHC014-04 | 964.1067 | 2021 | 679.11 | 2021 | 0 | -50.67 | SWHC014-04 | Com Central HVAC (Small) - Fuel Sub - ZEAS 2030 - Marine ¦ SDG&E ¦ Marine | Com Central HVAC (Small) - Fuel Sub - ZEAS 2030 - Marine | 0.041033 | 0.814 | 0 | CBSA 2014, adjusted to reflect new efficiencies | 165.6233 | 2012 | 1 | SWHC014-04
COM-HVAC-FS-20B-ZEAS.75 | Com ¦ Small Packaged Heat Pump (SEER 14) - Fuel Sub Future Baseline - ZEAS 2030 - Marine ¦ SDG&E ¦ Marine | Com ¦ Small Packaged Heat Pump (SEER 14) - Fuel Sub Future Baseline - ZEAS 2030 - Marine | SDG&E ¦ Marine | SDG&E | All | Electric & Gas | SEER14 Heat Pump, <65 kbtuh, NR | Efficient | 2030 |  | 1 | Conventional | HVAC | Com - Health | Com | ROB Only | 1 | 1000 sqft2 of floor space | Cap-Tons | 15 | DEER:HVAC_Split-Package_HP | 119.1132 | 0.055927 | -22.4855 | SWHC014-04 | 964.1067 | 2021 | 679.11 | 2021 | 0 | -50.67 | SWHC014-04 | Com Central HVAC (Small) - Fuel Sub - ZEAS 2030 - Marine ¦ SDG&E ¦ Marine | Com Central HVAC (Small) - Fuel Sub - ZEAS 2030 - Marine | 0.031998 | 0.814 | 0 | CBSA 2014, adjusted to reflect new efficiencies | 55.7178 | 2012 | 1 | SWHC014-04
COM-HVAC-FS-20B-ZEAS.76 | Com ¦ Small Packaged Heat Pump (SEER 14) - Fuel Sub Future Baseline - ZEAS 2030 - Marine ¦ SDG&E ¦ Marine | Com ¦ Small Packaged Heat Pump (SEER 14) - Fuel Sub Future Baseline - ZEAS 2030 - Marine | SDG&E ¦ Marine | SDG&E | All | Electric & Gas | SEER14 Heat Pump, <65 kbtuh, NR | Efficient | 2030 |  | 1 | Conventional | HVAC | Com - Lodging | Com | ROB Only | 1 | 1000 sqft2 of floor space | Cap-Tons | 15 | DEER:HVAC_Split-Package_HP | 254.4021 | 0.062815 | -41.9012 | SWHC014-04 | 964.1067 | 2021 | 679.11 | 2021 | 0 | -50.67 | SWHC014-04 | Com Central HVAC (Small) - Fuel Sub - ZEAS 2030 - Marine ¦ SDG&E ¦ Marine | Com Central HVAC (Small) - Fuel Sub - ZEAS 2030 - Marine | 0.017903 | 0.814 | 0 | CBSA 2014, adjusted to reflect new efficiencies | 373.8002 | 2012 | 1 | SWHC014-04
COM-HVAC-FS-20B-ZEAS.77 | Com ¦ Small Packaged Heat Pump (SEER 14) - Fuel Sub Future Baseline - ZEAS 2030 - Marine ¦ SDG&E ¦ Marine | Com ¦ Small Packaged Heat Pump (SEER 14) - Fuel Sub Future Baseline - ZEAS 2030 - Marine | SDG&E ¦ Marine | SDG&E | All | Electric & Gas | SEER14 Heat Pump, <65 kbtuh, NR | Efficient | 2030 |  | 1 | Conventional | HVAC | Com - Office (Large) | Com | ROB Only | 1 | 1000 sqft2 of floor space | Cap-Tons | 15 | DEER:HVAC_Split-Package_HP | 47.1667 | 0.0268 | -0.948 | SWHC014-04 | 964.1067 | 2021 | 679.11 | 2021 | 0 | -50.67 | SWHC014-04 | Com Central HVAC (Small) - Fuel Sub - ZEAS 2030 - Marine ¦ SDG&E ¦ Marine | Com Central HVAC (Small) - Fuel Sub - ZEAS 2030 - Marine | 0.023374 | 0.814 | 0 | CBSA 2014, adjusted to reflect new efficiencies | -0.43361 | 2012 | 1 | SWHC014-04
COM-HVAC-FS-20B-ZEAS.78 | Com ¦ Small Packaged Heat Pump (SEER 14) - Fuel Sub Future Baseline - ZEAS 2030 - Marine ¦ SDG&E ¦ Marine | Com ¦ Small Packaged Heat Pump (SEER 14) - Fuel Sub Future Baseline - ZEAS 2030 - Marine | SDG&E ¦ Marine | SDG&E | All | Electric & Gas | SEER14 Heat Pump, <65 kbtuh, NR | Efficient | 2030 |  | 1 | Conventional | HVAC | Com - Office (Small) | Com | ROB Only | 1 | 1000 sqft2 of floor space | Cap-Tons | 15 | DEER:HVAC_Split-Package_HP | 67.0667 | 0.02635 | -5.55 | SWHC014-04 | 964.1067 | 2021 | 679.11 | 2021 | 0 | -50.67 | SWHC014-04 | Com Central HVAC (Small) - Fuel Sub - ZEAS 2030 - Marine ¦ SDG&E ¦ Marine | Com Central HVAC (Small) - Fuel Sub - ZEAS 2030 - Marine | 0.028381 | 0.814 | 0 | CBSA 2014, adjusted to reflect new efficiencies | 7.9123 | 2012 | 1 | SWHC014-04
COM-HVAC-FS-20B-ZEAS.79 | Com ¦ Small Packaged Heat Pump (SEER 14) - Fuel Sub Future Baseline - ZEAS 2030 - Marine ¦ SDG&E ¦ Marine | Com ¦ Small Packaged Heat Pump (SEER 14) - Fuel Sub Future Baseline - ZEAS 2030 - Marine | SDG&E ¦ Marine | SDG&E | All | Electric & Gas | SEER14 Heat Pump, <65 kbtuh, NR | Efficient | 2030 |  | 1 | Conventional | HVAC | Com - Other | Com | ROB Only | 1 | 1000 sqft2 of floor space | Cap-Tons | 15 | DEER:HVAC_Split-Package_HP | 171.9 | 0.0627 | -25 | SWHC014-04 | 964.1067 | 2021 | 679.11 | 2021 | 0 | -50.67 | SWHC014-04 | Com Central HVAC (Small) - Fuel Sub - ZEAS 2030 - Marine ¦ SDG&E ¦ Marine | Com Central HVAC (Small) - Fuel Sub - ZEAS 2030 - Marine | 0.03826 | 0.814 | 0 | CBSA 2014, adjusted to reflect new efficiencies | 94.2682 | 2012 | 1 | SWHC014-04
COM-HVAC-FS-20B-ZEAS.80 | Com ¦ Small Packaged Heat Pump (SEER 14) - Fuel Sub Future Baseline - ZEAS 2030 - Marine ¦ SDG&E ¦ Marine | Com ¦ Small Packaged Heat Pump (SEER 14) - Fuel Sub Future Baseline - ZEAS 2030 - Marine | SDG&E ¦ Marine | SDG&E | All | Electric & Gas | SEER14 Heat Pump, <65 kbtuh, NR | Efficient | 2030 |  | 1 | Conventional | HVAC | Com - Refrig. Warehouse | Com | ROB Only | 1 | 1000 sqft2 of floor space | Cap-Tons | 15 | DEER:HVAC_Split-Package_HP | 0 | 0 | 0 | SWHC014-04 | 0 | 2021 | 0 | 2021 | 0 | -50.67 | SWHC014-04 | Com Central HVAC (Small) - Fuel Sub - ZEAS 2030 - Marine ¦ SDG&E ¦ Marine | Com Central HVAC (Small) - Fuel Sub - ZEAS 2030 - Marine | 0 | 0.814 | 0 | CBSA 2014, adjusted to reflect new efficiencies | 0 | 2012 | 1 | SWHC014-04
COM-HVAC-FS-20B-ZEAS.81 | Com ¦ Small Packaged Heat Pump (SEER 14) - Fuel Sub Future Baseline - ZEAS 2030 - Marine ¦ SDG&E ¦ Marine | Com ¦ Small Packaged Heat Pump (SEER 14) - Fuel Sub Future Baseline - ZEAS 2030 - Marine | SDG&E ¦ Marine | SDG&E | All | Electric & Gas | SEER14 Heat Pump, <65 kbtuh, NR | Efficient | 2030 |  | 1 | Conventional | HVAC | Com - Restaurant | Com | ROB Only | 1 | 1000 sqft2 of floor space | Cap-Tons | 15 | DEER:HVAC_Split-Package_HP | 129.0116 | 0.066312 | -11.7207 | SWHC014-04 | 964.1067 | 2021 | 679.11 | 2021 | 0 | -50.67 | SWHC014-04 | Com Central HVAC (Small) - Fuel Sub - ZEAS 2030 - Marine ¦ SDG&E ¦ Marine | Com Central HVAC (Small) - Fuel Sub - ZEAS 2030 - Marine | 0.041427 | 0.814 | 0 | CBSA 2014, adjusted to reflect new efficiencies | 6.5124 | 2012 | 1 | SWHC014-04
COM-HVAC-FS-20B-ZEAS.82 | Com ¦ Small Packaged Heat Pump (SEER 14) - Fuel Sub Future Baseline - ZEAS 2030 - Marine ¦ SDG&E ¦ Marine | Com ¦ Small Packaged Heat Pump (SEER 14) - Fuel Sub Future Baseline - ZEAS 2030 - Marine | SDG&E ¦ Marine | SDG&E | All | Electric & Gas | SEER14 Heat Pump, <65 kbtuh, NR | Efficient | 2030 |  | 1 | Conventional | HVAC | Com - Retail | Com | ROB Only | 1 | 1000 sqft2 of floor space | Cap-Tons | 15 | DEER:HVAC_Split-Package_HP | 141.9351 | 0.076641 | -11.8403 | SWHC014-04 | 964.1067 | 2021 | 679.11 | 2021 | 0 | -50.67 | SWHC014-04 | Com Central HVAC (Small) - Fuel Sub - ZEAS 2030 - Marine ¦ SDG&E ¦ Marine | Com Central HVAC (Small) - Fuel Sub - ZEAS 2030 - Marine | 0.016794 | 0.814 | 0 | CBSA 2014, adjusted to reflect new efficiencies | 8.6402 | 2012 | 1 | SWHC014-04
COM-HVAC-FS-20B-ZEAS.83 | Com ¦ Small Packaged Heat Pump (SEER 14) - Fuel Sub Future Baseline - ZEAS 2030 - Marine ¦ SDG&E ¦ Marine | Com ¦ Small Packaged Heat Pump (SEER 14) - Fuel Sub Future Baseline - ZEAS 2030 - Marine | SDG&E ¦ Marine | SDG&E | All | Electric & Gas | SEER14 Heat Pump, <65 kbtuh, NR | Efficient | 2030 |  | 1 | Conventional | HVAC | Com - School | Com | ROB Only | 1 | 1000 sqft2 of floor space | Cap-Tons | 15 | DEER:HVAC_Split-Package_HP | 91.0406 | 0.033858 | -12.1639 | SWHC014-04 | 964.1067 | 2021 | 679.11 | 2021 | 0 | -50.67 | SWHC014-04 | Com Central HVAC (Small) - Fuel Sub - ZEAS 2030 - Marine ¦ SDG&E ¦ Marine | Com Central HVAC (Small) - Fuel Sub - ZEAS 2030 - Marine | 0.028241 | 0.814 | 0 | CBSA 2014, adjusted to reflect new efficiencies | 12.8019 | 2012 | 1 | SWHC014-04
COM-HVAC-FS-20B-ZEAS.84 | Com ¦ Small Packaged Heat Pump (SEER 14) - Fuel Sub Future Baseline - ZEAS 2030 - Marine ¦ SDG&E ¦ Marine | Com ¦ Small Packaged Heat Pump (SEER 14) - Fuel Sub Future Baseline - ZEAS 2030 - Marine | SDG&E ¦ Marine | SDG&E | All | Electric & Gas | SEER14 Heat Pump, <65 kbtuh, NR | Efficient | 2030 |  | 1 | Conventional | HVAC | Com - Warehouse | Com | ROB Only | 1 | 1000 sqft2 of floor space | Cap-Tons | 15 | DEER:HVAC_Split-Package_HP | 212.8833 | 0.0301 | -34.2 | SWHC014-04 | 964.1067 | 2021 | 679.11 | 2021 | 0 | -50.67 | SWHC014-04 | Com Central HVAC (Small) - Fuel Sub - ZEAS 2030 - Marine ¦ SDG&E ¦ Marine | Com Central HVAC (Small) - Fuel Sub - ZEAS 2030 - Marine | 0.0051502 | 0.814 | 0 | CBSA 2014, adjusted to reflect new efficiencies | 80.363 | 2012 | 1 | SWHC014-04
COM-HVAC-FS-20B-ZEAS.85 | Com ¦ Small Packaged Heat Pump (SEER 14) - Fuel Sub Future Baseline - ZEAS 2030 - Hot-Dry ¦ SDG&E ¦ Hot-Dry | Com ¦ Small Packaged Heat Pump (SEER 14) - Fuel Sub Future Baseline - ZEAS 2030 - Hot-Dry | SDG&E ¦ Hot-Dry | SDG&E | All | Electric & Gas | SEER14 Heat Pump, <65 kbtuh, NR | Efficient | 2030 |  | 1 | Conventional | HVAC | Com - College | Com | ROB Only | 1 | 1000 sqft2 of floor space | Cap-Tons | 15 | DEER:HVAC_Split-Package_HP | 90.7837 | 0.058064 | -10.793 | SWHC014-04 | 964.1067 | 2021 | 679.11 | 2021 | 0 | -50.67 | SWHC014-04 | Com Central HVAC (Small) - Fuel Sub - ZEAS 2030 - Hot-Dry ¦ SDG&E ¦ Hot-Dry | Com Central HVAC (Small) - Fuel Sub - ZEAS 2030 - Hot-Dry | 0.022234 | 0.814 | 0 | CBSA 2014, adjusted to reflect new efficiencies | 28.7484 | 2012 | 1 | SWHC014-04
COM-HVAC-FS-20B-ZEAS.86 | Com ¦ Small Packaged Heat Pump (SEER 14) - Fuel Sub Future Baseline - ZEAS 2030 - Hot-Dry ¦ SDG&E ¦ Hot-Dry | Com ¦ Small Packaged Heat Pump (SEER 14) - Fuel Sub Future Baseline - ZEAS 2030 - Hot-Dry | SDG&E ¦ Hot-Dry | SDG&E | All | Electric & Gas | SEER14 Heat Pump, <65 kbtuh, NR | Efficient | 2030 |  | 1 | Conventional | HVAC | Com - Grocery | Com | ROB Only | 1 | 1000 sqft2 of floor space | Cap-Tons | 15 | DEER:HVAC_Split-Package_HP | 401.2 | 0.0501 | -79.0992 | SWHC014-04 | 964.1067 | 2021 | 679.11 | 2021 | 0 | -50.67 | SWHC014-04 | Com Central HVAC (Small) - Fuel Sub - ZEAS 2030 - Hot-Dry ¦ SDG&E ¦ Hot-Dry | Com Central HVAC (Small) - Fuel Sub - ZEAS 2030 - Hot-Dry | 0.041033 | 0.814 | 0 | CBSA 2014, adjusted to reflect new efficiencies | 163.1729 | 2012 | 1 | SWHC014-04
COM-HVAC-FS-20B-ZEAS.87 | Com ¦ Small Packaged Heat Pump (SEER 14) - Fuel Sub Future Baseline - ZEAS 2030 - Hot-Dry ¦ SDG&E ¦ Hot-Dry | Com ¦ Small Packaged Heat Pump (SEER 14) - Fuel Sub Future Baseline - ZEAS 2030 - Hot-Dry | SDG&E ¦ Hot-Dry | SDG&E | All | Electric & Gas | SEER14 Heat Pump, <65 kbtuh, NR | Efficient | 2030 |  | 1 | Conventional | HVAC | Com - Health | Com | ROB Only | 1 | 1000 sqft2 of floor space | Cap-Tons | 15 | DEER:HVAC_Split-Package_HP | 88.503 | 0.049612 | -17.1437 | SWHC014-04 | 964.1067 | 2021 | 679.11 | 2021 | 0 | -50.67 | SWHC014-04 | Com Central HVAC (Small) - Fuel Sub - ZEAS 2030 - Hot-Dry ¦ SDG&E ¦ Hot-Dry | Com Central HVAC (Small) - Fuel Sub - ZEAS 2030 - Hot-Dry | 0.031998 | 0.814 | 0 | CBSA 2014, adjusted to reflect new efficiencies | 42.6323 | 2012 | 1 | SWHC014-04
COM-HVAC-FS-20B-ZEAS.88 | Com ¦ Small Packaged Heat Pump (SEER 14) - Fuel Sub Future Baseline - ZEAS 2030 - Hot-Dry ¦ SDG&E ¦ Hot-Dry | Com ¦ Small Packaged Heat Pump (SEER 14) - Fuel Sub Future Baseline - ZEAS 2030 - Hot-Dry | SDG&E ¦ Hot-Dry | SDG&E | All | Electric & Gas | SEER14 Heat Pump, <65 kbtuh, NR | Efficient | 2030 |  | 1 | Conventional | HVAC | Com - Lodging | Com | ROB Only | 1 | 1000 sqft2 of floor space | Cap-Tons | 15 | DEER:HVAC_Split-Package_HP | 199.794 | 0.054169 | -33.7874 | SWHC014-04 | 964.1067 | 2021 | 679.11 | 2021 | 0 | -50.67 | SWHC014-04 | Com Central HVAC (Small) - Fuel Sub - ZEAS 2030 - Hot-Dry ¦ SDG&E ¦ Hot-Dry | Com Central HVAC (Small) - Fuel Sub - ZEAS 2030 - Hot-Dry | 0.017903 | 0.814 | 0 | CBSA 2014, adjusted to reflect new efficiencies | 302.2601 | 2012 | 1 | SWHC014-04
COM-HVAC-FS-20B-ZEAS.89 | Com ¦ Small Packaged Heat Pump (SEER 14) - Fuel Sub Future Baseline - ZEAS 2030 - Hot-Dry ¦ SDG&E ¦ Hot-Dry | Com ¦ Small Packaged Heat Pump (SEER 14) - Fuel Sub Future Baseline - ZEAS 2030 - Hot-Dry | SDG&E ¦ Hot-Dry | SDG&E | All | Electric & Gas | SEER14 Heat Pump, <65 kbtuh, NR | Efficient | 2030 |  | 1 | Conventional | HVAC | Com - Office (Large) | Com | ROB Only | 1 | 1000 sqft2 of floor space | Cap-Tons | 15 | DEER:HVAC_Split-Package_HP | 40.1333 | 0.02455 | -0.57933 | SWHC014-04 | 964.1067 | 2021 | 679.11 | 2021 | 0 | -50.67 | SWHC014-04 | Com Central HVAC (Small) - Fuel Sub - ZEAS 2030 - Hot-Dry ¦ SDG&E ¦ Hot-Dry | Com Central HVAC (Small) - Fuel Sub - ZEAS 2030 - Hot-Dry | 0.023374 | 0.814 | 0 | CBSA 2014, adjusted to reflect new efficiencies | -1.3897 | 2012 | 1 | SWHC014-04
COM-HVAC-FS-20B-ZEAS.90 | Com ¦ Small Packaged Heat Pump (SEER 14) - Fuel Sub Future Baseline - ZEAS 2030 - Hot-Dry ¦ SDG&E ¦ Hot-Dry | Com ¦ Small Packaged Heat Pump (SEER 14) - Fuel Sub Future Baseline - ZEAS 2030 - Hot-Dry | SDG&E ¦ Hot-Dry | SDG&E | All | Electric & Gas | SEER14 Heat Pump, <65 kbtuh, NR | Efficient | 2030 |  | 1 | Conventional | HVAC | Com - Office (Small) | Com | ROB Only | 1 | 1000 sqft2 of floor space | Cap-Tons | 15 | DEER:HVAC_Split-Package_HP | 53.6833 | 0.02385 | -4.4333 | SWHC014-04 | 964.1067 | 2021 | 679.11 | 2021 | 0 | -50.67 | SWHC014-04 | Com Central HVAC (Small) - Fuel Sub - ZEAS 2030 - Hot-Dry ¦ SDG&E ¦ Hot-Dry | Com Central HVAC (Small) - Fuel Sub - ZEAS 2030 - Hot-Dry | 0.028381 | 0.814 | 0 | CBSA 2014, adjusted to reflect new efficiencies | 6.3153 | 2012 | 1 | SWHC014-04
COM-HVAC-FS-20B-ZEAS.91 | Com ¦ Small Packaged Heat Pump (SEER 14) - Fuel Sub Future Baseline - ZEAS 2030 - Hot-Dry ¦ SDG&E ¦ Hot-Dry | Com ¦ Small Packaged Heat Pump (SEER 14) - Fuel Sub Future Baseline - ZEAS 2030 - Hot-Dry | SDG&E ¦ Hot-Dry | SDG&E | All | Electric & Gas | SEER14 Heat Pump, <65 kbtuh, NR | Efficient | 2030 |  | 1 | Conventional | HVAC | Com - Other | Com | ROB Only | 1 | 1000 sqft2 of floor space | Cap-Tons | 15 | DEER:HVAC_Split-Package_HP | 147.5667 | 0.0534 | -21.8 | SWHC014-04 | 964.1067 | 2021 | 679.11 | 2021 | 0 | -50.67 | SWHC014-04 | Com Central HVAC (Small) - Fuel Sub - ZEAS 2030 - Hot-Dry ¦ SDG&E ¦ Hot-Dry | Com Central HVAC (Small) - Fuel Sub - ZEAS 2030 - Hot-Dry | 0.03826 | 0.814 | 0 | CBSA 2014, adjusted to reflect new efficiencies | 82.4592 | 2012 | 1 | SWHC014-04
COM-HVAC-FS-20B-ZEAS.92 | Com ¦ Small Packaged Heat Pump (SEER 14) - Fuel Sub Future Baseline - ZEAS 2030 - Hot-Dry ¦ SDG&E ¦ Hot-Dry | Com ¦ Small Packaged Heat Pump (SEER 14) - Fuel Sub Future Baseline - ZEAS 2030 - Hot-Dry | SDG&E ¦ Hot-Dry | SDG&E | All | Electric & Gas | SEER14 Heat Pump, <65 kbtuh, NR | Efficient | 2030 |  | 1 | Conventional | HVAC | Com - Refrig. Warehouse | Com | ROB Only | 1 | 1000 sqft2 of floor space | Cap-Tons | 15 | DEER:HVAC_Split-Package_HP | 0 | 0 | 0 | SWHC014-04 | 0 | 2021 | 0 | 2021 | 0 | -50.67 | SWHC014-04 | Com Central HVAC (Small) - Fuel Sub - ZEAS 2030 - Hot-Dry ¦ SDG&E ¦ Hot-Dry | Com Central HVAC (Small) - Fuel Sub - ZEAS 2030 - Hot-Dry | 0 | 0.814 | 0 | CBSA 2014, adjusted to reflect new efficiencies | 0 | 2012 | 1 | SWHC014-04
COM-HVAC-FS-20B-ZEAS.93 | Com ¦ Small Packaged Heat Pump (SEER 14) - Fuel Sub Future Baseline - ZEAS 2030 - Hot-Dry ¦ SDG&E ¦ Hot-Dry | Com ¦ Small Packaged Heat Pump (SEER 14) - Fuel Sub Future Baseline - ZEAS 2030 - Hot-Dry | SDG&E ¦ Hot-Dry | SDG&E | All | Electric & Gas | SEER14 Heat Pump, <65 kbtuh, NR | Efficient | 2030 |  | 1 | Conventional | HVAC | Com - Restaurant | Com | ROB Only | 1 | 1000 sqft2 of floor space | Cap-Tons | 15 | DEER:HVAC_Split-Package_HP | 107.3735 | 0.057725 | -8.0956 | SWHC014-04 | 964.1067 | 2021 | 679.11 | 2021 | 0 | -50.67 | SWHC014-04 | Com Central HVAC (Small) - Fuel Sub - ZEAS 2030 - Hot-Dry ¦ SDG&E ¦ Hot-Dry | Com Central HVAC (Small) - Fuel Sub - ZEAS 2030 - Hot-Dry | 0.041427 | 0.814 | 0 | CBSA 2014, adjusted to reflect new efficiencies | 4.1736 | 2012 | 1 | SWHC014-04
COM-HVAC-FS-20B-ZEAS.94 | Com ¦ Small Packaged Heat Pump (SEER 14) - Fuel Sub Future Baseline - ZEAS 2030 - Hot-Dry ¦ SDG&E ¦ Hot-Dry | Com ¦ Small Packaged Heat Pump (SEER 14) - Fuel Sub Future Baseline - ZEAS 2030 - Hot-Dry | SDG&E ¦ Hot-Dry | SDG&E | All | Electric & Gas | SEER14 Heat Pump, <65 kbtuh, NR | Efficient | 2030 |  | 1 | Conventional | HVAC | Com - Retail | Com | ROB Only | 1 | 1000 sqft2 of floor space | Cap-Tons | 15 | DEER:HVAC_Split-Package_HP | 128.089 | 0.068978 | -9.8184 | SWHC014-04 | 964.1067 | 2021 | 679.11 | 2021 | 0 | -50.67 | SWHC014-04 | Com Central HVAC (Small) - Fuel Sub - ZEAS 2030 - Hot-Dry ¦ SDG&E ¦ Hot-Dry | Com Central HVAC (Small) - Fuel Sub - ZEAS 2030 - Hot-Dry | 0.016794 | 0.814 | 0 | CBSA 2014, adjusted to reflect new efficiencies | 3.5137 | 2012 | 1 | SWHC014-04
COM-HVAC-FS-20B-ZEAS.95 | Com ¦ Small Packaged Heat Pump (SEER 14) - Fuel Sub Future Baseline - ZEAS 2030 - Hot-Dry ¦ SDG&E ¦ Hot-Dry | Com ¦ Small Packaged Heat Pump (SEER 14) - Fuel Sub Future Baseline - ZEAS 2030 - Hot-Dry | SDG&E ¦ Hot-Dry | SDG&E | All | Electric & Gas | SEER14 Heat Pump, <65 kbtuh, NR | Efficient | 2030 |  | 1 | Conventional | HVAC | Com - School | Com | ROB Only | 1 | 1000 sqft2 of floor space | Cap-Tons | 15 | DEER:HVAC_Split-Package_HP | 78.7985 | 0.029544 | -10.9429 | SWHC014-04 | 964.1067 | 2021 | 679.11 | 2021 | 0 | -50.67 | SWHC014-04 | Com Central HVAC (Small) - Fuel Sub - ZEAS 2030 - Hot-Dry ¦ SDG&E ¦ Hot-Dry | Com Central HVAC (Small) - Fuel Sub - ZEAS 2030 - Hot-Dry | 0.028241 | 0.814 | 0 | CBSA 2014, adjusted to reflect new efficiencies | 12.0277 | 2012 | 1 | SWHC014-04
COM-HVAC-FS-20B-ZEAS.96 | Com ¦ Small Packaged Heat Pump (SEER 14) - Fuel Sub Future Baseline - ZEAS 2030 - Hot-Dry ¦ SDG&E ¦ Hot-Dry | Com ¦ Small Packaged Heat Pump (SEER 14) - Fuel Sub Future Baseline - ZEAS 2030 - Hot-Dry | SDG&E ¦ Hot-Dry | SDG&E | All | Electric & Gas | SEER14 Heat Pump, <65 kbtuh, NR | Efficient | 2030 |  | 1 | Conventional | HVAC | Com - Warehouse | Com | ROB Only | 1 | 1000 sqft2 of floor space | Cap-Tons | 15 | DEER:HVAC_Split-Package_HP | 187.9333 | 0.025235 | -31.9 | SWHC014-04 | 964.1067 | 2021 | 679.11 | 2021 | 0 | -50.67 | SWHC014-04 | Com Central HVAC (Small) - Fuel Sub - ZEAS 2030 - Hot-Dry ¦ SDG&E ¦ Hot-Dry | Com Central HVAC (Small) - Fuel Sub - ZEAS 2030 - Hot-Dry | 0.0051502 | 0.814 | 0 | CBSA 2014, adjusted to reflect new efficiencies | 78.1455 | 2012 | 1 | SWHC014-04
COM-HVAC-FS-21-ZEAS.1 | Com ¦ Small Packaged Heat Pump (SEER 15) - Fuel Sub - ZEAS 2030 - Marine ¦ PG&E ¦ Marine | Com ¦ Small Packaged Heat Pump (SEER 15) - Fuel Sub - ZEAS 2030 - Marine | PG&E ¦ Marine | PG&E | All | Electric & Gas | SEER15 Heat Pump, <65 kbtuh, NR | Efficient |  |  | 1 | Conventional | HVAC | Com - College | Com | ROB Only | 1 | 1000 sqft2 of floor space | Cap-Tons | 15 | DEER:HVAC_Split-Package_HP | 95.9157 | 0 | -35.6808 | SWHC046-03 | 1171.6667 | 2021 | 679.11 | 2021 | 0 | -50.67 | SWHC046-03 | Com Central HVAC (Small) - Fuel Sub - ZEAS 2030 - Marine ¦ PG&E ¦ Marine | Com Central HVAC (Small) - Fuel Sub - ZEAS 2030 - Marine | 0.020331 | 0.814 | 0 | CBSA 2014, adjusted to reflect new efficiencies | 110.4571 | 2032 | 1 | SWHC046-03
COM-HVAC-FS-21-ZEAS.2 | Com ¦ Small Packaged Heat Pump (SEER 15) - Fuel Sub - ZEAS 2030 - Marine ¦ PG&E ¦ Marine | Com ¦ Small Packaged Heat Pump (SEER 15) - Fuel Sub - ZEAS 2030 - Marine | PG&E ¦ Marine | PG&E | All | Electric & Gas | SEER15 Heat Pump, <65 kbtuh, NR | Efficient |  |  | 1 | Conventional | HVAC | Com - Grocery | Com | ROB Only | 1 | 1000 sqft2 of floor space | Cap-Tons | 15 | DEER:HVAC_Split-Package_HP | 745.6667 | 0 | -181 | SWHC046-03 | 1171.6667 | 2021 | 679.11 | 2021 | 0 | -50.67 | SWHC046-03 | Com Central HVAC (Small) - Fuel Sub - ZEAS 2030 - Marine ¦ PG&E ¦ Marine | Com Central HVAC (Small) - Fuel Sub - ZEAS 2030 - Marine | 0.033922 | 0.814 | 0 | CBSA 2014, adjusted to reflect new efficiencies | 383.0797 | 2032 | 1 | SWHC046-03
COM-HVAC-FS-21-ZEAS.3 | Com ¦ Small Packaged Heat Pump (SEER 15) - Fuel Sub - ZEAS 2030 - Marine ¦ PG&E ¦ Marine | Com ¦ Small Packaged Heat Pump (SEER 15) - Fuel Sub - ZEAS 2030 - Marine | PG&E ¦ Marine | PG&E | All | Electric & Gas | SEER15 Heat Pump, <65 kbtuh, NR | Efficient |  |  | 1 | Conventional | HVAC | Com - Health | Com | ROB Only | 1 | 1000 sqft2 of floor space | Cap-Tons | 15 | DEER:HVAC_Split-Package_HP | 45.9706 | 0 | -51.2293 | SWHC046-03 | 1171.6667 | 2021 | 679.11 | 2021 | 0 | -50.67 | SWHC046-03 | Com Central HVAC (Small) - Fuel Sub - ZEAS 2030 - Marine ¦ PG&E ¦ Marine | Com Central HVAC (Small) - Fuel Sub - ZEAS 2030 - Marine | 0.030022 | 0.814 | 0 | CBSA 2014, adjusted to reflect new efficiencies | 141.6932 | 2032 | 1 | SWHC046-03
COM-HVAC-FS-21-ZEAS.4 | Com ¦ Small Packaged Heat Pump (SEER 15) - Fuel Sub - ZEAS 2030 - Marine ¦ PG&E ¦ Marine | Com ¦ Small Packaged Heat Pump (SEER 15) - Fuel Sub - ZEAS 2030 - Marine | PG&E ¦ Marine | PG&E | All | Electric & Gas | SEER15 Heat Pump, <65 kbtuh, NR | Efficient |  |  | 1 | Conventional | HVAC | Com - Lodging | Com | ROB Only | 1 | 1000 sqft2 of floor space | Cap-Tons | 15 | DEER:HVAC_Split-Package_HP | 370.9871 | 0 | -101.4521 | SWHC046-03 | 1171.6667 | 2021 | 679.11 | 2021 | 0 | -50.67 | SWHC046-03 | Com Central HVAC (Small) - Fuel Sub - ZEAS 2030 - Marine ¦ PG&E ¦ Marine | Com Central HVAC (Small) - Fuel Sub - ZEAS 2030 - Marine | 0.016003 | 0.814 | 0 | CBSA 2014, adjusted to reflect new efficiencies | 943.6814 | 2032 | 1 | SWHC046-03
COM-HVAC-FS-21-ZEAS.5 | Com ¦ Small Packaged Heat Pump (SEER 15) - Fuel Sub - ZEAS 2030 - Marine ¦ PG&E ¦ Marine | Com ¦ Small Packaged Heat Pump (SEER 15) - Fuel Sub - ZEAS 2030 - Marine | PG&E ¦ Marine | PG&E | All | Electric & Gas | SEER15 Heat Pump, <65 kbtuh, NR | Efficient |  |  | 1 | Conventional | HVAC | Com - Office (Large) | Com | ROB Only | 1 | 1000 sqft2 of floor space | Cap-Tons | 15 | DEER:HVAC_Split-Package_HP | -59.1667 | 0 | -4.64 | SWHC046-03 | 1171.6667 | 2021 | 679.11 | 2021 | 0 | -50.67 | SWHC046-03 | Com Central HVAC (Small) - Fuel Sub - ZEAS 2030 - Marine ¦ PG&E ¦ Marine | Com Central HVAC (Small) - Fuel Sub - ZEAS 2030 - Marine | 0.021319 | 0.814 | 0 | CBSA 2014, adjusted to reflect new efficiencies | 26.721 | 2032 | 1 | SWHC046-03
COM-HVAC-FS-21-ZEAS.6 | Com ¦ Small Packaged Heat Pump (SEER 15) - Fuel Sub - ZEAS 2030 - Marine ¦ PG&E ¦ Marine | Com ¦ Small Packaged Heat Pump (SEER 15) - Fuel Sub - ZEAS 2030 - Marine | PG&E ¦ Marine | PG&E | All | Electric & Gas | SEER15 Heat Pump, <65 kbtuh, NR | Efficient |  |  | 1 | Conventional | HVAC | Com - Office (Small) | Com | ROB Only | 1 | 1000 sqft2 of floor space | Cap-Tons | 15 | DEER:HVAC_Split-Package_HP | 21.0667 | 0 | -17.4 | SWHC046-03 | 1171.6667 | 2021 | 679.11 | 2021 | 0 | -50.67 | SWHC046-03 | Com Central HVAC (Small) - Fuel Sub - ZEAS 2030 - Marine ¦ PG&E ¦ Marine | Com Central HVAC (Small) - Fuel Sub - ZEAS 2030 - Marine | 0.024933 | 0.814 | 0 | CBSA 2014, adjusted to reflect new efficiencies | 33.4805 | 2032 | 1 | SWHC046-03
COM-HVAC-FS-21-ZEAS.7 | Com ¦ Small Packaged Heat Pump (SEER 15) - Fuel Sub - ZEAS 2030 - Marine ¦ PG&E ¦ Marine | Com ¦ Small Packaged Heat Pump (SEER 15) - Fuel Sub - ZEAS 2030 - Marine | PG&E ¦ Marine | PG&E | All | Electric & Gas | SEER15 Heat Pump, <65 kbtuh, NR | Efficient |  |  | 1 | Conventional | HVAC | Com - Other | Com | ROB Only | 1 | 1000 sqft2 of floor space | Cap-Tons | 15 | DEER:HVAC_Split-Package_HP | 244.6667 | 0 | -66.4 | SWHC046-03 | 1171.6667 | 2021 | 679.11 | 2021 | 0 | -50.67 | SWHC046-03 | Com Central HVAC (Small) - Fuel Sub - ZEAS 2030 - Marine ¦ PG&E ¦ Marine | Com Central HVAC (Small) - Fuel Sub - ZEAS 2030 - Marine | 0.0353 | 0.814 | 0 | CBSA 2014, adjusted to reflect new efficiencies | 273.7753 | 2032 | 1 | SWHC046-03
COM-HVAC-FS-21-ZEAS.8 | Com ¦ Small Packaged Heat Pump (SEER 15) - Fuel Sub - ZEAS 2030 - Marine ¦ PG&E ¦ Marine | Com ¦ Small Packaged Heat Pump (SEER 15) - Fuel Sub - ZEAS 2030 - Marine | PG&E ¦ Marine | PG&E | All | Electric & Gas | SEER15 Heat Pump, <65 kbtuh, NR | Efficient |  |  | 1 | Conventional | HVAC | Com - Refrig. Warehouse | Com | ROB Only | 1 | 1000 sqft2 of floor space | Cap-Tons | 15 | DEER:HVAC_Split-Package_HP | 0 | 0 | 0 | SWHC046-03 | 0 | 2021 | 0 | 2021 | 0 | -50.67 | SWHC046-03 | Com Central HVAC (Small) - Fuel Sub - ZEAS 2030 - Marine ¦ PG&E ¦ Marine | Com Central HVAC (Small) - Fuel Sub - ZEAS 2030 - Marine | 0 | 0.814 | 0 | CBSA 2014, adjusted to reflect new efficiencies | 0 | 2032 | 1 | SWHC046-03
COM-HVAC-FS-21-ZEAS.9 | Com ¦ Small Packaged Heat Pump (SEER 15) - Fuel Sub - ZEAS 2030 - Marine ¦ PG&E ¦ Marine | Com ¦ Small Packaged Heat Pump (SEER 15) - Fuel Sub - ZEAS 2030 - Marine | PG&E ¦ Marine | PG&E | All | Electric & Gas | SEER15 Heat Pump, <65 kbtuh, NR | Efficient |  |  | 1 | Conventional | HVAC | Com - Restaurant | Com | ROB Only | 1 | 1000 sqft2 of floor space | Cap-Tons | 15 | DEER:HVAC_Split-Package_HP | 97.3592 | 0 | -40.0519 | SWHC046-03 | 1171.6667 | 2021 | 679.11 | 2021 | 0 | -50.67 | SWHC046-03 | Com Central HVAC (Small) - Fuel Sub - ZEAS 2030 - Marine ¦ PG&E ¦ Marine | Com Central HVAC (Small) - Fuel Sub - ZEAS 2030 - Marine | 0.036027 | 0.814 | 0 | CBSA 2014, adjusted to reflect new efficiencies | 28.3583 | 2032 | 1 | SWHC046-03
COM-HVAC-FS-21-ZEAS.10 | Com ¦ Small Packaged Heat Pump (SEER 15) - Fuel Sub - ZEAS 2030 - Marine ¦ PG&E ¦ Marine | Com ¦ Small Packaged Heat Pump (SEER 15) - Fuel Sub - ZEAS 2030 - Marine | PG&E ¦ Marine | PG&E | All | Electric & Gas | SEER15 Heat Pump, <65 kbtuh, NR | Efficient |  |  | 1 | Conventional | HVAC | Com - Retail | Com | ROB Only | 1 | 1000 sqft2 of floor space | Cap-Tons | 15 | DEER:HVAC_Split-Package_HP | 65.248 | 0 | -34.4464 | SWHC046-03 | 1171.6667 | 2021 | 679.11 | 2021 | 0 | -50.67 | SWHC046-03 | Com Central HVAC (Small) - Fuel Sub - ZEAS 2030 - Marine ¦ PG&E ¦ Marine | Com Central HVAC (Small) - Fuel Sub - ZEAS 2030 - Marine | 0.015015 | 0.814 | 0 | CBSA 2014, adjusted to reflect new efficiencies | 147.281 | 2032 | 1 | SWHC046-03
COM-HVAC-FS-21-ZEAS.11 | Com ¦ Small Packaged Heat Pump (SEER 15) - Fuel Sub - ZEAS 2030 - Marine ¦ PG&E ¦ Marine | Com ¦ Small Packaged Heat Pump (SEER 15) - Fuel Sub - ZEAS 2030 - Marine | PG&E ¦ Marine | PG&E | All | Electric & Gas | SEER15 Heat Pump, <65 kbtuh, NR | Efficient |  |  | 1 | Conventional | HVAC | Com - School | Com | ROB Only | 1 | 1000 sqft2 of floor space | Cap-Tons | 15 | DEER:HVAC_Split-Package_HP | 133.731 | 0 | -34.7585 | SWHC046-03 | 1171.6667 | 2021 | 679.11 | 2021 | 0 | -50.67 | SWHC046-03 | Com Central HVAC (Small) - Fuel Sub - ZEAS 2030 - Marine ¦ PG&E ¦ Marine | Com Central HVAC (Small) - Fuel Sub - ZEAS 2030 - Marine | 0.0228 | 0.814 | 0 | CBSA 2014, adjusted to reflect new efficiencies | 57.396 | 2032 | 1 | SWHC046-03
COM-HVAC-FS-21-ZEAS.12 | Com ¦ Small Packaged Heat Pump (SEER 15) - Fuel Sub - ZEAS 2030 - Marine ¦ PG&E ¦ Marine | Com ¦ Small Packaged Heat Pump (SEER 15) - Fuel Sub - ZEAS 2030 - Marine | PG&E ¦ Marine | PG&E | All | Electric & Gas | SEER15 Heat Pump, <65 kbtuh, NR | Efficient |  |  | 1 | Conventional | HVAC | Com - Warehouse | Com | ROB Only | 1 | 1000 sqft2 of floor space | Cap-Tons | 15 | DEER:HVAC_Split-Package_HP | 335 | 0 | -71.4 | SWHC046-03 | 1171.6667 | 2021 | 679.11 | 2021 | 0 | -50.67 | SWHC046-03 | Com Central HVAC (Small) - Fuel Sub - ZEAS 2030 - Marine ¦ PG&E ¦ Marine | Com Central HVAC (Small) - Fuel Sub - ZEAS 2030 - Marine | 0.0046728 | 0.814 | 0 | CBSA 2014, adjusted to reflect new efficiencies | 200.5773 | 2032 | 1 | SWHC046-03
COM-HVAC-FS-21-ZEAS.13 | Com ¦ Small Packaged Heat Pump (SEER 15) - Fuel Sub - ZEAS 2030 - Hot-Dry ¦ PG&E ¦ Hot-Dry | Com ¦ Small Packaged Heat Pump (SEER 15) - Fuel Sub - ZEAS 2030 - Hot-Dry | PG&E ¦ Hot-Dry | PG&E | All | Electric & Gas | SEER15 Heat Pump, <65 kbtuh, NR | Efficient |  |  | 1 | Conventional | HVAC | Com - College | Com | ROB Only | 1 | 1000 sqft2 of floor space | Cap-Tons | 15 | DEER:HVAC_Split-Package_HP | 98.6738 | 0 | -36.4895 | SWHC046-03 | 1171.6667 | 2021 | 679.11 | 2021 | 0 | -50.67 | SWHC046-03 | Com Central HVAC (Small) - Fuel Sub - ZEAS 2030 - Hot-Dry ¦ PG&E ¦ Hot-Dry | Com Central HVAC (Small) - Fuel Sub - ZEAS 2030 - Hot-Dry | 0.020331 | 0.814 | 0 | CBSA 2014, adjusted to reflect new efficiencies | 112.9165 | 2032 | 1 | SWHC046-03
COM-HVAC-FS-21-ZEAS.14 | Com ¦ Small Packaged Heat Pump (SEER 15) - Fuel Sub - ZEAS 2030 - Hot-Dry ¦ PG&E ¦ Hot-Dry | Com ¦ Small Packaged Heat Pump (SEER 15) - Fuel Sub - ZEAS 2030 - Hot-Dry | PG&E ¦ Hot-Dry | PG&E | All | Electric & Gas | SEER15 Heat Pump, <65 kbtuh, NR | Efficient |  |  | 1 | Conventional | HVAC | Com - Grocery | Com | ROB Only | 1 | 1000 sqft2 of floor space | Cap-Tons | 15 | DEER:HVAC_Split-Package_HP | 402 | 0 | -107 | SWHC046-03 | 1171.6667 | 2021 | 679.11 | 2021 | 0 | -50.67 | SWHC046-03 | Com Central HVAC (Small) - Fuel Sub - ZEAS 2030 - Hot-Dry ¦ PG&E ¦ Hot-Dry | Com Central HVAC (Small) - Fuel Sub - ZEAS 2030 - Hot-Dry | 0.033922 | 0.814 | 0 | CBSA 2014, adjusted to reflect new efficiencies | 228.6444 | 2032 | 1 | SWHC046-03
COM-HVAC-FS-21-ZEAS.15 | Com ¦ Small Packaged Heat Pump (SEER 15) - Fuel Sub - ZEAS 2030 - Hot-Dry ¦ PG&E ¦ Hot-Dry | Com ¦ Small Packaged Heat Pump (SEER 15) - Fuel Sub - ZEAS 2030 - Hot-Dry | PG&E ¦ Hot-Dry | PG&E | All | Electric & Gas | SEER15 Heat Pump, <65 kbtuh, NR | Efficient |  |  | 1 | Conventional | HVAC | Com - Health | Com | ROB Only | 1 | 1000 sqft2 of floor space | Cap-Tons | 15 | DEER:HVAC_Split-Package_HP | 82.5342 | 0 | -56.9423 | SWHC046-03 | 1171.6667 | 2021 | 679.11 | 2021 | 0 | -50.67 | SWHC046-03 | Com Central HVAC (Small) - Fuel Sub - ZEAS 2030 - Hot-Dry ¦ PG&E ¦ Hot-Dry | Com Central HVAC (Small) - Fuel Sub - ZEAS 2030 - Hot-Dry | 0.030022 | 0.814 | 0 | CBSA 2014, adjusted to reflect new efficiencies | 155.4374 | 2032 | 1 | SWHC046-03
COM-HVAC-FS-21-ZEAS.16 | Com ¦ Small Packaged Heat Pump (SEER 15) - Fuel Sub - ZEAS 2030 - Hot-Dry ¦ PG&E ¦ Hot-Dry | Com ¦ Small Packaged Heat Pump (SEER 15) - Fuel Sub - ZEAS 2030 - Hot-Dry | PG&E ¦ Hot-Dry | PG&E | All | Electric & Gas | SEER15 Heat Pump, <65 kbtuh, NR | Efficient |  |  | 1 | Conventional | HVAC | Com - Lodging | Com | ROB Only | 1 | 1000 sqft2 of floor space | Cap-Tons | 15 | DEER:HVAC_Split-Package_HP | 345.5409 | 0 | -94.0446 | SWHC046-03 | 1171.6667 | 2021 | 679.11 | 2021 | 0 | -50.67 | SWHC046-03 | Com Central HVAC (Small) - Fuel Sub - ZEAS 2030 - Hot-Dry ¦ PG&E ¦ Hot-Dry | Com Central HVAC (Small) - Fuel Sub - ZEAS 2030 - Hot-Dry | 0.016003 | 0.814 | 0 | CBSA 2014, adjusted to reflect new efficiencies | 874.5198 | 2032 | 1 | SWHC046-03
COM-HVAC-FS-21-ZEAS.17 | Com ¦ Small Packaged Heat Pump (SEER 15) - Fuel Sub - ZEAS 2030 - Hot-Dry ¦ PG&E ¦ Hot-Dry | Com ¦ Small Packaged Heat Pump (SEER 15) - Fuel Sub - ZEAS 2030 - Hot-Dry | PG&E ¦ Hot-Dry | PG&E | All | Electric & Gas | SEER15 Heat Pump, <65 kbtuh, NR | Efficient |  |  | 1 | Conventional | HVAC | Com - Office (Large) | Com | ROB Only | 1 | 1000 sqft2 of floor space | Cap-Tons | 15 | DEER:HVAC_Split-Package_HP | -60.0667 | 0 | -6.14 | SWHC046-03 | 1171.6667 | 2021 | 679.11 | 2021 | 0 | -50.67 | SWHC046-03 | Com Central HVAC (Small) - Fuel Sub - ZEAS 2030 - Hot-Dry ¦ PG&E ¦ Hot-Dry | Com Central HVAC (Small) - Fuel Sub - ZEAS 2030 - Hot-Dry | 0.021319 | 0.814 | 0 | CBSA 2014, adjusted to reflect new efficiencies | 33.5466 | 2032 | 1 | SWHC046-03
COM-HVAC-FS-21-ZEAS.18 | Com ¦ Small Packaged Heat Pump (SEER 15) - Fuel Sub - ZEAS 2030 - Hot-Dry ¦ PG&E ¦ Hot-Dry | Com ¦ Small Packaged Heat Pump (SEER 15) - Fuel Sub - ZEAS 2030 - Hot-Dry | PG&E ¦ Hot-Dry | PG&E | All | Electric & Gas | SEER15 Heat Pump, <65 kbtuh, NR | Efficient |  |  | 1 | Conventional | HVAC | Com - Office (Small) | Com | ROB Only | 1 | 1000 sqft2 of floor space | Cap-Tons | 15 | DEER:HVAC_Split-Package_HP | 12.7667 | 0 | -17.2 | SWHC046-03 | 1171.6667 | 2021 | 679.11 | 2021 | 0 | -50.67 | SWHC046-03 | Com Central HVAC (Small) - Fuel Sub - ZEAS 2030 - Hot-Dry ¦ PG&E ¦ Hot-Dry | Com Central HVAC (Small) - Fuel Sub - ZEAS 2030 - Hot-Dry | 0.024933 | 0.814 | 0 | CBSA 2014, adjusted to reflect new efficiencies | 33.4651 | 2032 | 1 | SWHC046-03
COM-HVAC-FS-21-ZEAS.19 | Com ¦ Small Packaged Heat Pump (SEER 15) - Fuel Sub - ZEAS 2030 - Hot-Dry ¦ PG&E ¦ Hot-Dry | Com ¦ Small Packaged Heat Pump (SEER 15) - Fuel Sub - ZEAS 2030 - Hot-Dry | PG&E ¦ Hot-Dry | PG&E | All | Electric & Gas | SEER15 Heat Pump, <65 kbtuh, NR | Efficient |  |  | 1 | Conventional | HVAC | Com - Other | Com | ROB Only | 1 | 1000 sqft2 of floor space | Cap-Tons | 15 | DEER:HVAC_Split-Package_HP | 238.6667 | 0 | -65.5 | SWHC046-03 | 1171.6667 | 2021 | 679.11 | 2021 | 0 | -50.67 | SWHC046-03 | Com Central HVAC (Small) - Fuel Sub - ZEAS 2030 - Hot-Dry ¦ PG&E ¦ Hot-Dry | Com Central HVAC (Small) - Fuel Sub - ZEAS 2030 - Hot-Dry | 0.0353 | 0.814 | 0 | CBSA 2014, adjusted to reflect new efficiencies | 270.3608 | 2032 | 1 | SWHC046-03
COM-HVAC-FS-21-ZEAS.20 | Com ¦ Small Packaged Heat Pump (SEER 15) - Fuel Sub - ZEAS 2030 - Hot-Dry ¦ PG&E ¦ Hot-Dry | Com ¦ Small Packaged Heat Pump (SEER 15) - Fuel Sub - ZEAS 2030 - Hot-Dry | PG&E ¦ Hot-Dry | PG&E | All | Electric & Gas | SEER15 Heat Pump, <65 kbtuh, NR | Efficient |  |  | 1 | Conventional | HVAC | Com - Refrig. Warehouse | Com | ROB Only | 1 | 1000 sqft2 of floor space | Cap-Tons | 15 | DEER:HVAC_Split-Package_HP | 0 | 0 | 0 | SWHC046-03 | 0 | 2021 | 0 | 2021 | 0 | -50.67 | SWHC046-03 | Com Central HVAC (Small) - Fuel Sub - ZEAS 2030 - Hot-Dry ¦ PG&E ¦ Hot-Dry | Com Central HVAC (Small) - Fuel Sub - ZEAS 2030 - Hot-Dry | 0 | 0.814 | 0 | CBSA 2014, adjusted to reflect new efficiencies | 0 | 2032 | 1 | SWHC046-03
COM-HVAC-FS-21-ZEAS.21 | Com ¦ Small Packaged Heat Pump (SEER 15) - Fuel Sub - ZEAS 2030 - Hot-Dry ¦ PG&E ¦ Hot-Dry | Com ¦ Small Packaged Heat Pump (SEER 15) - Fuel Sub - ZEAS 2030 - Hot-Dry | PG&E ¦ Hot-Dry | PG&E | All | Electric & Gas | SEER15 Heat Pump, <65 kbtuh, NR | Efficient |  |  | 1 | Conventional | HVAC | Com - Restaurant | Com | ROB Only | 1 | 1000 sqft2 of floor space | Cap-Tons | 15 | DEER:HVAC_Split-Package_HP | 106.5588 | 0 | -43.4766 | SWHC046-03 | 1171.6667 | 2021 | 679.11 | 2021 | 0 | -50.67 | SWHC046-03 | Com Central HVAC (Small) - Fuel Sub - ZEAS 2030 - Hot-Dry ¦ PG&E ¦ Hot-Dry | Com Central HVAC (Small) - Fuel Sub - ZEAS 2030 - Hot-Dry | 0.036027 | 0.814 | 0 | CBSA 2014, adjusted to reflect new efficiencies | 30.7676 | 2032 | 1 | SWHC046-03
COM-HVAC-FS-21-ZEAS.22 | Com ¦ Small Packaged Heat Pump (SEER 15) - Fuel Sub - ZEAS 2030 - Hot-Dry ¦ PG&E ¦ Hot-Dry | Com ¦ Small Packaged Heat Pump (SEER 15) - Fuel Sub - ZEAS 2030 - Hot-Dry | PG&E ¦ Hot-Dry | PG&E | All | Electric & Gas | SEER15 Heat Pump, <65 kbtuh, NR | Efficient |  |  | 1 | Conventional | HVAC | Com - Retail | Com | ROB Only | 1 | 1000 sqft2 of floor space | Cap-Tons | 15 | DEER:HVAC_Split-Package_HP | 28.5798 | 0 | -30.8133 | SWHC046-03 | 1171.6667 | 2021 | 679.11 | 2021 | 0 | -50.67 | SWHC046-03 | Com Central HVAC (Small) - Fuel Sub - ZEAS 2030 - Hot-Dry ¦ PG&E ¦ Hot-Dry | Com Central HVAC (Small) - Fuel Sub - ZEAS 2030 - Hot-Dry | 0.015015 | 0.814 | 0 | CBSA 2014, adjusted to reflect new efficiencies | 142.2113 | 2032 | 1 | SWHC046-03
COM-HVAC-FS-21-ZEAS.23 | Com ¦ Small Packaged Heat Pump (SEER 15) - Fuel Sub - ZEAS 2030 - Hot-Dry ¦ PG&E ¦ Hot-Dry | Com ¦ Small Packaged Heat Pump (SEER 15) - Fuel Sub - ZEAS 2030 - Hot-Dry | PG&E ¦ Hot-Dry | PG&E | All | Electric & Gas | SEER15 Heat Pump, <65 kbtuh, NR | Efficient |  |  | 1 | Conventional | HVAC | Com - School | Com | ROB Only | 1 | 1000 sqft2 of floor space | Cap-Tons | 15 | DEER:HVAC_Split-Package_HP | 152.761 | 0 | -36.8542 | SWHC046-03 | 1171.6667 | 2021 | 679.11 | 2021 | 0 | -50.67 | SWHC046-03 | Com Central HVAC (Small) - Fuel Sub - ZEAS 2030 - Hot-Dry ¦ PG&E ¦ Hot-Dry | Com Central HVAC (Small) - Fuel Sub - ZEAS 2030 - Hot-Dry | 0.0228 | 0.814 | 0 | CBSA 2014, adjusted to reflect new efficiencies | 59.0509 | 2032 | 1 | SWHC046-03
COM-HVAC-FS-21-ZEAS.24 | Com ¦ Small Packaged Heat Pump (SEER 15) - Fuel Sub - ZEAS 2030 - Hot-Dry ¦ PG&E ¦ Hot-Dry | Com ¦ Small Packaged Heat Pump (SEER 15) - Fuel Sub - ZEAS 2030 - Hot-Dry | PG&E ¦ Hot-Dry | PG&E | All | Electric & Gas | SEER15 Heat Pump, <65 kbtuh, NR | Efficient |  |  | 1 | Conventional | HVAC | Com - Warehouse | Com | ROB Only | 1 | 1000 sqft2 of floor space | Cap-Tons | 15 | DEER:HVAC_Split-Package_HP | 378.3333 | 0 | -79.6 | SWHC046-03 | 1171.6667 | 2021 | 679.11 | 2021 | 0 | -50.67 | SWHC046-03 | Com Central HVAC (Small) - Fuel Sub - ZEAS 2030 - Hot-Dry ¦ PG&E ¦ Hot-Dry | Com Central HVAC (Small) - Fuel Sub - ZEAS 2030 - Hot-Dry | 0.0046728 | 0.814 | 0 | CBSA 2014, adjusted to reflect new efficiencies | 222.1562 | 2032 | 1 | SWHC046-03
COM-HVAC-FS-21-ZEAS.25 | Com ¦ Small Packaged Heat Pump (SEER 15) - Fuel Sub - ZEAS 2030 - Cold ¦ PG&E ¦ Cold | Com ¦ Small Packaged Heat Pump (SEER 15) - Fuel Sub - ZEAS 2030 - Cold | PG&E ¦ Cold | PG&E | All | Electric & Gas | SEER15 Heat Pump, <65 kbtuh, NR | Efficient |  |  | 1 | Conventional | HVAC | Com - College | Com | ROB Only | 1 | 1000 sqft2 of floor space | Cap-Tons | 15 | DEER:HVAC_Split-Package_HP | 584.2372 | 0 | -92.6695 | SWHC046-03 | 1171.6667 | 2021 | 679.11 | 2021 | 0 | -50.67 | SWHC046-03 | Com Central HVAC (Small) - Fuel Sub - ZEAS 2030 - Cold ¦ PG&E ¦ Cold | Com Central HVAC (Small) - Fuel Sub - ZEAS 2030 - Cold | 0.020331 | 0.814 | 0 | CBSA 2014, adjusted to reflect new efficiencies | 261.5757 | 2032 | 1 | SWHC046-03
COM-HVAC-FS-21-ZEAS.26 | Com ¦ Small Packaged Heat Pump (SEER 15) - Fuel Sub - ZEAS 2030 - Cold ¦ PG&E ¦ Cold | Com ¦ Small Packaged Heat Pump (SEER 15) - Fuel Sub - ZEAS 2030 - Cold | PG&E ¦ Cold | PG&E | All | Electric & Gas | SEER15 Heat Pump, <65 kbtuh, NR | Efficient |  |  | 1 | Conventional | HVAC | Com - Grocery | Com | ROB Only | 1 | 1000 sqft2 of floor space | Cap-Tons | 15 | DEER:HVAC_Split-Package_HP | 2010 | 0 | -331.3333 | SWHC046-03 | 1171.6667 | 2021 | 679.11 | 2021 | 0 | -50.67 | SWHC046-03 | Com Central HVAC (Small) - Fuel Sub - ZEAS 2030 - Cold ¦ PG&E ¦ Cold | Com Central HVAC (Small) - Fuel Sub - ZEAS 2030 - Cold | 0.033922 | 0.814 | 0 | CBSA 2014, adjusted to reflect new efficiencies | 664.9738 | 2032 | 1 | SWHC046-03
COM-HVAC-FS-21-ZEAS.27 | Com ¦ Small Packaged Heat Pump (SEER 15) - Fuel Sub - ZEAS 2030 - Cold ¦ PG&E ¦ Cold | Com ¦ Small Packaged Heat Pump (SEER 15) - Fuel Sub - ZEAS 2030 - Cold | PG&E ¦ Cold | PG&E | All | Electric & Gas | SEER15 Heat Pump, <65 kbtuh, NR | Efficient |  |  | 1 | Conventional | HVAC | Com - Health | Com | ROB Only | 1 | 1000 sqft2 of floor space | Cap-Tons | 15 | DEER:HVAC_Split-Package_HP | 639.9939 | 0 | -128.9495 | SWHC046-03 | 1171.6667 | 2021 | 679.11 | 2021 | 0 | -50.67 | SWHC046-03 | Com Central HVAC (Small) - Fuel Sub - ZEAS 2030 - Cold ¦ PG&E ¦ Cold | Com Central HVAC (Small) - Fuel Sub - ZEAS 2030 - Cold | 0.030022 | 0.814 | 0 | CBSA 2014, adjusted to reflect new efficiencies | 322.3491 | 2032 | 1 | SWHC046-03
COM-HVAC-FS-21-ZEAS.28 | Com ¦ Small Packaged Heat Pump (SEER 15) - Fuel Sub - ZEAS 2030 - Cold ¦ PG&E ¦ Cold | Com ¦ Small Packaged Heat Pump (SEER 15) - Fuel Sub - ZEAS 2030 - Cold | PG&E ¦ Cold | PG&E | All | Electric & Gas | SEER15 Heat Pump, <65 kbtuh, NR | Efficient |  |  | 1 | Conventional | HVAC | Com - Lodging | Com | ROB Only | 1 | 1000 sqft2 of floor space | Cap-Tons | 15 | DEER:HVAC_Split-Package_HP | 1384.3552 | 0 | -210.3596 | SWHC046-03 | 1171.6667 | 2021 | 679.11 | 2021 | 0 | -50.67 | SWHC046-03 | Com Central HVAC (Small) - Fuel Sub - ZEAS 2030 - Cold ¦ PG&E ¦ Cold | Com Central HVAC (Small) - Fuel Sub - ZEAS 2030 - Cold | 0.016003 | 0.814 | 0 | CBSA 2014, adjusted to reflect new efficiencies | 1859.7175 | 2032 | 1 | SWHC046-03
COM-HVAC-FS-21-ZEAS.29 | Com ¦ Small Packaged Heat Pump (SEER 15) - Fuel Sub - ZEAS 2030 - Cold ¦ PG&E ¦ Cold | Com ¦ Small Packaged Heat Pump (SEER 15) - Fuel Sub - ZEAS 2030 - Cold | PG&E ¦ Cold | PG&E | All | Electric & Gas | SEER15 Heat Pump, <65 kbtuh, NR | Efficient |  |  | 1 | Conventional | HVAC | Com - Office (Large) | Com | ROB Only | 1 | 1000 sqft2 of floor space | Cap-Tons | 15 | DEER:HVAC_Split-Package_HP | 90.1 | 0 | -24.4 | SWHC046-03 | 1171.6667 | 2021 | 679.11 | 2021 | 0 | -50.67 | SWHC046-03 | Com Central HVAC (Small) - Fuel Sub - ZEAS 2030 - Cold ¦ PG&E ¦ Cold | Com Central HVAC (Small) - Fuel Sub - ZEAS 2030 - Cold | 0.021319 | 0.814 | 0 | CBSA 2014, adjusted to reflect new efficiencies | 100.6124 | 2032 | 1 | SWHC046-03
COM-HVAC-FS-21-ZEAS.30 | Com ¦ Small Packaged Heat Pump (SEER 15) - Fuel Sub - ZEAS 2030 - Cold ¦ PG&E ¦ Cold | Com ¦ Small Packaged Heat Pump (SEER 15) - Fuel Sub - ZEAS 2030 - Cold | PG&E ¦ Cold | PG&E | All | Electric & Gas | SEER15 Heat Pump, <65 kbtuh, NR | Efficient |  |  | 1 | Conventional | HVAC | Com - Office (Small) | Com | ROB Only | 1 | 1000 sqft2 of floor space | Cap-Tons | 15 | DEER:HVAC_Split-Package_HP | 296.6667 | 0 | -49.4 | SWHC046-03 | 1171.6667 | 2021 | 679.11 | 2021 | 0 | -50.67 | SWHC046-03 | Com Central HVAC (Small) - Fuel Sub - ZEAS 2030 - Cold ¦ PG&E ¦ Cold | Com Central HVAC (Small) - Fuel Sub - ZEAS 2030 - Cold | 0.024933 | 0.814 | 0 | CBSA 2014, adjusted to reflect new efficiencies | 84.1944 | 2032 | 1 | SWHC046-03
COM-HVAC-FS-21-ZEAS.31 | Com ¦ Small Packaged Heat Pump (SEER 15) - Fuel Sub - ZEAS 2030 - Cold ¦ PG&E ¦ Cold | Com ¦ Small Packaged Heat Pump (SEER 15) - Fuel Sub - ZEAS 2030 - Cold | PG&E ¦ Cold | PG&E | All | Electric & Gas | SEER15 Heat Pump, <65 kbtuh, NR | Efficient |  |  | 1 | Conventional | HVAC | Com - Other | Com | ROB Only | 1 | 1000 sqft2 of floor space | Cap-Tons | 15 | DEER:HVAC_Split-Package_HP | 1058.6667 | 0 | -172 | SWHC046-03 | 1171.6667 | 2021 | 679.11 | 2021 | 0 | -50.67 | SWHC046-03 | Com Central HVAC (Small) - Fuel Sub - ZEAS 2030 - Cold ¦ PG&E ¦ Cold | Com Central HVAC (Small) - Fuel Sub - ZEAS 2030 - Cold | 0.0353 | 0.814 | 0 | CBSA 2014, adjusted to reflect new efficiencies | 662.2584 | 2032 | 1 | SWHC046-03
COM-HVAC-FS-21-ZEAS.32 | Com ¦ Small Packaged Heat Pump (SEER 15) - Fuel Sub - ZEAS 2030 - Cold ¦ PG&E ¦ Cold | Com ¦ Small Packaged Heat Pump (SEER 15) - Fuel Sub - ZEAS 2030 - Cold | PG&E ¦ Cold | PG&E | All | Electric & Gas | SEER15 Heat Pump, <65 kbtuh, NR | Efficient |  |  | 1 | Conventional | HVAC | Com - Refrig. Warehouse | Com | ROB Only | 1 | 1000 sqft2 of floor space | Cap-Tons | 15 | DEER:HVAC_Split-Package_HP | 0 | 0 | 0 | SWHC046-03 | 0 | 2021 | 0 | 2021 | 0 | -50.67 | SWHC046-03 | Com Central HVAC (Small) - Fuel Sub - ZEAS 2030 - Cold ¦ PG&E ¦ Cold | Com Central HVAC (Small) - Fuel Sub - ZEAS 2030 - Cold | 0 | 0.814 | 0 | CBSA 2014, adjusted to reflect new efficiencies | 0 | 2032 | 1 | SWHC046-03
COM-HVAC-FS-21-ZEAS.33 | Com ¦ Small Packaged Heat Pump (SEER 15) - Fuel Sub - ZEAS 2030 - Cold ¦ PG&E ¦ Cold | Com ¦ Small Packaged Heat Pump (SEER 15) - Fuel Sub - ZEAS 2030 - Cold | PG&E ¦ Cold | PG&E | All | Electric & Gas | SEER15 Heat Pump, <65 kbtuh, NR | Efficient |  |  | 1 | Conventional | HVAC | Com - Restaurant | Com | ROB Only | 1 | 1000 sqft2 of floor space | Cap-Tons | 15 | DEER:HVAC_Split-Package_HP | 817.2693 | 0 | -140.5022 | SWHC046-03 | 1171.6667 | 2021 | 679.11 | 2021 | 0 | -50.67 | SWHC046-03 | Com Central HVAC (Small) - Fuel Sub - ZEAS 2030 - Cold ¦ PG&E ¦ Cold | Com Central HVAC (Small) - Fuel Sub - ZEAS 2030 - Cold | 0.036027 | 0.814 | 0 | CBSA 2014, adjusted to reflect new efficiencies | 91.0267 | 2032 | 1 | SWHC046-03
COM-HVAC-FS-21-ZEAS.34 | Com ¦ Small Packaged Heat Pump (SEER 15) - Fuel Sub - ZEAS 2030 - Cold ¦ PG&E ¦ Cold | Com ¦ Small Packaged Heat Pump (SEER 15) - Fuel Sub - ZEAS 2030 - Cold | PG&E ¦ Cold | PG&E | All | Electric & Gas | SEER15 Heat Pump, <65 kbtuh, NR | Efficient |  |  | 1 | Conventional | HVAC | Com - Retail | Com | ROB Only | 1 | 1000 sqft2 of floor space | Cap-Tons | 15 | DEER:HVAC_Split-Package_HP | 704.2235 | 0 | -114.1883 | SWHC046-03 | 1171.6667 | 2021 | 679.11 | 2021 | 0 | -50.67 | SWHC046-03 | Com Central HVAC (Small) - Fuel Sub - ZEAS 2030 - Cold ¦ PG&E ¦ Cold | Com Central HVAC (Small) - Fuel Sub - ZEAS 2030 - Cold | 0.015015 | 0.814 | 0 | CBSA 2014, adjusted to reflect new efficiencies | 316.8117 | 2032 | 1 | SWHC046-03
COM-HVAC-FS-21-ZEAS.35 | Com ¦ Small Packaged Heat Pump (SEER 15) - Fuel Sub - ZEAS 2030 - Cold ¦ PG&E ¦ Cold | Com ¦ Small Packaged Heat Pump (SEER 15) - Fuel Sub - ZEAS 2030 - Cold | PG&E ¦ Cold | PG&E | All | Electric & Gas | SEER15 Heat Pump, <65 kbtuh, NR | Efficient |  |  | 1 | Conventional | HVAC | Com - School | Com | ROB Only | 1 | 1000 sqft2 of floor space | Cap-Tons | 15 | DEER:HVAC_Split-Package_HP | 652.1056 | 0 | -96.149 | SWHC046-03 | 1171.6667 | 2021 | 679.11 | 2021 | 0 | -50.67 | SWHC046-03 | Com Central HVAC (Small) - Fuel Sub - ZEAS 2030 - Cold ¦ PG&E ¦ Cold | Com Central HVAC (Small) - Fuel Sub - ZEAS 2030 - Cold | 0.0228 | 0.814 | 0 | CBSA 2014, adjusted to reflect new efficiencies | 112.3089 | 2032 | 1 | SWHC046-03
COM-HVAC-FS-21-ZEAS.36 | Com ¦ Small Packaged Heat Pump (SEER 15) - Fuel Sub - ZEAS 2030 - Cold ¦ PG&E ¦ Cold | Com ¦ Small Packaged Heat Pump (SEER 15) - Fuel Sub - ZEAS 2030 - Cold | PG&E ¦ Cold | PG&E | All | Electric & Gas | SEER15 Heat Pump, <65 kbtuh, NR | Efficient |  |  | 1 | Conventional | HVAC | Com - Warehouse | Com | ROB Only | 1 | 1000 sqft2 of floor space | Cap-Tons | 15 | DEER:HVAC_Split-Package_HP | 1069.3333 | 0 | -152 | SWHC046-03 | 1171.6667 | 2021 | 679.11 | 2021 | 0 | -50.67 | SWHC046-03 | Com Central HVAC (Small) - Fuel Sub - ZEAS 2030 - Cold ¦ PG&E ¦ Cold | Com Central HVAC (Small) - Fuel Sub - ZEAS 2030 - Cold | 0.0046728 | 0.814 | 0 | CBSA 2014, adjusted to reflect new efficiencies | 320.2473 | 2032 | 1 | SWHC046-03
COM-HVAC-FS-21-ZEAS.37 | Com ¦ Small Packaged Heat Pump (SEER 15) - Fuel Sub - ZEAS 2030 - Marine ¦ SCG ¦ Marine | Com ¦ Small Packaged Heat Pump (SEER 15) - Fuel Sub - ZEAS 2030 - Marine | SCG ¦ Marine | SCG | All | Electric & Gas | SEER15 Heat Pump, <65 kbtuh, NR | Efficient |  |  | 1 | Conventional | HVAC | Com - College | Com | ROB Only | 1 | 1000 sqft2 of floor space | Cap-Tons | 15 | DEER:HVAC_Split-Package_HP | -42.9866 | 0 | -12.4101 | SWHC046-03 | 1171.6667 | 2021 | 679.11 | 2021 | 0 | -50.67 | SWHC046-03 | Com Central HVAC (Small) - Fuel Sub - ZEAS 2030 - Marine ¦ SCG ¦ Marine | Com Central HVAC (Small) - Fuel Sub - ZEAS 2030 - Marine | 0.022689 | 0.814 | 0 | CBSA 2014, adjusted to reflect new efficiencies | 44.1819 | 2032 | 1 | SWHC046-03
COM-HVAC-FS-21-ZEAS.38 | Com ¦ Small Packaged Heat Pump (SEER 15) - Fuel Sub - ZEAS 2030 - Marine ¦ SCG ¦ Marine | Com ¦ Small Packaged Heat Pump (SEER 15) - Fuel Sub - ZEAS 2030 - Marine | SCG ¦ Marine | SCG | All | Electric & Gas | SEER15 Heat Pump, <65 kbtuh, NR | Efficient |  |  | 1 | Conventional | HVAC | Com - Grocery | Com | ROB Only | 1 | 1000 sqft2 of floor space | Cap-Tons | 15 | DEER:HVAC_Split-Package_HP | 197.2467 | 0 | -80.6 | SWHC046-03 | 1171.6667 | 2021 | 679.11 | 2021 | 0 | -50.67 | SWHC046-03 | Com Central HVAC (Small) - Fuel Sub - ZEAS 2030 - Marine ¦ SCG ¦ Marine | Com Central HVAC (Small) - Fuel Sub - ZEAS 2030 - Marine | 0.040359 | 0.814 | 0 | CBSA 2014, adjusted to reflect new efficiencies | 178.1693 | 2032 | 1 | SWHC046-03
COM-HVAC-FS-21-ZEAS.39 | Com ¦ Small Packaged Heat Pump (SEER 15) - Fuel Sub - ZEAS 2030 - Marine ¦ SCG ¦ Marine | Com ¦ Small Packaged Heat Pump (SEER 15) - Fuel Sub - ZEAS 2030 - Marine | SCG ¦ Marine | SCG | All | Electric & Gas | SEER15 Heat Pump, <65 kbtuh, NR | Efficient |  |  | 1 | Conventional | HVAC | Com - Health | Com | ROB Only | 1 | 1000 sqft2 of floor space | Cap-Tons | 15 | DEER:HVAC_Split-Package_HP | -122.1513 | 0 | -22.4855 | SWHC046-03 | 1171.6667 | 2021 | 679.11 | 2021 | 0 | -50.67 | SWHC046-03 | Com Central HVAC (Small) - Fuel Sub - ZEAS 2030 - Marine ¦ SCG ¦ Marine | Com Central HVAC (Small) - Fuel Sub - ZEAS 2030 - Marine | 0.032178 | 0.814 | 0 | CBSA 2014, adjusted to reflect new efficiencies | 71.5053 | 2032 | 1 | SWHC046-03
COM-HVAC-FS-21-ZEAS.40 | Com ¦ Small Packaged Heat Pump (SEER 15) - Fuel Sub - ZEAS 2030 - Marine ¦ SCG ¦ Marine | Com ¦ Small Packaged Heat Pump (SEER 15) - Fuel Sub - ZEAS 2030 - Marine | SCG ¦ Marine | SCG | All | Electric & Gas | SEER15 Heat Pump, <65 kbtuh, NR | Efficient |  |  | 1 | Conventional | HVAC | Com - Lodging | Com | ROB Only | 1 | 1000 sqft2 of floor space | Cap-Tons | 15 | DEER:HVAC_Split-Package_HP | 24.454 | 0 | -41.9012 | SWHC046-03 | 1171.6667 | 2021 | 679.11 | 2021 | 0 | -50.67 | SWHC046-03 | Com Central HVAC (Small) - Fuel Sub - ZEAS 2030 - Marine ¦ SCG ¦ Marine | Com Central HVAC (Small) - Fuel Sub - ZEAS 2030 - Marine | 0.018069 | 0.814 | 0 | CBSA 2014, adjusted to reflect new efficiencies | 410.0591 | 2032 | 1 | SWHC046-03
COM-HVAC-FS-21-ZEAS.41 | Com ¦ Small Packaged Heat Pump (SEER 15) - Fuel Sub - ZEAS 2030 - Marine ¦ SCG ¦ Marine | Com ¦ Small Packaged Heat Pump (SEER 15) - Fuel Sub - ZEAS 2030 - Marine | SCG ¦ Marine | SCG | All | Electric & Gas | SEER15 Heat Pump, <65 kbtuh, NR | Efficient |  |  | 1 | Conventional | HVAC | Com - Office (Large) | Com | ROB Only | 1 | 1000 sqft2 of floor space | Cap-Tons | 15 | DEER:HVAC_Split-Package_HP | -91.8333 | 0 | -0.948 | SWHC046-03 | 1171.6667 | 2021 | 679.11 | 2021 | 0 | -50.67 | SWHC046-03 | Com Central HVAC (Small) - Fuel Sub - ZEAS 2030 - Marine ¦ SCG ¦ Marine | Com Central HVAC (Small) - Fuel Sub - ZEAS 2030 - Marine | 0.023953 | 0.814 | 0 | CBSA 2014, adjusted to reflect new efficiencies | 13.3901 | 2032 | 1 | SWHC046-03
COM-HVAC-FS-21-ZEAS.42 | Com ¦ Small Packaged Heat Pump (SEER 15) - Fuel Sub - ZEAS 2030 - Marine ¦ SCG ¦ Marine | Com ¦ Small Packaged Heat Pump (SEER 15) - Fuel Sub - ZEAS 2030 - Marine | SCG ¦ Marine | SCG | All | Electric & Gas | SEER15 Heat Pump, <65 kbtuh, NR | Efficient |  |  | 1 | Conventional | HVAC | Com - Office (Small) | Com | ROB Only | 1 | 1000 sqft2 of floor space | Cap-Tons | 15 | DEER:HVAC_Split-Package_HP | -62.8333 | 0 | -5.55 | SWHC046-03 | 1171.6667 | 2021 | 679.11 | 2021 | 0 | -50.67 | SWHC046-03 | Com Central HVAC (Small) - Fuel Sub - ZEAS 2030 - Marine ¦ SCG ¦ Marine | Com Central HVAC (Small) - Fuel Sub - ZEAS 2030 - Marine | 0.027176 | 0.814 | 0 | CBSA 2014, adjusted to reflect new efficiencies | 13.868 | 2032 | 1 | SWHC046-03
COM-HVAC-FS-21-ZEAS.43 | Com ¦ Small Packaged Heat Pump (SEER 15) - Fuel Sub - ZEAS 2030 - Marine ¦ SCG ¦ Marine | Com ¦ Small Packaged Heat Pump (SEER 15) - Fuel Sub - ZEAS 2030 - Marine | SCG ¦ Marine | SCG | All | Electric & Gas | SEER15 Heat Pump, <65 kbtuh, NR | Efficient |  |  | 1 | Conventional | HVAC | Com - Other | Com | ROB Only | 1 | 1000 sqft2 of floor space | Cap-Tons | 15 | DEER:HVAC_Split-Package_HP | 14.7 | 0 | -25 | SWHC046-03 | 1171.6667 | 2021 | 679.11 | 2021 | 0 | -50.67 | SWHC046-03 | Com Central HVAC (Small) - Fuel Sub - ZEAS 2030 - Marine ¦ SCG ¦ Marine | Com Central HVAC (Small) - Fuel Sub - ZEAS 2030 - Marine | 0.038925 | 0.814 | 0 | CBSA 2014, adjusted to reflect new efficiencies | 111.6269 | 2032 | 1 | SWHC046-03
COM-HVAC-FS-21-ZEAS.44 | Com ¦ Small Packaged Heat Pump (SEER 15) - Fuel Sub - ZEAS 2030 - Marine ¦ SCG ¦ Marine | Com ¦ Small Packaged Heat Pump (SEER 15) - Fuel Sub - ZEAS 2030 - Marine | SCG ¦ Marine | SCG | All | Electric & Gas | SEER15 Heat Pump, <65 kbtuh, NR | Efficient |  |  | 1 | Conventional | HVAC | Com - Refrig. Warehouse | Com | ROB Only | 1 | 1000 sqft2 of floor space | Cap-Tons | 15 | DEER:HVAC_Split-Package_HP | 0 | 0 | 0 | SWHC046-03 | 0 | 2021 | 0 | 2021 | 0 | -50.67 | SWHC046-03 | Com Central HVAC (Small) - Fuel Sub - ZEAS 2030 - Marine ¦ SCG ¦ Marine | Com Central HVAC (Small) - Fuel Sub - ZEAS 2030 - Marine | 0 | 0.814 | 0 | CBSA 2014, adjusted to reflect new efficiencies | 0 | 2032 | 1 | SWHC046-03
COM-HVAC-FS-21-ZEAS.45 | Com ¦ Small Packaged Heat Pump (SEER 15) - Fuel Sub - ZEAS 2030 - Marine ¦ SCG ¦ Marine | Com ¦ Small Packaged Heat Pump (SEER 15) - Fuel Sub - ZEAS 2030 - Marine | SCG ¦ Marine | SCG | All | Electric & Gas | SEER15 Heat Pump, <65 kbtuh, NR | Efficient |  |  | 1 | Conventional | HVAC | Com - Restaurant | Com | ROB Only | 1 | 1000 sqft2 of floor space | Cap-Tons | 15 | DEER:HVAC_Split-Package_HP | -50.9643 | 0 | -11.7207 | SWHC046-03 | 1171.6667 | 2021 | 679.11 | 2021 | 0 | -50.67 | SWHC046-03 | Com Central HVAC (Small) - Fuel Sub - ZEAS 2030 - Marine ¦ SCG ¦ Marine | Com Central HVAC (Small) - Fuel Sub - ZEAS 2030 - Marine | 0.039657 | 0.814 | 0 | CBSA 2014, adjusted to reflect new efficiencies | 9.7107 | 2032 | 1 | SWHC046-03
COM-HVAC-FS-21-ZEAS.46 | Com ¦ Small Packaged Heat Pump (SEER 15) - Fuel Sub - ZEAS 2030 - Marine ¦ SCG ¦ Marine | Com ¦ Small Packaged Heat Pump (SEER 15) - Fuel Sub - ZEAS 2030 - Marine | SCG ¦ Marine | SCG | All | Electric & Gas | SEER15 Heat Pump, <65 kbtuh, NR | Efficient |  |  | 1 | Conventional | HVAC | Com - Retail | Com | ROB Only | 1 | 1000 sqft2 of floor space | Cap-Tons | 15 | DEER:HVAC_Split-Package_HP | -75.2962 | 0 | -11.8403 | SWHC046-03 | 1171.6667 | 2021 | 679.11 | 2021 | 0 | -50.67 | SWHC046-03 | Com Central HVAC (Small) - Fuel Sub - ZEAS 2030 - Marine ¦ SCG ¦ Marine | Com Central HVAC (Small) - Fuel Sub - ZEAS 2030 - Marine | 0.016778 | 0.814 | 0 | CBSA 2014, adjusted to reflect new efficiencies | 84.9573 | 2032 | 1 | SWHC046-03
COM-HVAC-FS-21-ZEAS.47 | Com ¦ Small Packaged Heat Pump (SEER 15) - Fuel Sub - ZEAS 2030 - Marine ¦ SCG ¦ Marine | Com ¦ Small Packaged Heat Pump (SEER 15) - Fuel Sub - ZEAS 2030 - Marine | SCG ¦ Marine | SCG | All | Electric & Gas | SEER15 Heat Pump, <65 kbtuh, NR | Efficient |  |  | 1 | Conventional | HVAC | Com - School | Com | ROB Only | 1 | 1000 sqft2 of floor space | Cap-Tons | 15 | DEER:HVAC_Split-Package_HP | 0.1959 | 0 | -12.1639 | SWHC046-03 | 1171.6667 | 2021 | 679.11 | 2021 | 0 | -50.67 | SWHC046-03 | Com Central HVAC (Small) - Fuel Sub - ZEAS 2030 - Marine ¦ SCG ¦ Marine | Com Central HVAC (Small) - Fuel Sub - ZEAS 2030 - Marine | 0.027322 | 0.814 | 0 | CBSA 2014, adjusted to reflect new efficiencies | 27.7591 | 2032 | 1 | SWHC046-03
COM-HVAC-FS-21-ZEAS.48 | Com ¦ Small Packaged Heat Pump (SEER 15) - Fuel Sub - ZEAS 2030 - Marine ¦ SCG ¦ Marine | Com ¦ Small Packaged Heat Pump (SEER 15) - Fuel Sub - ZEAS 2030 - Marine | SCG ¦ Marine | SCG | All | Electric & Gas | SEER15 Heat Pump, <65 kbtuh, NR | Efficient |  |  | 1 | Conventional | HVAC | Com - Warehouse | Com | ROB Only | 1 | 1000 sqft2 of floor space | Cap-Tons | 15 | DEER:HVAC_Split-Package_HP | 92.6333 | 0 | -34.2 | SWHC046-03 | 1171.6667 | 2021 | 679.11 | 2021 | 0 | -50.67 | SWHC046-03 | Com Central HVAC (Small) - Fuel Sub - ZEAS 2030 - Marine ¦ SCG ¦ Marine | Com Central HVAC (Small) - Fuel Sub - ZEAS 2030 - Marine | 0.0051386 | 0.814 | 0 | CBSA 2014, adjusted to reflect new efficiencies | 116.4048 | 2032 | 1 | SWHC046-03
COM-HVAC-FS-21-ZEAS.49 | Com ¦ Small Packaged Heat Pump (SEER 15) - Fuel Sub - ZEAS 2030 - Hot-Dry ¦ SCG ¦ Hot-Dry | Com ¦ Small Packaged Heat Pump (SEER 15) - Fuel Sub - ZEAS 2030 - Hot-Dry | SCG ¦ Hot-Dry | SCG | All | Electric & Gas | SEER15 Heat Pump, <65 kbtuh, NR | Efficient |  |  | 1 | Conventional | HVAC | Com - College | Com | ROB Only | 1 | 1000 sqft2 of floor space | Cap-Tons | 15 | DEER:HVAC_Split-Package_HP | -44.6576 | 0 | -13.1859 | SWHC046-03 | 1171.6667 | 2021 | 679.11 | 2021 | 0 | -50.67 | SWHC046-03 | Com Central HVAC (Small) - Fuel Sub - ZEAS 2030 - Hot-Dry ¦ SCG ¦ Hot-Dry | Com Central HVAC (Small) - Fuel Sub - ZEAS 2030 - Hot-Dry | 0.022689 | 0.814 | 0 | CBSA 2014, adjusted to reflect new efficiencies | 46.8672 | 2032 | 1 | SWHC046-03
COM-HVAC-FS-21-ZEAS.50 | Com ¦ Small Packaged Heat Pump (SEER 15) - Fuel Sub - ZEAS 2030 - Hot-Dry ¦ SCG ¦ Hot-Dry | Com ¦ Small Packaged Heat Pump (SEER 15) - Fuel Sub - ZEAS 2030 - Hot-Dry | SCG ¦ Hot-Dry | SCG | All | Electric & Gas | SEER15 Heat Pump, <65 kbtuh, NR | Efficient |  |  | 1 | Conventional | HVAC | Com - Grocery | Com | ROB Only | 1 | 1000 sqft2 of floor space | Cap-Tons | 15 | DEER:HVAC_Split-Package_HP | 163.4 | 0 | -84.8333 | SWHC046-03 | 1171.6667 | 2021 | 679.11 | 2021 | 0 | -50.67 | SWHC046-03 | Com Central HVAC (Small) - Fuel Sub - ZEAS 2030 - Hot-Dry ¦ SCG ¦ Hot-Dry | Com Central HVAC (Small) - Fuel Sub - ZEAS 2030 - Hot-Dry | 0.040359 | 0.814 | 0 | CBSA 2014, adjusted to reflect new efficiencies | 190.0138 | 2032 | 1 | SWHC046-03
COM-HVAC-FS-21-ZEAS.51 | Com ¦ Small Packaged Heat Pump (SEER 15) - Fuel Sub - ZEAS 2030 - Hot-Dry ¦ SCG ¦ Hot-Dry | Com ¦ Small Packaged Heat Pump (SEER 15) - Fuel Sub - ZEAS 2030 - Hot-Dry | SCG ¦ Hot-Dry | SCG | All | Electric & Gas | SEER15 Heat Pump, <65 kbtuh, NR | Efficient |  |  | 1 | Conventional | HVAC | Com - Health | Com | ROB Only | 1 | 1000 sqft2 of floor space | Cap-Tons | 15 | DEER:HVAC_Split-Package_HP | -105.6801 | 0 | -25.6229 | SWHC046-03 | 1171.6667 | 2021 | 679.11 | 2021 | 0 | -50.67 | SWHC046-03 | Com Central HVAC (Small) - Fuel Sub - ZEAS 2030 - Hot-Dry ¦ SCG ¦ Hot-Dry | Com Central HVAC (Small) - Fuel Sub - ZEAS 2030 - Hot-Dry | 0.032178 | 0.814 | 0 | CBSA 2014, adjusted to reflect new efficiencies | 79.2894 | 2032 | 1 | SWHC046-03
COM-HVAC-FS-21-ZEAS.52 | Com ¦ Small Packaged Heat Pump (SEER 15) - Fuel Sub - ZEAS 2030 - Hot-Dry ¦ SCG ¦ Hot-Dry | Com ¦ Small Packaged Heat Pump (SEER 15) - Fuel Sub - ZEAS 2030 - Hot-Dry | SCG ¦ Hot-Dry | SCG | All | Electric & Gas | SEER15 Heat Pump, <65 kbtuh, NR | Efficient |  |  | 1 | Conventional | HVAC | Com - Lodging | Com | ROB Only | 1 | 1000 sqft2 of floor space | Cap-Tons | 15 | DEER:HVAC_Split-Package_HP | 18.1903 | 0 | -40.2704 | SWHC046-03 | 1171.6667 | 2021 | 679.11 | 2021 | 0 | -50.67 | SWHC046-03 | Com Central HVAC (Small) - Fuel Sub - ZEAS 2030 - Hot-Dry ¦ SCG ¦ Hot-Dry | Com Central HVAC (Small) - Fuel Sub - ZEAS 2030 - Hot-Dry | 0.018069 | 0.814 | 0 | CBSA 2014, adjusted to reflect new efficiencies | 394.937 | 2032 | 1 | SWHC046-03
COM-HVAC-FS-21-ZEAS.53 | Com ¦ Small Packaged Heat Pump (SEER 15) - Fuel Sub - ZEAS 2030 - Hot-Dry ¦ SCG ¦ Hot-Dry | Com ¦ Small Packaged Heat Pump (SEER 15) - Fuel Sub - ZEAS 2030 - Hot-Dry | SCG ¦ Hot-Dry | SCG | All | Electric & Gas | SEER15 Heat Pump, <65 kbtuh, NR | Efficient |  |  | 1 | Conventional | HVAC | Com - Office (Large) | Com | ROB Only | 1 | 1000 sqft2 of floor space | Cap-Tons | 15 | DEER:HVAC_Split-Package_HP | -92.5 | 0 | -1.48 | SWHC046-03 | 1171.6667 | 2021 | 679.11 | 2021 | 0 | -50.67 | SWHC046-03 | Com Central HVAC (Small) - Fuel Sub - ZEAS 2030 - Hot-Dry ¦ SCG ¦ Hot-Dry | Com Central HVAC (Small) - Fuel Sub - ZEAS 2030 - Hot-Dry | 0.023953 | 0.814 | 0 | CBSA 2014, adjusted to reflect new efficiencies | 15.8455 | 2032 | 1 | SWHC046-03
COM-HVAC-FS-21-ZEAS.54 | Com ¦ Small Packaged Heat Pump (SEER 15) - Fuel Sub - ZEAS 2030 - Hot-Dry ¦ SCG ¦ Hot-Dry | Com ¦ Small Packaged Heat Pump (SEER 15) - Fuel Sub - ZEAS 2030 - Hot-Dry | SCG ¦ Hot-Dry | SCG | All | Electric & Gas | SEER15 Heat Pump, <65 kbtuh, NR | Efficient |  |  | 1 | Conventional | HVAC | Com - Office (Small) | Com | ROB Only | 1 | 1000 sqft2 of floor space | Cap-Tons | 15 | DEER:HVAC_Split-Package_HP | -62.7667 | 0 | -6.68 | SWHC046-03 | 1171.6667 | 2021 | 679.11 | 2021 | 0 | -50.67 | SWHC046-03 | Com Central HVAC (Small) - Fuel Sub - ZEAS 2030 - Hot-Dry ¦ SCG ¦ Hot-Dry | Com Central HVAC (Small) - Fuel Sub - ZEAS 2030 - Hot-Dry | 0.027176 | 0.814 | 0 | CBSA 2014, adjusted to reflect new efficiencies | 16.102 | 2032 | 1 | SWHC046-03
COM-HVAC-FS-21-ZEAS.55 | Com ¦ Small Packaged Heat Pump (SEER 15) - Fuel Sub - ZEAS 2030 - Hot-Dry ¦ SCG ¦ Hot-Dry | Com ¦ Small Packaged Heat Pump (SEER 15) - Fuel Sub - ZEAS 2030 - Hot-Dry | SCG ¦ Hot-Dry | SCG | All | Electric & Gas | SEER15 Heat Pump, <65 kbtuh, NR | Efficient |  |  | 1 | Conventional | HVAC | Com - Other | Com | ROB Only | 1 | 1000 sqft2 of floor space | Cap-Tons | 15 | DEER:HVAC_Split-Package_HP | 5.6667 | 0 | -24.5 | SWHC046-03 | 1171.6667 | 2021 | 679.11 | 2021 | 0 | -50.67 | SWHC046-03 | Com Central HVAC (Small) - Fuel Sub - ZEAS 2030 - Hot-Dry ¦ SCG ¦ Hot-Dry | Com Central HVAC (Small) - Fuel Sub - ZEAS 2030 - Hot-Dry | 0.038925 | 0.814 | 0 | CBSA 2014, adjusted to reflect new efficiencies | 110.3594 | 2032 | 1 | SWHC046-03
COM-HVAC-FS-21-ZEAS.56 | Com ¦ Small Packaged Heat Pump (SEER 15) - Fuel Sub - ZEAS 2030 - Hot-Dry ¦ SCG ¦ Hot-Dry | Com ¦ Small Packaged Heat Pump (SEER 15) - Fuel Sub - ZEAS 2030 - Hot-Dry | SCG ¦ Hot-Dry | SCG | All | Electric & Gas | SEER15 Heat Pump, <65 kbtuh, NR | Efficient |  |  | 1 | Conventional | HVAC | Com - Refrig. Warehouse | Com | ROB Only | 1 | 1000 sqft2 of floor space | Cap-Tons | 15 | DEER:HVAC_Split-Package_HP | 0 | 0 | 0 | SWHC046-03 | 0 | 2021 | 0 | 2021 | 0 | -50.67 | SWHC046-03 | Com Central HVAC (Small) - Fuel Sub - ZEAS 2030 - Hot-Dry ¦ SCG ¦ Hot-Dry | Com Central HVAC (Small) - Fuel Sub - ZEAS 2030 - Hot-Dry | 0 | 0.814 | 0 | CBSA 2014, adjusted to reflect new efficiencies | 0 | 2032 | 1 | SWHC046-03
COM-HVAC-FS-21-ZEAS.57 | Com ¦ Small Packaged Heat Pump (SEER 15) - Fuel Sub - ZEAS 2030 - Hot-Dry ¦ SCG ¦ Hot-Dry | Com ¦ Small Packaged Heat Pump (SEER 15) - Fuel Sub - ZEAS 2030 - Hot-Dry | SCG ¦ Hot-Dry | SCG | All | Electric & Gas | SEER15 Heat Pump, <65 kbtuh, NR | Efficient |  |  | 1 | Conventional | HVAC | Com - Restaurant | Com | ROB Only | 1 | 1000 sqft2 of floor space | Cap-Tons | 15 | DEER:HVAC_Split-Package_HP | -62.1221 | 0 | -12.6233 | SWHC046-03 | 1171.6667 | 2021 | 679.11 | 2021 | 0 | -50.67 | SWHC046-03 | Com Central HVAC (Small) - Fuel Sub - ZEAS 2030 - Hot-Dry ¦ SCG ¦ Hot-Dry | Com Central HVAC (Small) - Fuel Sub - ZEAS 2030 - Hot-Dry | 0.039657 | 0.814 | 0 | CBSA 2014, adjusted to reflect new efficiencies | 10.587 | 2032 | 1 | SWHC046-03
COM-HVAC-FS-21-ZEAS.58 | Com ¦ Small Packaged Heat Pump (SEER 15) - Fuel Sub - ZEAS 2030 - Hot-Dry ¦ SCG ¦ Hot-Dry | Com ¦ Small Packaged Heat Pump (SEER 15) - Fuel Sub - ZEAS 2030 - Hot-Dry | SCG ¦ Hot-Dry | SCG | All | Electric & Gas | SEER15 Heat Pump, <65 kbtuh, NR | Efficient |  |  | 1 | Conventional | HVAC | Com - Retail | Com | ROB Only | 1 | 1000 sqft2 of floor space | Cap-Tons | 15 | DEER:HVAC_Split-Package_HP | -95.9301 | 0 | -10.1827 | SWHC046-03 | 1171.6667 | 2021 | 679.11 | 2021 | 0 | -50.67 | SWHC046-03 | Com Central HVAC (Small) - Fuel Sub - ZEAS 2030 - Hot-Dry ¦ SCG ¦ Hot-Dry | Com Central HVAC (Small) - Fuel Sub - ZEAS 2030 - Hot-Dry | 0.016778 | 0.814 | 0 | CBSA 2014, adjusted to reflect new efficiencies | 84.0159 | 2032 | 1 | SWHC046-03
COM-HVAC-FS-21-ZEAS.59 | Com ¦ Small Packaged Heat Pump (SEER 15) - Fuel Sub - ZEAS 2030 - Hot-Dry ¦ SCG ¦ Hot-Dry | Com ¦ Small Packaged Heat Pump (SEER 15) - Fuel Sub - ZEAS 2030 - Hot-Dry | SCG ¦ Hot-Dry | SCG | All | Electric & Gas | SEER15 Heat Pump, <65 kbtuh, NR | Efficient |  |  | 1 | Conventional | HVAC | Com - School | Com | ROB Only | 1 | 1000 sqft2 of floor space | Cap-Tons | 15 | DEER:HVAC_Split-Package_HP | -5.0346 | 0 | -12.0107 | SWHC046-03 | 1171.6667 | 2021 | 679.11 | 2021 | 0 | -50.67 | SWHC046-03 | Com Central HVAC (Small) - Fuel Sub - ZEAS 2030 - Hot-Dry ¦ SCG ¦ Hot-Dry | Com Central HVAC (Small) - Fuel Sub - ZEAS 2030 - Hot-Dry | 0.027322 | 0.814 | 0 | CBSA 2014, adjusted to reflect new efficiencies | 28.2703 | 2032 | 1 | SWHC046-03
COM-HVAC-FS-21-ZEAS.60 | Com ¦ Small Packaged Heat Pump (SEER 15) - Fuel Sub - ZEAS 2030 - Hot-Dry ¦ SCG ¦ Hot-Dry | Com ¦ Small Packaged Heat Pump (SEER 15) - Fuel Sub - ZEAS 2030 - Hot-Dry | SCG ¦ Hot-Dry | SCG | All | Electric & Gas | SEER15 Heat Pump, <65 kbtuh, NR | Efficient |  |  | 1 | Conventional | HVAC | Com - Warehouse | Com | ROB Only | 1 | 1000 sqft2 of floor space | Cap-Tons | 15 | DEER:HVAC_Split-Package_HP | 60.4 | 0 | -33.6 | SWHC046-03 | 1171.6667 | 2021 | 679.11 | 2021 | 0 | -50.67 | SWHC046-03 | Com Central HVAC (Small) - Fuel Sub - ZEAS 2030 - Hot-Dry ¦ SCG ¦ Hot-Dry | Com Central HVAC (Small) - Fuel Sub - ZEAS 2030 - Hot-Dry | 0.0051386 | 0.814 | 0 | CBSA 2014, adjusted to reflect new efficiencies | 123.5366 | 2032 | 1 | SWHC046-03
COM-HVAC-FS-21-ZEAS.61 | Com ¦ Small Packaged Heat Pump (SEER 15) - Fuel Sub - ZEAS 2030 - Cold ¦ SCG ¦ Cold | Com ¦ Small Packaged Heat Pump (SEER 15) - Fuel Sub - ZEAS 2030 - Cold | SCG ¦ Cold | SCG | All | Electric & Gas | SEER15 Heat Pump, <65 kbtuh, NR | Efficient |  |  | 1 | Conventional | HVAC | Com - College | Com | ROB Only | 1 | 1000 sqft2 of floor space | Cap-Tons | 15 | DEER:HVAC_Split-Package_HP | 584.2372 | 0 | -92.6695 | SWHC046-03 | 1171.6667 | 2021 | 679.11 | 2021 | 0 | -50.67 | SWHC046-03 | Com Central HVAC (Small) - Fuel Sub - ZEAS 2030 - Cold ¦ SCG ¦ Cold | Com Central HVAC (Small) - Fuel Sub - ZEAS 2030 - Cold | 0.022689 | 0.814 | 0 | CBSA 2014, adjusted to reflect new efficiencies | 261.5757 | 2032 | 1 | SWHC046-03
COM-HVAC-FS-21-ZEAS.62 | Com ¦ Small Packaged Heat Pump (SEER 15) - Fuel Sub - ZEAS 2030 - Cold ¦ SCG ¦ Cold | Com ¦ Small Packaged Heat Pump (SEER 15) - Fuel Sub - ZEAS 2030 - Cold | SCG ¦ Cold | SCG | All | Electric & Gas | SEER15 Heat Pump, <65 kbtuh, NR | Efficient |  |  | 1 | Conventional | HVAC | Com - Grocery | Com | ROB Only | 1 | 1000 sqft2 of floor space | Cap-Tons | 15 | DEER:HVAC_Split-Package_HP | 2010 | 0 | -331.3333 | SWHC046-03 | 1171.6667 | 2021 | 679.11 | 2021 | 0 | -50.67 | SWHC046-03 | Com Central HVAC (Small) - Fuel Sub - ZEAS 2030 - Cold ¦ SCG ¦ Cold | Com Central HVAC (Small) - Fuel Sub - ZEAS 2030 - Cold | 0.040359 | 0.814 | 0 | CBSA 2014, adjusted to reflect new efficiencies | 664.9738 | 2032 | 1 | SWHC046-03
COM-HVAC-FS-21-ZEAS.63 | Com ¦ Small Packaged Heat Pump (SEER 15) - Fuel Sub - ZEAS 2030 - Cold ¦ SCG ¦ Cold | Com ¦ Small Packaged Heat Pump (SEER 15) - Fuel Sub - ZEAS 2030 - Cold | SCG ¦ Cold | SCG | All | Electric & Gas | SEER15 Heat Pump, <65 kbtuh, NR | Efficient |  |  | 1 | Conventional | HVAC | Com - Health | Com | ROB Only | 1 | 1000 sqft2 of floor space | Cap-Tons | 15 | DEER:HVAC_Split-Package_HP | 639.9939 | 0 | -128.9495 | SWHC046-03 | 1171.6667 | 2021 | 679.11 | 2021 | 0 | -50.67 | SWHC046-03 | Com Central HVAC (Small) - Fuel Sub - ZEAS 2030 - Cold ¦ SCG ¦ Cold | Com Central HVAC (Small) - Fuel Sub - ZEAS 2030 - Cold | 0.032178 | 0.814 | 0 | CBSA 2014, adjusted to reflect new efficiencies | 322.3491 | 2032 | 1 | SWHC046-03
COM-HVAC-FS-21-ZEAS.64 | Com ¦ Small Packaged Heat Pump (SEER 15) - Fuel Sub - ZEAS 2030 - Cold ¦ SCG ¦ Cold | Com ¦ Small Packaged Heat Pump (SEER 15) - Fuel Sub - ZEAS 2030 - Cold | SCG ¦ Cold | SCG | All | Electric & Gas | SEER15 Heat Pump, <65 kbtuh, NR | Efficient |  |  | 1 | Conventional | HVAC | Com - Lodging | Com | ROB Only | 1 | 1000 sqft2 of floor space | Cap-Tons | 15 | DEER:HVAC_Split-Package_HP | 1384.3552 | 0 | -210.3596 | SWHC046-03 | 1171.6667 | 2021 | 679.11 | 2021 | 0 | -50.67 | SWHC046-03 | Com Central HVAC (Small) - Fuel Sub - ZEAS 2030 - Cold ¦ SCG ¦ Cold | Com Central HVAC (Small) - Fuel Sub - ZEAS 2030 - Cold | 0.018069 | 0.814 | 0 | CBSA 2014, adjusted to reflect new efficiencies | 1859.7175 | 2032 | 1 | SWHC046-03
COM-HVAC-FS-21-ZEAS.65 | Com ¦ Small Packaged Heat Pump (SEER 15) - Fuel Sub - ZEAS 2030 - Cold ¦ SCG ¦ Cold | Com ¦ Small Packaged Heat Pump (SEER 15) - Fuel Sub - ZEAS 2030 - Cold | SCG ¦ Cold | SCG | All | Electric & Gas | SEER15 Heat Pump, <65 kbtuh, NR | Efficient |  |  | 1 | Conventional | HVAC | Com - Office (Large) | Com | ROB Only | 1 | 1000 sqft2 of floor space | Cap-Tons | 15 | DEER:HVAC_Split-Package_HP | 90.1 | 0 | -24.4 | SWHC046-03 | 1171.6667 | 2021 | 679.11 | 2021 | 0 | -50.67 | SWHC046-03 | Com Central HVAC (Small) - Fuel Sub - ZEAS 2030 - Cold ¦ SCG ¦ Cold | Com Central HVAC (Small) - Fuel Sub - ZEAS 2030 - Cold | 0.023953 | 0.814 | 0 | CBSA 2014, adjusted to reflect new efficiencies | 100.6124 | 2032 | 1 | SWHC046-03
COM-HVAC-FS-21-ZEAS.66 | Com ¦ Small Packaged Heat Pump (SEER 15) - Fuel Sub - ZEAS 2030 - Cold ¦ SCG ¦ Cold | Com ¦ Small Packaged Heat Pump (SEER 15) - Fuel Sub - ZEAS 2030 - Cold | SCG ¦ Cold | SCG | All | Electric & Gas | SEER15 Heat Pump, <65 kbtuh, NR | Efficient |  |  | 1 | Conventional | HVAC | Com - Office (Small) | Com | ROB Only | 1 | 1000 sqft2 of floor space | Cap-Tons | 15 | DEER:HVAC_Split-Package_HP | 296.6667 | 0 | -49.4 | SWHC046-03 | 1171.6667 | 2021 | 679.11 | 2021 | 0 | -50.67 | SWHC046-03 | Com Central HVAC (Small) - Fuel Sub - ZEAS 2030 - Cold ¦ SCG ¦ Cold | Com Central HVAC (Small) - Fuel Sub - ZEAS 2030 - Cold | 0.027176 | 0.814 | 0 | CBSA 2014, adjusted to reflect new efficiencies | 84.1944 | 2032 | 1 | SWHC046-03
COM-HVAC-FS-21-ZEAS.67 | Com ¦ Small Packaged Heat Pump (SEER 15) - Fuel Sub - ZEAS 2030 - Cold ¦ SCG ¦ Cold | Com ¦ Small Packaged Heat Pump (SEER 15) - Fuel Sub - ZEAS 2030 - Cold | SCG ¦ Cold | SCG | All | Electric & Gas | SEER15 Heat Pump, <65 kbtuh, NR | Efficient |  |  | 1 | Conventional | HVAC | Com - Other | Com | ROB Only | 1 | 1000 sqft2 of floor space | Cap-Tons | 15 | DEER:HVAC_Split-Package_HP | 1058.6667 | 0 | -172 | SWHC046-03 | 1171.6667 | 2021 | 679.11 | 2021 | 0 | -50.67 | SWHC046-03 | Com Central HVAC (Small) - Fuel Sub - ZEAS 2030 - Cold ¦ SCG ¦ Cold | Com Central HVAC (Small) - Fuel Sub - ZEAS 2030 - Cold | 0.038925 | 0.814 | 0 | CBSA 2014, adjusted to reflect new efficiencies | 662.2584 | 2032 | 1 | SWHC046-03
COM-HVAC-FS-21-ZEAS.68 | Com ¦ Small Packaged Heat Pump (SEER 15) - Fuel Sub - ZEAS 2030 - Cold ¦ SCG ¦ Cold | Com ¦ Small Packaged Heat Pump (SEER 15) - Fuel Sub - ZEAS 2030 - Cold | SCG ¦ Cold | SCG | All | Electric & Gas | SEER15 Heat Pump, <65 kbtuh, NR | Efficient |  |  | 1 | Conventional | HVAC | Com - Refrig. Warehouse | Com | ROB Only | 1 | 1000 sqft2 of floor space | Cap-Tons | 15 | DEER:HVAC_Split-Package_HP | 0 | 0 | 0 | SWHC046-03 | 0 | 2021 | 0 | 2021 | 0 | -50.67 | SWHC046-03 | Com Central HVAC (Small) - Fuel Sub - ZEAS 2030 - Cold ¦ SCG ¦ Cold | Com Central HVAC (Small) - Fuel Sub - ZEAS 2030 - Cold | 0 | 0.814 | 0 | CBSA 2014, adjusted to reflect new efficiencies | 0 | 2032 | 1 | SWHC046-03
COM-HVAC-FS-21-ZEAS.69 | Com ¦ Small Packaged Heat Pump (SEER 15) - Fuel Sub - ZEAS 2030 - Cold ¦ SCG ¦ Cold | Com ¦ Small Packaged Heat Pump (SEER 15) - Fuel Sub - ZEAS 2030 - Cold | SCG ¦ Cold | SCG | All | Electric & Gas | SEER15 Heat Pump, <65 kbtuh, NR | Efficient |  |  | 1 | Conventional | HVAC | Com - Restaurant | Com | ROB Only | 1 | 1000 sqft2 of floor space | Cap-Tons | 15 | DEER:HVAC_Split-Package_HP | 817.2693 | 0 | -140.5022 | SWHC046-03 | 1171.6667 | 2021 | 679.11 | 2021 | 0 | -50.67 | SWHC046-03 | Com Central HVAC (Small) - Fuel Sub - ZEAS 2030 - Cold ¦ SCG ¦ Cold | Com Central HVAC (Small) - Fuel Sub - ZEAS 2030 - Cold | 0.039657 | 0.814 | 0 | CBSA 2014, adjusted to reflect new efficiencies | 91.0267 | 2032 | 1 | SWHC046-03
COM-HVAC-FS-21-ZEAS.70 | Com ¦ Small Packaged Heat Pump (SEER 15) - Fuel Sub - ZEAS 2030 - Cold ¦ SCG ¦ Cold | Com ¦ Small Packaged Heat Pump (SEER 15) - Fuel Sub - ZEAS 2030 - Cold | SCG ¦ Cold | SCG | All | Electric & Gas | SEER15 Heat Pump, <65 kbtuh, NR | Efficient |  |  | 1 | Conventional | HVAC | Com - Retail | Com | ROB Only | 1 | 1000 sqft2 of floor space | Cap-Tons | 15 | DEER:HVAC_Split-Package_HP | 704.2235 | 0 | -114.1883 | SWHC046-03 | 1171.6667 | 2021 | 679.11 | 2021 | 0 | -50.67 | SWHC046-03 | Com Central HVAC (Small) - Fuel Sub - ZEAS 2030 - Cold ¦ SCG ¦ Cold | Com Central HVAC (Small) - Fuel Sub - ZEAS 2030 - Cold | 0.016778 | 0.814 | 0 | CBSA 2014, adjusted to reflect new efficiencies | 316.8117 | 2032 | 1 | SWHC046-03
COM-HVAC-FS-21-ZEAS.71 | Com ¦ Small Packaged Heat Pump (SEER 15) - Fuel Sub - ZEAS 2030 - Cold ¦ SCG ¦ Cold | Com ¦ Small Packaged Heat Pump (SEER 15) - Fuel Sub - ZEAS 2030 - Cold | SCG ¦ Cold | SCG | All | Electric & Gas | SEER15 Heat Pump, <65 kbtuh, NR | Efficient |  |  | 1 | Conventional | HVAC | Com - School | Com | ROB Only | 1 | 1000 sqft2 of floor space | Cap-Tons | 15 | DEER:HVAC_Split-Package_HP | 652.1056 | 0 | -96.149 | SWHC046-03 | 1171.6667 | 2021 | 679.11 | 2021 | 0 | -50.67 | SWHC046-03 | Com Central HVAC (Small) - Fuel Sub - ZEAS 2030 - Cold ¦ SCG ¦ Cold | Com Central HVAC (Small) - Fuel Sub - ZEAS 2030 - Cold | 0.027322 | 0.814 | 0 | CBSA 2014, adjusted to reflect new efficiencies | 112.3089 | 2032 | 1 | SWHC046-03
COM-HVAC-FS-21-ZEAS.72 | Com ¦ Small Packaged Heat Pump (SEER 15) - Fuel Sub - ZEAS 2030 - Cold ¦ SCG ¦ Cold | Com ¦ Small Packaged Heat Pump (SEER 15) - Fuel Sub - ZEAS 2030 - Cold | SCG ¦ Cold | SCG | All | Electric & Gas | SEER15 Heat Pump, <65 kbtuh, NR | Efficient |  |  | 1 | Conventional | HVAC | Com - Warehouse | Com | ROB Only | 1 | 1000 sqft2 of floor space | Cap-Tons | 15 | DEER:HVAC_Split-Package_HP | 1069.3333 | 0 | -152 | SWHC046-03 | 1171.6667 | 2021 | 679.11 | 2021 | 0 | -50.67 | SWHC046-03 | Com Central HVAC (Small) - Fuel Sub - ZEAS 2030 - Cold ¦ SCG ¦ Cold | Com Central HVAC (Small) - Fuel Sub - ZEAS 2030 - Cold | 0.0051386 | 0.814 | 0 | CBSA 2014, adjusted to reflect new efficiencies | 320.2473 | 2032 | 1 | SWHC046-03
COM-HVAC-FS-21-ZEAS.73 | Com ¦ Small Packaged Heat Pump (SEER 15) - Fuel Sub - ZEAS 2030 - Marine ¦ SDG&E ¦ Marine | Com ¦ Small Packaged Heat Pump (SEER 15) - Fuel Sub - ZEAS 2030 - Marine | SDG&E ¦ Marine | SDG&E | All | Electric & Gas | SEER15 Heat Pump, <65 kbtuh, NR | Efficient |  |  | 1 | Conventional | HVAC | Com - College | Com | ROB Only | 1 | 1000 sqft2 of floor space | Cap-Tons | 15 | DEER:HVAC_Split-Package_HP | -42.9866 | 0 | -12.4101 | SWHC046-03 | 1171.6667 | 2021 | 679.11 | 2021 | 0 | -50.67 | SWHC046-03 | Com Central HVAC (Small) - Fuel Sub - ZEAS 2030 - Marine ¦ SDG&E ¦ Marine | Com Central HVAC (Small) - Fuel Sub - ZEAS 2030 - Marine | 0.022234 | 0.814 | 0 | CBSA 2014, adjusted to reflect new efficiencies | 44.1819 | 2032 | 1 | SWHC046-03
COM-HVAC-FS-21-ZEAS.74 | Com ¦ Small Packaged Heat Pump (SEER 15) - Fuel Sub - ZEAS 2030 - Marine ¦ SDG&E ¦ Marine | Com ¦ Small Packaged Heat Pump (SEER 15) - Fuel Sub - ZEAS 2030 - Marine | SDG&E ¦ Marine | SDG&E | All | Electric & Gas | SEER15 Heat Pump, <65 kbtuh, NR | Efficient |  |  | 1 | Conventional | HVAC | Com - Grocery | Com | ROB Only | 1 | 1000 sqft2 of floor space | Cap-Tons | 15 | DEER:HVAC_Split-Package_HP | 197.2467 | 0 | -80.6 | SWHC046-03 | 1171.6667 | 2021 | 679.11 | 2021 | 0 | -50.67 | SWHC046-03 | Com Central HVAC (Small) - Fuel Sub - ZEAS 2030 - Marine ¦ SDG&E ¦ Marine | Com Central HVAC (Small) - Fuel Sub - ZEAS 2030 - Marine | 0.041033 | 0.814 | 0 | CBSA 2014, adjusted to reflect new efficiencies | 178.1693 | 2032 | 1 | SWHC046-03
COM-HVAC-FS-21-ZEAS.75 | Com ¦ Small Packaged Heat Pump (SEER 15) - Fuel Sub - ZEAS 2030 - Marine ¦ SDG&E ¦ Marine | Com ¦ Small Packaged Heat Pump (SEER 15) - Fuel Sub - ZEAS 2030 - Marine | SDG&E ¦ Marine | SDG&E | All | Electric & Gas | SEER15 Heat Pump, <65 kbtuh, NR | Efficient |  |  | 1 | Conventional | HVAC | Com - Health | Com | ROB Only | 1 | 1000 sqft2 of floor space | Cap-Tons | 15 | DEER:HVAC_Split-Package_HP | -122.1513 | 0 | -22.4855 | SWHC046-03 | 1171.6667 | 2021 | 679.11 | 2021 | 0 | -50.67 | SWHC046-03 | Com Central HVAC (Small) - Fuel Sub - ZEAS 2030 - Marine ¦ SDG&E ¦ Marine | Com Central HVAC (Small) - Fuel Sub - ZEAS 2030 - Marine | 0.031998 | 0.814 | 0 | CBSA 2014, adjusted to reflect new efficiencies | 71.5053 | 2032 | 1 | SWHC046-03
COM-HVAC-FS-21-ZEAS.76 | Com ¦ Small Packaged Heat Pump (SEER 15) - Fuel Sub - ZEAS 2030 - Marine ¦ SDG&E ¦ Marine | Com ¦ Small Packaged Heat Pump (SEER 15) - Fuel Sub - ZEAS 2030 - Marine | SDG&E ¦ Marine | SDG&E | All | Electric & Gas | SEER15 Heat Pump, <65 kbtuh, NR | Efficient |  |  | 1 | Conventional | HVAC | Com - Lodging | Com | ROB Only | 1 | 1000 sqft2 of floor space | Cap-Tons | 15 | DEER:HVAC_Split-Package_HP | 24.454 | 0 | -41.9012 | SWHC046-03 | 1171.6667 | 2021 | 679.11 | 2021 | 0 | -50.67 | SWHC046-03 | Com Central HVAC (Small) - Fuel Sub - ZEAS 2030 - Marine ¦ SDG&E ¦ Marine | Com Central HVAC (Small) - Fuel Sub - ZEAS 2030 - Marine | 0.017903 | 0.814 | 0 | CBSA 2014, adjusted to reflect new efficiencies | 410.0591 | 2032 | 1 | SWHC046-03
COM-HVAC-FS-21-ZEAS.77 | Com ¦ Small Packaged Heat Pump (SEER 15) - Fuel Sub - ZEAS 2030 - Marine ¦ SDG&E ¦ Marine | Com ¦ Small Packaged Heat Pump (SEER 15) - Fuel Sub - ZEAS 2030 - Marine | SDG&E ¦ Marine | SDG&E | All | Electric & Gas | SEER15 Heat Pump, <65 kbtuh, NR | Efficient |  |  | 1 | Conventional | HVAC | Com - Office (Large) | Com | ROB Only | 1 | 1000 sqft2 of floor space | Cap-Tons | 15 | DEER:HVAC_Split-Package_HP | -91.8333 | 0 | -0.948 | SWHC046-03 | 1171.6667 | 2021 | 679.11 | 2021 | 0 | -50.67 | SWHC046-03 | Com Central HVAC (Small) - Fuel Sub - ZEAS 2030 - Marine ¦ SDG&E ¦ Marine | Com Central HVAC (Small) - Fuel Sub - ZEAS 2030 - Marine | 0.023374 | 0.814 | 0 | CBSA 2014, adjusted to reflect new efficiencies | 13.3901 | 2032 | 1 | SWHC046-03
COM-HVAC-FS-21-ZEAS.78 | Com ¦ Small Packaged Heat Pump (SEER 15) - Fuel Sub - ZEAS 2030 - Marine ¦ SDG&E ¦ Marine | Com ¦ Small Packaged Heat Pump (SEER 15) - Fuel Sub - ZEAS 2030 - Marine | SDG&E ¦ Marine | SDG&E | All | Electric & Gas | SEER15 Heat Pump, <65 kbtuh, NR | Efficient |  |  | 1 | Conventional | HVAC | Com - Office (Small) | Com | ROB Only | 1 | 1000 sqft2 of floor space | Cap-Tons | 15 | DEER:HVAC_Split-Package_HP | -62.8333 | 0 | -5.55 | SWHC046-03 | 1171.6667 | 2021 | 679.11 | 2021 | 0 | -50.67 | SWHC046-03 | Com Central HVAC (Small) - Fuel Sub - ZEAS 2030 - Marine ¦ SDG&E ¦ Marine | Com Central HVAC (Small) - Fuel Sub - ZEAS 2030 - Marine | 0.028381 | 0.814 | 0 | CBSA 2014, adjusted to reflect new efficiencies | 13.868 | 2032 | 1 | SWHC046-03
COM-HVAC-FS-21-ZEAS.79 | Com ¦ Small Packaged Heat Pump (SEER 15) - Fuel Sub - ZEAS 2030 - Marine ¦ SDG&E ¦ Marine | Com ¦ Small Packaged Heat Pump (SEER 15) - Fuel Sub - ZEAS 2030 - Marine | SDG&E ¦ Marine | SDG&E | All | Electric & Gas | SEER15 Heat Pump, <65 kbtuh, NR | Efficient |  |  | 1 | Conventional | HVAC | Com - Other | Com | ROB Only | 1 | 1000 sqft2 of floor space | Cap-Tons | 15 | DEER:HVAC_Split-Package_HP | 14.7 | 0 | -25 | SWHC046-03 | 1171.6667 | 2021 | 679.11 | 2021 | 0 | -50.67 | SWHC046-03 | Com Central HVAC (Small) - Fuel Sub - ZEAS 2030 - Marine ¦ SDG&E ¦ Marine | Com Central HVAC (Small) - Fuel Sub - ZEAS 2030 - Marine | 0.03826 | 0.814 | 0 | CBSA 2014, adjusted to reflect new efficiencies | 111.6269 | 2032 | 1 | SWHC046-03
COM-HVAC-FS-21-ZEAS.80 | Com ¦ Small Packaged Heat Pump (SEER 15) - Fuel Sub - ZEAS 2030 - Marine ¦ SDG&E ¦ Marine | Com ¦ Small Packaged Heat Pump (SEER 15) - Fuel Sub - ZEAS 2030 - Marine | SDG&E ¦ Marine | SDG&E | All | Electric & Gas | SEER15 Heat Pump, <65 kbtuh, NR | Efficient |  |  | 1 | Conventional | HVAC | Com - Refrig. Warehouse | Com | ROB Only | 1 | 1000 sqft2 of floor space | Cap-Tons | 15 | DEER:HVAC_Split-Package_HP | 0 | 0 | 0 | SWHC046-03 | 0 | 2021 | 0 | 2021 | 0 | -50.67 | SWHC046-03 | Com Central HVAC (Small) - Fuel Sub - ZEAS 2030 - Marine ¦ SDG&E ¦ Marine | Com Central HVAC (Small) - Fuel Sub - ZEAS 2030 - Marine | 0 | 0.814 | 0 | CBSA 2014, adjusted to reflect new efficiencies | 0 | 2032 | 1 | SWHC046-03
COM-HVAC-FS-21-ZEAS.81 | Com ¦ Small Packaged Heat Pump (SEER 15) - Fuel Sub - ZEAS 2030 - Marine ¦ SDG&E ¦ Marine | Com ¦ Small Packaged Heat Pump (SEER 15) - Fuel Sub - ZEAS 2030 - Marine | SDG&E ¦ Marine | SDG&E | All | Electric & Gas | SEER15 Heat Pump, <65 kbtuh, NR | Efficient |  |  | 1 | Conventional | HVAC | Com - Restaurant | Com | ROB Only | 1 | 1000 sqft2 of floor space | Cap-Tons | 15 | DEER:HVAC_Split-Package_HP | -50.9643 | 0 | -11.7207 | SWHC046-03 | 1171.6667 | 2021 | 679.11 | 2021 | 0 | -50.67 | SWHC046-03 | Com Central HVAC (Small) - Fuel Sub - ZEAS 2030 - Marine ¦ SDG&E ¦ Marine | Com Central HVAC (Small) - Fuel Sub - ZEAS 2030 - Marine | 0.041427 | 0.814 | 0 | CBSA 2014, adjusted to reflect new efficiencies | 9.7107 | 2032 | 1 | SWHC046-03
COM-HVAC-FS-21-ZEAS.82 | Com ¦ Small Packaged Heat Pump (SEER 15) - Fuel Sub - ZEAS 2030 - Marine ¦ SDG&E ¦ Marine | Com ¦ Small Packaged Heat Pump (SEER 15) - Fuel Sub - ZEAS 2030 - Marine | SDG&E ¦ Marine | SDG&E | All | Electric & Gas | SEER15 Heat Pump, <65 kbtuh, NR | Efficient |  |  | 1 | Conventional | HVAC | Com - Retail | Com | ROB Only | 1 | 1000 sqft2 of floor space | Cap-Tons | 15 | DEER:HVAC_Split-Package_HP | -75.2962 | 0 | -11.8403 | SWHC046-03 | 1171.6667 | 2021 | 679.11 | 2021 | 0 | -50.67 | SWHC046-03 | Com Central HVAC (Small) - Fuel Sub - ZEAS 2030 - Marine ¦ SDG&E ¦ Marine | Com Central HVAC (Small) - Fuel Sub - ZEAS 2030 - Marine | 0.016794 | 0.814 | 0 | CBSA 2014, adjusted to reflect new efficiencies | 84.9573 | 2032 | 1 | SWHC046-03
COM-HVAC-FS-21-ZEAS.83 | Com ¦ Small Packaged Heat Pump (SEER 15) - Fuel Sub - ZEAS 2030 - Marine ¦ SDG&E ¦ Marine | Com ¦ Small Packaged Heat Pump (SEER 15) - Fuel Sub - ZEAS 2030 - Marine | SDG&E ¦ Marine | SDG&E | All | Electric & Gas | SEER15 Heat Pump, <65 kbtuh, NR | Efficient |  |  | 1 | Conventional | HVAC | Com - School | Com | ROB Only | 1 | 1000 sqft2 of floor space | Cap-Tons | 15 | DEER:HVAC_Split-Package_HP | 0.1959 | 0 | -12.1639 | SWHC046-03 | 1171.6667 | 2021 | 679.11 | 2021 | 0 | -50.67 | SWHC046-03 | Com Central HVAC (Small) - Fuel Sub - ZEAS 2030 - Marine ¦ SDG&E ¦ Marine | Com Central HVAC (Small) - Fuel Sub - ZEAS 2030 - Marine | 0.028241 | 0.814 | 0 | CBSA 2014, adjusted to reflect new efficiencies | 27.7591 | 2032 | 1 | SWHC046-03
COM-HVAC-FS-21-ZEAS.84 | Com ¦ Small Packaged Heat Pump (SEER 15) - Fuel Sub - ZEAS 2030 - Marine ¦ SDG&E ¦ Marine | Com ¦ Small Packaged Heat Pump (SEER 15) - Fuel Sub - ZEAS 2030 - Marine | SDG&E ¦ Marine | SDG&E | All | Electric & Gas | SEER15 Heat Pump, <65 kbtuh, NR | Efficient |  |  | 1 | Conventional | HVAC | Com - Warehouse | Com | ROB Only | 1 | 1000 sqft2 of floor space | Cap-Tons | 15 | DEER:HVAC_Split-Package_HP | 92.6333 | 0 | -34.2 | SWHC046-03 | 1171.6667 | 2021 | 679.11 | 2021 | 0 | -50.67 | SWHC046-03 | Com Central HVAC (Small) - Fuel Sub - ZEAS 2030 - Marine ¦ SDG&E ¦ Marine | Com Central HVAC (Small) - Fuel Sub - ZEAS 2030 - Marine | 0.0051502 | 0.814 | 0 | CBSA 2014, adjusted to reflect new efficiencies | 116.4048 | 2032 | 1 | SWHC046-03
COM-HVAC-FS-21-ZEAS.85 | Com ¦ Small Packaged Heat Pump (SEER 15) - Fuel Sub - ZEAS 2030 - Hot-Dry ¦ SDG&E ¦ Hot-Dry | Com ¦ Small Packaged Heat Pump (SEER 15) - Fuel Sub - ZEAS 2030 - Hot-Dry | SDG&E ¦ Hot-Dry | SDG&E | All | Electric & Gas | SEER15 Heat Pump, <65 kbtuh, NR | Efficient |  |  | 1 | Conventional | HVAC | Com - College | Com | ROB Only | 1 | 1000 sqft2 of floor space | Cap-Tons | 15 | DEER:HVAC_Split-Package_HP | -46.1279 | 0 | -10.793 | SWHC046-03 | 1171.6667 | 2021 | 679.11 | 2021 | 0 | -50.67 | SWHC046-03 | Com Central HVAC (Small) - Fuel Sub - ZEAS 2030 - Hot-Dry ¦ SDG&E ¦ Hot-Dry | Com Central HVAC (Small) - Fuel Sub - ZEAS 2030 - Hot-Dry | 0.022234 | 0.814 | 0 | CBSA 2014, adjusted to reflect new efficiencies | 39.085 | 2032 | 1 | SWHC046-03
COM-HVAC-FS-21-ZEAS.86 | Com ¦ Small Packaged Heat Pump (SEER 15) - Fuel Sub - ZEAS 2030 - Hot-Dry ¦ SDG&E ¦ Hot-Dry | Com ¦ Small Packaged Heat Pump (SEER 15) - Fuel Sub - ZEAS 2030 - Hot-Dry | SDG&E ¦ Hot-Dry | SDG&E | All | Electric & Gas | SEER15 Heat Pump, <65 kbtuh, NR | Efficient |  |  | 1 | Conventional | HVAC | Com - Grocery | Com | ROB Only | 1 | 1000 sqft2 of floor space | Cap-Tons | 15 | DEER:HVAC_Split-Package_HP | 182.7 | 0 | -79.1 | SWHC046-03 | 1171.6667 | 2021 | 679.11 | 2021 | 0 | -50.67 | SWHC046-03 | Com Central HVAC (Small) - Fuel Sub - ZEAS 2030 - Hot-Dry ¦ SDG&E ¦ Hot-Dry | Com Central HVAC (Small) - Fuel Sub - ZEAS 2030 - Hot-Dry | 0.041033 | 0.814 | 0 | CBSA 2014, adjusted to reflect new efficiencies | 175.4652 | 2032 | 1 | SWHC046-03
COM-HVAC-FS-21-ZEAS.87 | Com ¦ Small Packaged Heat Pump (SEER 15) - Fuel Sub - ZEAS 2030 - Hot-Dry ¦ SDG&E ¦ Hot-Dry | Com ¦ Small Packaged Heat Pump (SEER 15) - Fuel Sub - ZEAS 2030 - Hot-Dry | SDG&E ¦ Hot-Dry | SDG&E | All | Electric & Gas | SEER15 Heat Pump, <65 kbtuh, NR | Efficient |  |  | 1 | Conventional | HVAC | Com - Health | Com | ROB Only | 1 | 1000 sqft2 of floor space | Cap-Tons | 15 | DEER:HVAC_Split-Package_HP | -140.122 | 0 | -17.1437 | SWHC046-03 | 1171.6667 | 2021 | 679.11 | 2021 | 0 | -50.67 | SWHC046-03 | Com Central HVAC (Small) - Fuel Sub - ZEAS 2030 - Hot-Dry ¦ SDG&E ¦ Hot-Dry | Com Central HVAC (Small) - Fuel Sub - ZEAS 2030 - Hot-Dry | 0.031998 | 0.814 | 0 | CBSA 2014, adjusted to reflect new efficiencies | 57.5928 | 2032 | 1 | SWHC046-03
COM-HVAC-FS-21-ZEAS.88 | Com ¦ Small Packaged Heat Pump (SEER 15) - Fuel Sub - ZEAS 2030 - Hot-Dry ¦ SDG&E ¦ Hot-Dry | Com ¦ Small Packaged Heat Pump (SEER 15) - Fuel Sub - ZEAS 2030 - Hot-Dry | SDG&E ¦ Hot-Dry | SDG&E | All | Electric & Gas | SEER15 Heat Pump, <65 kbtuh, NR | Efficient |  |  | 1 | Conventional | HVAC | Com - Lodging | Com | ROB Only | 1 | 1000 sqft2 of floor space | Cap-Tons | 15 | DEER:HVAC_Split-Package_HP | -14.4547 | 0 | -33.7874 | SWHC046-03 | 1171.6667 | 2021 | 679.11 | 2021 | 0 | -50.67 | SWHC046-03 | Com Central HVAC (Small) - Fuel Sub - ZEAS 2030 - Hot-Dry ¦ SDG&E ¦ Hot-Dry | Com Central HVAC (Small) - Fuel Sub - ZEAS 2030 - Hot-Dry | 0.017903 | 0.814 | 0 | CBSA 2014, adjusted to reflect new efficiencies | 336.0434 | 2032 | 1 | SWHC046-03
COM-HVAC-FS-21-ZEAS.89 | Com ¦ Small Packaged Heat Pump (SEER 15) - Fuel Sub - ZEAS 2030 - Hot-Dry ¦ SDG&E ¦ Hot-Dry | Com ¦ Small Packaged Heat Pump (SEER 15) - Fuel Sub - ZEAS 2030 - Hot-Dry | SDG&E ¦ Hot-Dry | SDG&E | All | Electric & Gas | SEER15 Heat Pump, <65 kbtuh, NR | Efficient |  |  | 1 | Conventional | HVAC | Com - Office (Large) | Com | ROB Only | 1 | 1000 sqft2 of floor space | Cap-Tons | 15 | DEER:HVAC_Split-Package_HP | -88.4667 | 0 | -0.57933 | SWHC046-03 | 1171.6667 | 2021 | 679.11 | 2021 | 0 | -50.67 | SWHC046-03 | Com Central HVAC (Small) - Fuel Sub - ZEAS 2030 - Hot-Dry ¦ SDG&E ¦ Hot-Dry | Com Central HVAC (Small) - Fuel Sub - ZEAS 2030 - Hot-Dry | 0.023374 | 0.814 | 0 | CBSA 2014, adjusted to reflect new efficiencies | 11.3997 | 2032 | 1 | SWHC046-03
COM-HVAC-FS-21-ZEAS.90 | Com ¦ Small Packaged Heat Pump (SEER 15) - Fuel Sub - ZEAS 2030 - Hot-Dry ¦ SDG&E ¦ Hot-Dry | Com ¦ Small Packaged Heat Pump (SEER 15) - Fuel Sub - ZEAS 2030 - Hot-Dry | SDG&E ¦ Hot-Dry | SDG&E | All | Electric & Gas | SEER15 Heat Pump, <65 kbtuh, NR | Efficient |  |  | 1 | Conventional | HVAC | Com - Office (Small) | Com | ROB Only | 1 | 1000 sqft2 of floor space | Cap-Tons | 15 | DEER:HVAC_Split-Package_HP | -65.7667 | 0 | -4.4333 | SWHC046-03 | 1171.6667 | 2021 | 679.11 | 2021 | 0 | -50.67 | SWHC046-03 | Com Central HVAC (Small) - Fuel Sub - ZEAS 2030 - Hot-Dry ¦ SDG&E ¦ Hot-Dry | Com Central HVAC (Small) - Fuel Sub - ZEAS 2030 - Hot-Dry | 0.028381 | 0.814 | 0 | CBSA 2014, adjusted to reflect new efficiencies | 11.7918 | 2032 | 1 | SWHC046-03
COM-HVAC-FS-21-ZEAS.91 | Com ¦ Small Packaged Heat Pump (SEER 15) - Fuel Sub - ZEAS 2030 - Hot-Dry ¦ SDG&E ¦ Hot-Dry | Com ¦ Small Packaged Heat Pump (SEER 15) - Fuel Sub - ZEAS 2030 - Hot-Dry | SDG&E ¦ Hot-Dry | SDG&E | All | Electric & Gas | SEER15 Heat Pump, <65 kbtuh, NR | Efficient |  |  | 1 | Conventional | HVAC | Com - Other | Com | ROB Only | 1 | 1000 sqft2 of floor space | Cap-Tons | 15 | DEER:HVAC_Split-Package_HP | 4.1667 | 0 | -21.8 | SWHC046-03 | 1171.6667 | 2021 | 679.11 | 2021 | 0 | -50.67 | SWHC046-03 | Com Central HVAC (Small) - Fuel Sub - ZEAS 2030 - Hot-Dry ¦ SDG&E ¦ Hot-Dry | Com Central HVAC (Small) - Fuel Sub - ZEAS 2030 - Hot-Dry | 0.03826 | 0.814 | 0 | CBSA 2014, adjusted to reflect new efficiencies | 98.294 | 2032 | 1 | SWHC046-03
COM-HVAC-FS-21-ZEAS.92 | Com ¦ Small Packaged Heat Pump (SEER 15) - Fuel Sub - ZEAS 2030 - Hot-Dry ¦ SDG&E ¦ Hot-Dry | Com ¦ Small Packaged Heat Pump (SEER 15) - Fuel Sub - ZEAS 2030 - Hot-Dry | SDG&E ¦ Hot-Dry | SDG&E | All | Electric & Gas | SEER15 Heat Pump, <65 kbtuh, NR | Efficient |  |  | 1 | Conventional | HVAC | Com - Refrig. Warehouse | Com | ROB Only | 1 | 1000 sqft2 of floor space | Cap-Tons | 15 | DEER:HVAC_Split-Package_HP | 0 | 0 | 0 | SWHC046-03 | 0 | 2021 | 0 | 2021 | 0 | -50.67 | SWHC046-03 | Com Central HVAC (Small) - Fuel Sub - ZEAS 2030 - Hot-Dry ¦ SDG&E ¦ Hot-Dry | Com Central HVAC (Small) - Fuel Sub - ZEAS 2030 - Hot-Dry | 0 | 0.814 | 0 | CBSA 2014, adjusted to reflect new efficiencies | 0 | 2032 | 1 | SWHC046-03
COM-HVAC-FS-21-ZEAS.93 | Com ¦ Small Packaged Heat Pump (SEER 15) - Fuel Sub - ZEAS 2030 - Hot-Dry ¦ SDG&E ¦ Hot-Dry | Com ¦ Small Packaged Heat Pump (SEER 15) - Fuel Sub - ZEAS 2030 - Hot-Dry | SDG&E ¦ Hot-Dry | SDG&E | All | Electric & Gas | SEER15 Heat Pump, <65 kbtuh, NR | Efficient |  |  | 1 | Conventional | HVAC | Com - Restaurant | Com | ROB Only | 1 | 1000 sqft2 of floor space | Cap-Tons | 15 | DEER:HVAC_Split-Package_HP | -60.7898 | 0 | -8.0956 | SWHC046-03 | 1171.6667 | 2021 | 679.11 | 2021 | 0 | -50.67 | SWHC046-03 | Com Central HVAC (Small) - Fuel Sub - ZEAS 2030 - Hot-Dry ¦ SDG&E ¦ Hot-Dry | Com Central HVAC (Small) - Fuel Sub - ZEAS 2030 - Hot-Dry | 0.041427 | 0.814 | 0 | CBSA 2014, adjusted to reflect new efficiencies | 7.162 | 2032 | 1 | SWHC046-03
COM-HVAC-FS-21-ZEAS.94 | Com ¦ Small Packaged Heat Pump (SEER 15) - Fuel Sub - ZEAS 2030 - Hot-Dry ¦ SDG&E ¦ Hot-Dry | Com ¦ Small Packaged Heat Pump (SEER 15) - Fuel Sub - ZEAS 2030 - Hot-Dry | SDG&E ¦ Hot-Dry | SDG&E | All | Electric & Gas | SEER15 Heat Pump, <65 kbtuh, NR | Efficient |  |  | 1 | Conventional | HVAC | Com - Retail | Com | ROB Only | 1 | 1000 sqft2 of floor space | Cap-Tons | 15 | DEER:HVAC_Split-Package_HP | -76.322 | 0 | -9.8184 | SWHC046-03 | 1171.6667 | 2021 | 679.11 | 2021 | 0 | -50.67 | SWHC046-03 | Com Central HVAC (Small) - Fuel Sub - ZEAS 2030 - Hot-Dry ¦ SDG&E ¦ Hot-Dry | Com Central HVAC (Small) - Fuel Sub - ZEAS 2030 - Hot-Dry | 0.016794 | 0.814 | 0 | CBSA 2014, adjusted to reflect new efficiencies | 75.3269 | 2032 | 1 | SWHC046-03
COM-HVAC-FS-21-ZEAS.95 | Com ¦ Small Packaged Heat Pump (SEER 15) - Fuel Sub - ZEAS 2030 - Hot-Dry ¦ SDG&E ¦ Hot-Dry | Com ¦ Small Packaged Heat Pump (SEER 15) - Fuel Sub - ZEAS 2030 - Hot-Dry | SDG&E ¦ Hot-Dry | SDG&E | All | Electric & Gas | SEER15 Heat Pump, <65 kbtuh, NR | Efficient |  |  | 1 | Conventional | HVAC | Com - School | Com | ROB Only | 1 | 1000 sqft2 of floor space | Cap-Tons | 15 | DEER:HVAC_Split-Package_HP | -3.4999 | 0 | -10.9429 | SWHC046-03 | 1171.6667 | 2021 | 679.11 | 2021 | 0 | -50.67 | SWHC046-03 | Com Central HVAC (Small) - Fuel Sub - ZEAS 2030 - Hot-Dry ¦ SDG&E ¦ Hot-Dry | Com Central HVAC (Small) - Fuel Sub - ZEAS 2030 - Hot-Dry | 0.028241 | 0.814 | 0 | CBSA 2014, adjusted to reflect new efficiencies | 25.5778 | 2032 | 1 | SWHC046-03
COM-HVAC-FS-21-ZEAS.96 | Com ¦ Small Packaged Heat Pump (SEER 15) - Fuel Sub - ZEAS 2030 - Hot-Dry ¦ SDG&E ¦ Hot-Dry | Com ¦ Small Packaged Heat Pump (SEER 15) - Fuel Sub - ZEAS 2030 - Hot-Dry | SDG&E ¦ Hot-Dry | SDG&E | All | Electric & Gas | SEER15 Heat Pump, <65 kbtuh, NR | Efficient |  |  | 1 | Conventional | HVAC | Com - Warehouse | Com | ROB Only | 1 | 1000 sqft2 of floor space | Cap-Tons | 15 | DEER:HVAC_Split-Package_HP | 75.5333 | 0 | -31.9 | SWHC046-03 | 1171.6667 | 2021 | 679.11 | 2021 | 0 | -50.67 | SWHC046-03 | Com Central HVAC (Small) - Fuel Sub - ZEAS 2030 - Hot-Dry ¦ SDG&E ¦ Hot-Dry | Com Central HVAC (Small) - Fuel Sub - ZEAS 2030 - Hot-Dry | 0.0051502 | 0.814 | 0 | CBSA 2014, adjusted to reflect new efficiencies | 111.8345 | 2032 | 1 | SWHC046-03
COM-HVAC-FS-22-ZEAS.1 | Com ¦ Small Packaged Heat Pump (SEER 16) - Fuel Sub - ZEAS 2030 - Marine ¦ PG&E ¦ Marine | Com ¦ Small Packaged Heat Pump (SEER 16) - Fuel Sub - ZEAS 2030 - Marine | PG&E ¦ Marine | PG&E | All | Electric & Gas | SEER16 Heat Pump, <65 kbtuh, NR | Efficient |  |  | 1 | Conventional | HVAC | Com - College | Com | ROB Only | 1 | 1000 sqft2 of floor space | Cap-Tons | 15 | DEER:HVAC_Split-Package_HP | -24.7636 | 0 | -35.6808 | SWHC046-03 | 1402.6667 | 2021 | 679.11 | 2021 | 0 | -50.67 | SWHC046-03 | Com Central HVAC (Small) - Fuel Sub - ZEAS 2030 - Marine ¦ PG&E ¦ Marine | Com Central HVAC (Small) - Fuel Sub - ZEAS 2030 - Marine | 0.020331 | 0.814 | 0 | CBSA 2014, adjusted to reflect new efficiencies | 119.5682 | 2032 | 1 | SWHC046-03
COM-HVAC-FS-22-ZEAS.2 | Com ¦ Small Packaged Heat Pump (SEER 16) - Fuel Sub - ZEAS 2030 - Marine ¦ PG&E ¦ Marine | Com ¦ Small Packaged Heat Pump (SEER 16) - Fuel Sub - ZEAS 2030 - Marine | PG&E ¦ Marine | PG&E | All | Electric & Gas | SEER16 Heat Pump, <65 kbtuh, NR | Efficient |  |  | 1 | Conventional | HVAC | Com - Grocery | Com | ROB Only | 1 | 1000 sqft2 of floor space | Cap-Tons | 15 | DEER:HVAC_Split-Package_HP | 372 | 0 | -181 | SWHC046-03 | 1402.6667 | 2021 | 679.11 | 2021 | 0 | -50.67 | SWHC046-03 | Com Central HVAC (Small) - Fuel Sub - ZEAS 2030 - Marine ¦ PG&E ¦ Marine | Com Central HVAC (Small) - Fuel Sub - ZEAS 2030 - Marine | 0.033922 | 0.814 | 0 | CBSA 2014, adjusted to reflect new efficiencies | 404.098 | 2032 | 1 | SWHC046-03
COM-HVAC-FS-22-ZEAS.3 | Com ¦ Small Packaged Heat Pump (SEER 16) - Fuel Sub - ZEAS 2030 - Marine ¦ PG&E ¦ Marine | Com ¦ Small Packaged Heat Pump (SEER 16) - Fuel Sub - ZEAS 2030 - Marine | PG&E ¦ Marine | PG&E | All | Electric & Gas | SEER16 Heat Pump, <65 kbtuh, NR | Efficient |  |  | 1 | Conventional | HVAC | Com - Health | Com | ROB Only | 1 | 1000 sqft2 of floor space | Cap-Tons | 15 | DEER:HVAC_Split-Package_HP | -220.5876 | 0 | -51.2293 | SWHC046-03 | 1402.6667 | 2021 | 679.11 | 2021 | 0 | -50.67 | SWHC046-03 | Com Central HVAC (Small) - Fuel Sub - ZEAS 2030 - Marine ¦ PG&E ¦ Marine | Com Central HVAC (Small) - Fuel Sub - ZEAS 2030 - Marine | 0.030022 | 0.814 | 0 | CBSA 2014, adjusted to reflect new efficiencies | 159.1359 | 2032 | 1 | SWHC046-03
COM-HVAC-FS-22-ZEAS.4 | Com ¦ Small Packaged Heat Pump (SEER 16) - Fuel Sub - ZEAS 2030 - Marine ¦ PG&E ¦ Marine | Com ¦ Small Packaged Heat Pump (SEER 16) - Fuel Sub - ZEAS 2030 - Marine | PG&E ¦ Marine | PG&E | All | Electric & Gas | SEER16 Heat Pump, <65 kbtuh, NR | Efficient |  |  | 1 | Conventional | HVAC | Com - Lodging | Com | ROB Only | 1 | 1000 sqft2 of floor space | Cap-Tons | 15 | DEER:HVAC_Split-Package_HP | 122.5975 | 0 | -101.4521 | SWHC046-03 | 1402.6667 | 2021 | 679.11 | 2021 | 0 | -50.67 | SWHC046-03 | Com Central HVAC (Small) - Fuel Sub - ZEAS 2030 - Marine ¦ PG&E ¦ Marine | Com Central HVAC (Small) - Fuel Sub - ZEAS 2030 - Marine | 0.016003 | 0.814 | 0 | CBSA 2014, adjusted to reflect new efficiencies | 982.8481 | 2032 | 1 | SWHC046-03
COM-HVAC-FS-22-ZEAS.5 | Com ¦ Small Packaged Heat Pump (SEER 16) - Fuel Sub - ZEAS 2030 - Marine ¦ PG&E ¦ Marine | Com ¦ Small Packaged Heat Pump (SEER 16) - Fuel Sub - ZEAS 2030 - Marine | PG&E ¦ Marine | PG&E | All | Electric & Gas | SEER16 Heat Pump, <65 kbtuh, NR | Efficient |  |  | 1 | Conventional | HVAC | Com - Office (Large) | Com | ROB Only | 1 | 1000 sqft2 of floor space | Cap-Tons | 15 | DEER:HVAC_Split-Package_HP | -133 | 0 | -4.64 | SWHC046-03 | 1402.6667 | 2021 | 679.11 | 2021 | 0 | -50.67 | SWHC046-03 | Com Central HVAC (Small) - Fuel Sub - ZEAS 2030 - Marine ¦ PG&E ¦ Marine | Com Central HVAC (Small) - Fuel Sub - ZEAS 2030 - Marine | 0.021319 | 0.814 | 0 | CBSA 2014, adjusted to reflect new efficiencies | 34.0639 | 2032 | 1 | SWHC046-03
COM-HVAC-FS-22-ZEAS.6 | Com ¦ Small Packaged Heat Pump (SEER 16) - Fuel Sub - ZEAS 2030 - Marine ¦ PG&E ¦ Marine | Com ¦ Small Packaged Heat Pump (SEER 16) - Fuel Sub - ZEAS 2030 - Marine | PG&E ¦ Marine | PG&E | All | Electric & Gas | SEER16 Heat Pump, <65 kbtuh, NR | Efficient |  |  | 1 | Conventional | HVAC | Com - Office (Small) | Com | ROB Only | 1 | 1000 sqft2 of floor space | Cap-Tons | 15 | DEER:HVAC_Split-Package_HP | -65.7 | 0 | -17.4 | SWHC046-03 | 1402.6667 | 2021 | 679.11 | 2021 | 0 | -50.67 | SWHC046-03 | Com Central HVAC (Small) - Fuel Sub - ZEAS 2030 - Marine ¦ PG&E ¦ Marine | Com Central HVAC (Small) - Fuel Sub - ZEAS 2030 - Marine | 0.024933 | 0.814 | 0 | CBSA 2014, adjusted to reflect new efficiencies | 37.4586 | 2032 | 1 | SWHC046-03
COM-HVAC-FS-22-ZEAS.7 | Com ¦ Small Packaged Heat Pump (SEER 16) - Fuel Sub - ZEAS 2030 - Marine ¦ PG&E ¦ Marine | Com ¦ Small Packaged Heat Pump (SEER 16) - Fuel Sub - ZEAS 2030 - Marine | PG&E ¦ Marine | PG&E | All | Electric & Gas | SEER16 Heat Pump, <65 kbtuh, NR | Efficient |  |  | 1 | Conventional | HVAC | Com - Other | Com | ROB Only | 1 | 1000 sqft2 of floor space | Cap-Tons | 15 | DEER:HVAC_Split-Package_HP | 86.1 | 0 | -66.4 | SWHC046-03 | 1402.6667 | 2021 | 679.11 | 2021 | 0 | -50.67 | SWHC046-03 | Com Central HVAC (Small) - Fuel Sub - ZEAS 2030 - Marine ¦ PG&E ¦ Marine | Com Central HVAC (Small) - Fuel Sub - ZEAS 2030 - Marine | 0.0353 | 0.814 | 0 | CBSA 2014, adjusted to reflect new efficiencies | 291.2849 | 2032 | 1 | SWHC046-03
COM-HVAC-FS-22-ZEAS.8 | Com ¦ Small Packaged Heat Pump (SEER 16) - Fuel Sub - ZEAS 2030 - Marine ¦ PG&E ¦ Marine | Com ¦ Small Packaged Heat Pump (SEER 16) - Fuel Sub - ZEAS 2030 - Marine | PG&E ¦ Marine | PG&E | All | Electric & Gas | SEER16 Heat Pump, <65 kbtuh, NR | Efficient |  |  | 1 | Conventional | HVAC | Com - Refrig. Warehouse | Com | ROB Only | 1 | 1000 sqft2 of floor space | Cap-Tons | 15 | DEER:HVAC_Split-Package_HP | 0 | 0 | 0 | SWHC046-03 | 0 | 2021 | 0 | 2021 | 0 | -50.67 | SWHC046-03 | Com Central HVAC (Small) - Fuel Sub - ZEAS 2030 - Marine ¦ PG&E ¦ Marine | Com Central HVAC (Small) - Fuel Sub - ZEAS 2030 - Marine | 0 | 0.814 | 0 | CBSA 2014, adjusted to reflect new efficiencies | 0 | 2032 | 1 | SWHC046-03
COM-HVAC-FS-22-ZEAS.9 | Com ¦ Small Packaged Heat Pump (SEER 16) - Fuel Sub - ZEAS 2030 - Marine ¦ PG&E ¦ Marine | Com ¦ Small Packaged Heat Pump (SEER 16) - Fuel Sub - ZEAS 2030 - Marine | PG&E ¦ Marine | PG&E | All | Electric & Gas | SEER16 Heat Pump, <65 kbtuh, NR | Efficient |  |  | 1 | Conventional | HVAC | Com - Restaurant | Com | ROB Only | 1 | 1000 sqft2 of floor space | Cap-Tons | 15 | DEER:HVAC_Split-Package_HP | -46.52 | 0 | -40.0519 | SWHC046-03 | 1402.6667 | 2021 | 679.11 | 2021 | 0 | -50.67 | SWHC046-03 | Com Central HVAC (Small) - Fuel Sub - ZEAS 2030 - Marine ¦ PG&E ¦ Marine | Com Central HVAC (Small) - Fuel Sub - ZEAS 2030 - Marine | 0.036027 | 0.814 | 0 | CBSA 2014, adjusted to reflect new efficiencies | 30.9152 | 2032 | 1 | SWHC046-03
COM-HVAC-FS-22-ZEAS.10 | Com ¦ Small Packaged Heat Pump (SEER 16) - Fuel Sub - ZEAS 2030 - Marine ¦ PG&E ¦ Marine | Com ¦ Small Packaged Heat Pump (SEER 16) - Fuel Sub - ZEAS 2030 - Marine | PG&E ¦ Marine | PG&E | All | Electric & Gas | SEER16 Heat Pump, <65 kbtuh, NR | Efficient |  |  | 1 | Conventional | HVAC | Com - Retail | Com | ROB Only | 1 | 1000 sqft2 of floor space | Cap-Tons | 15 | DEER:HVAC_Split-Package_HP | -66.393 | 0 | -34.4464 | SWHC046-03 | 1402.6667 | 2021 | 679.11 | 2021 | 0 | -50.67 | SWHC046-03 | Com Central HVAC (Small) - Fuel Sub - ZEAS 2030 - Marine ¦ PG&E ¦ Marine | Com Central HVAC (Small) - Fuel Sub - ZEAS 2030 - Marine | 0.015015 | 0.814 | 0 | CBSA 2014, adjusted to reflect new efficiencies | 193.5287 | 2032 | 1 | SWHC046-03
COM-HVAC-FS-22-ZEAS.11 | Com ¦ Small Packaged Heat Pump (SEER 16) - Fuel Sub - ZEAS 2030 - Marine ¦ PG&E ¦ Marine | Com ¦ Small Packaged Heat Pump (SEER 16) - Fuel Sub - ZEAS 2030 - Marine | PG&E ¦ Marine | PG&E | All | Electric & Gas | SEER16 Heat Pump, <65 kbtuh, NR | Efficient |  |  | 1 | Conventional | HVAC | Com - School | Com | ROB Only | 1 | 1000 sqft2 of floor space | Cap-Tons | 15 | DEER:HVAC_Split-Package_HP | 50.4134 | 0 | -34.7585 | SWHC046-03 | 1402.6667 | 2021 | 679.11 | 2021 | 0 | -50.67 | SWHC046-03 | Com Central HVAC (Small) - Fuel Sub - ZEAS 2030 - Marine ¦ PG&E ¦ Marine | Com Central HVAC (Small) - Fuel Sub - ZEAS 2030 - Marine | 0.0228 | 0.814 | 0 | CBSA 2014, adjusted to reflect new efficiencies | 71.1139 | 2032 | 1 | SWHC046-03
COM-HVAC-FS-22-ZEAS.12 | Com ¦ Small Packaged Heat Pump (SEER 16) - Fuel Sub - ZEAS 2030 - Marine ¦ PG&E ¦ Marine | Com ¦ Small Packaged Heat Pump (SEER 16) - Fuel Sub - ZEAS 2030 - Marine | PG&E ¦ Marine | PG&E | All | Electric & Gas | SEER16 Heat Pump, <65 kbtuh, NR | Efficient |  |  | 1 | Conventional | HVAC | Com - Warehouse | Com | ROB Only | 1 | 1000 sqft2 of floor space | Cap-Tons | 15 | DEER:HVAC_Split-Package_HP | 153 | 0 | -71.4 | SWHC046-03 | 1402.6667 | 2021 | 679.11 | 2021 | 0 | -50.67 | SWHC046-03 | Com Central HVAC (Small) - Fuel Sub - ZEAS 2030 - Marine ¦ PG&E ¦ Marine | Com Central HVAC (Small) - Fuel Sub - ZEAS 2030 - Marine | 0.0046728 | 0.814 | 0 | CBSA 2014, adjusted to reflect new efficiencies | 255.1271 | 2032 | 1 | SWHC046-03
COM-HVAC-FS-22-ZEAS.13 | Com ¦ Small Packaged Heat Pump (SEER 16) - Fuel Sub - ZEAS 2030 - Hot-Dry ¦ PG&E ¦ Hot-Dry | Com ¦ Small Packaged Heat Pump (SEER 16) - Fuel Sub - ZEAS 2030 - Hot-Dry | PG&E ¦ Hot-Dry | PG&E | All | Electric & Gas | SEER16 Heat Pump, <65 kbtuh, NR | Efficient |  |  | 1 | Conventional | HVAC | Com - College | Com | ROB Only | 1 | 1000 sqft2 of floor space | Cap-Tons | 15 | DEER:HVAC_Split-Package_HP | -64.3314 | 0 | -36.4895 | SWHC046-03 | 1402.6667 | 2021 | 679.11 | 2021 | 0 | -50.67 | SWHC046-03 | Com Central HVAC (Small) - Fuel Sub - ZEAS 2030 - Hot-Dry ¦ PG&E ¦ Hot-Dry | Com Central HVAC (Small) - Fuel Sub - ZEAS 2030 - Hot-Dry | 0.020331 | 0.814 | 0 | CBSA 2014, adjusted to reflect new efficiencies | 125.2231 | 2032 | 1 | SWHC046-03
COM-HVAC-FS-22-ZEAS.14 | Com ¦ Small Packaged Heat Pump (SEER 16) - Fuel Sub - ZEAS 2030 - Hot-Dry ¦ PG&E ¦ Hot-Dry | Com ¦ Small Packaged Heat Pump (SEER 16) - Fuel Sub - ZEAS 2030 - Hot-Dry | PG&E ¦ Hot-Dry | PG&E | All | Electric & Gas | SEER16 Heat Pump, <65 kbtuh, NR | Efficient |  |  | 1 | Conventional | HVAC | Com - Grocery | Com | ROB Only | 1 | 1000 sqft2 of floor space | Cap-Tons | 15 | DEER:HVAC_Split-Package_HP | 43 | 0 | -107 | SWHC046-03 | 1402.6667 | 2021 | 679.11 | 2021 | 0 | -50.67 | SWHC046-03 | Com Central HVAC (Small) - Fuel Sub - ZEAS 2030 - Hot-Dry ¦ PG&E ¦ Hot-Dry | Com Central HVAC (Small) - Fuel Sub - ZEAS 2030 - Hot-Dry | 0.033922 | 0.814 | 0 | CBSA 2014, adjusted to reflect new efficiencies | 248.8377 | 2032 | 1 | SWHC046-03
COM-HVAC-FS-22-ZEAS.15 | Com ¦ Small Packaged Heat Pump (SEER 16) - Fuel Sub - ZEAS 2030 - Hot-Dry ¦ PG&E ¦ Hot-Dry | Com ¦ Small Packaged Heat Pump (SEER 16) - Fuel Sub - ZEAS 2030 - Hot-Dry | PG&E ¦ Hot-Dry | PG&E | All | Electric & Gas | SEER16 Heat Pump, <65 kbtuh, NR | Efficient |  |  | 1 | Conventional | HVAC | Com - Health | Com | ROB Only | 1 | 1000 sqft2 of floor space | Cap-Tons | 15 | DEER:HVAC_Split-Package_HP | -229.6882 | 0 | -56.9423 | SWHC046-03 | 1402.6667 | 2021 | 679.11 | 2021 | 0 | -50.67 | SWHC046-03 | Com Central HVAC (Small) - Fuel Sub - ZEAS 2030 - Hot-Dry ¦ PG&E ¦ Hot-Dry | Com Central HVAC (Small) - Fuel Sub - ZEAS 2030 - Hot-Dry | 0.030022 | 0.814 | 0 | CBSA 2014, adjusted to reflect new efficiencies | 175.8682 | 2032 | 1 | SWHC046-03
COM-HVAC-FS-22-ZEAS.16 | Com ¦ Small Packaged Heat Pump (SEER 16) - Fuel Sub - ZEAS 2030 - Hot-Dry ¦ PG&E ¦ Hot-Dry | Com ¦ Small Packaged Heat Pump (SEER 16) - Fuel Sub - ZEAS 2030 - Hot-Dry | PG&E ¦ Hot-Dry | PG&E | All | Electric & Gas | SEER16 Heat Pump, <65 kbtuh, NR | Efficient |  |  | 1 | Conventional | HVAC | Com - Lodging | Com | ROB Only | 1 | 1000 sqft2 of floor space | Cap-Tons | 15 | DEER:HVAC_Split-Package_HP | 40.6268 | 0 | -94.0446 | SWHC046-03 | 1402.6667 | 2021 | 679.11 | 2021 | 0 | -50.67 | SWHC046-03 | Com Central HVAC (Small) - Fuel Sub - ZEAS 2030 - Hot-Dry ¦ PG&E ¦ Hot-Dry | Com Central HVAC (Small) - Fuel Sub - ZEAS 2030 - Hot-Dry | 0.016003 | 0.814 | 0 | CBSA 2014, adjusted to reflect new efficiencies | 922.5995 | 2032 | 1 | SWHC046-03
COM-HVAC-FS-22-ZEAS.17 | Com ¦ Small Packaged Heat Pump (SEER 16) - Fuel Sub - ZEAS 2030 - Hot-Dry ¦ PG&E ¦ Hot-Dry | Com ¦ Small Packaged Heat Pump (SEER 16) - Fuel Sub - ZEAS 2030 - Hot-Dry | PG&E ¦ Hot-Dry | PG&E | All | Electric & Gas | SEER16 Heat Pump, <65 kbtuh, NR | Efficient |  |  | 1 | Conventional | HVAC | Com - Office (Large) | Com | ROB Only | 1 | 1000 sqft2 of floor space | Cap-Tons | 15 | DEER:HVAC_Split-Package_HP | -173.5 | 0 | -6.14 | SWHC046-03 | 1402.6667 | 2021 | 679.11 | 2021 | 0 | -50.67 | SWHC046-03 | Com Central HVAC (Small) - Fuel Sub - ZEAS 2030 - Hot-Dry ¦ PG&E ¦ Hot-Dry | Com Central HVAC (Small) - Fuel Sub - ZEAS 2030 - Hot-Dry | 0.021319 | 0.814 | 0 | CBSA 2014, adjusted to reflect new efficiencies | 44.8277 | 2032 | 1 | SWHC046-03
COM-HVAC-FS-22-ZEAS.18 | Com ¦ Small Packaged Heat Pump (SEER 16) - Fuel Sub - ZEAS 2030 - Hot-Dry ¦ PG&E ¦ Hot-Dry | Com ¦ Small Packaged Heat Pump (SEER 16) - Fuel Sub - ZEAS 2030 - Hot-Dry | PG&E ¦ Hot-Dry | PG&E | All | Electric & Gas | SEER16 Heat Pump, <65 kbtuh, NR | Efficient |  |  | 1 | Conventional | HVAC | Com - Office (Small) | Com | ROB Only | 1 | 1000 sqft2 of floor space | Cap-Tons | 15 | DEER:HVAC_Split-Package_HP | -109 | 0 | -17.2 | SWHC046-03 | 1402.6667 | 2021 | 679.11 | 2021 | 0 | -50.67 | SWHC046-03 | Com Central HVAC (Small) - Fuel Sub - ZEAS 2030 - Hot-Dry ¦ PG&E ¦ Hot-Dry | Com Central HVAC (Small) - Fuel Sub - ZEAS 2030 - Hot-Dry | 0.024933 | 0.814 | 0 | CBSA 2014, adjusted to reflect new efficiencies | 39.0479 | 2032 | 1 | SWHC046-03
COM-HVAC-FS-22-ZEAS.19 | Com ¦ Small Packaged Heat Pump (SEER 16) - Fuel Sub - ZEAS 2030 - Hot-Dry ¦ PG&E ¦ Hot-Dry | Com ¦ Small Packaged Heat Pump (SEER 16) - Fuel Sub - ZEAS 2030 - Hot-Dry | PG&E ¦ Hot-Dry | PG&E | All | Electric & Gas | SEER16 Heat Pump, <65 kbtuh, NR | Efficient |  |  | 1 | Conventional | HVAC | Com - Other | Com | ROB Only | 1 | 1000 sqft2 of floor space | Cap-Tons | 15 | DEER:HVAC_Split-Package_HP | 16.85 | 0 | -65.5 | SWHC046-03 | 1402.6667 | 2021 | 679.11 | 2021 | 0 | -50.67 | SWHC046-03 | Com Central HVAC (Small) - Fuel Sub - ZEAS 2030 - Hot-Dry ¦ PG&E ¦ Hot-Dry | Com Central HVAC (Small) - Fuel Sub - ZEAS 2030 - Hot-Dry | 0.0353 | 0.814 | 0 | CBSA 2014, adjusted to reflect new efficiencies | 294.8548 | 2032 | 1 | SWHC046-03
COM-HVAC-FS-22-ZEAS.20 | Com ¦ Small Packaged Heat Pump (SEER 16) - Fuel Sub - ZEAS 2030 - Hot-Dry ¦ PG&E ¦ Hot-Dry | Com ¦ Small Packaged Heat Pump (SEER 16) - Fuel Sub - ZEAS 2030 - Hot-Dry | PG&E ¦ Hot-Dry | PG&E | All | Electric & Gas | SEER16 Heat Pump, <65 kbtuh, NR | Efficient |  |  | 1 | Conventional | HVAC | Com - Refrig. Warehouse | Com | ROB Only | 1 | 1000 sqft2 of floor space | Cap-Tons | 15 | DEER:HVAC_Split-Package_HP | 0 | 0 | 0 | SWHC046-03 | 0 | 2021 | 0 | 2021 | 0 | -50.67 | SWHC046-03 | Com Central HVAC (Small) - Fuel Sub - ZEAS 2030 - Hot-Dry ¦ PG&E ¦ Hot-Dry | Com Central HVAC (Small) - Fuel Sub - ZEAS 2030 - Hot-Dry | 0 | 0.814 | 0 | CBSA 2014, adjusted to reflect new efficiencies | 0 | 2032 | 1 | SWHC046-03
COM-HVAC-FS-22-ZEAS.21 | Com ¦ Small Packaged Heat Pump (SEER 16) - Fuel Sub - ZEAS 2030 - Hot-Dry ¦ PG&E ¦ Hot-Dry | Com ¦ Small Packaged Heat Pump (SEER 16) - Fuel Sub - ZEAS 2030 - Hot-Dry | PG&E ¦ Hot-Dry | PG&E | All | Electric & Gas | SEER16 Heat Pump, <65 kbtuh, NR | Efficient |  |  | 1 | Conventional | HVAC | Com - Restaurant | Com | ROB Only | 1 | 1000 sqft2 of floor space | Cap-Tons | 15 | DEER:HVAC_Split-Package_HP | -116.6814 | 0 | -43.4766 | SWHC046-03 | 1402.6667 | 2021 | 679.11 | 2021 | 0 | -50.67 | SWHC046-03 | Com Central HVAC (Small) - Fuel Sub - ZEAS 2030 - Hot-Dry ¦ PG&E ¦ Hot-Dry | Com Central HVAC (Small) - Fuel Sub - ZEAS 2030 - Hot-Dry | 0.036027 | 0.814 | 0 | CBSA 2014, adjusted to reflect new efficiencies | 34.7348 | 2032 | 1 | SWHC046-03
COM-HVAC-FS-22-ZEAS.22 | Com ¦ Small Packaged Heat Pump (SEER 16) - Fuel Sub - ZEAS 2030 - Hot-Dry ¦ PG&E ¦ Hot-Dry | Com ¦ Small Packaged Heat Pump (SEER 16) - Fuel Sub - ZEAS 2030 - Hot-Dry | PG&E ¦ Hot-Dry | PG&E | All | Electric & Gas | SEER16 Heat Pump, <65 kbtuh, NR | Efficient |  |  | 1 | Conventional | HVAC | Com - Retail | Com | ROB Only | 1 | 1000 sqft2 of floor space | Cap-Tons | 15 | DEER:HVAC_Split-Package_HP | -180.5857 | 0 | -30.8133 | SWHC046-03 | 1402.6667 | 2021 | 679.11 | 2021 | 0 | -50.67 | SWHC046-03 | Com Central HVAC (Small) - Fuel Sub - ZEAS 2030 - Hot-Dry ¦ PG&E ¦ Hot-Dry | Com Central HVAC (Small) - Fuel Sub - ZEAS 2030 - Hot-Dry | 0.015015 | 0.814 | 0 | CBSA 2014, adjusted to reflect new efficiencies | 215.6948 | 2032 | 1 | SWHC046-03
COM-HVAC-FS-22-ZEAS.23 | Com ¦ Small Packaged Heat Pump (SEER 16) - Fuel Sub - ZEAS 2030 - Hot-Dry ¦ PG&E ¦ Hot-Dry | Com ¦ Small Packaged Heat Pump (SEER 16) - Fuel Sub - ZEAS 2030 - Hot-Dry | PG&E ¦ Hot-Dry | PG&E | All | Electric & Gas | SEER16 Heat Pump, <65 kbtuh, NR | Efficient |  |  | 1 | Conventional | HVAC | Com - School | Com | ROB Only | 1 | 1000 sqft2 of floor space | Cap-Tons | 15 | DEER:HVAC_Split-Package_HP | 46.5238 | 0 | -36.8542 | SWHC046-03 | 1402.6667 | 2021 | 679.11 | 2021 | 0 | -50.67 | SWHC046-03 | Com Central HVAC (Small) - Fuel Sub - ZEAS 2030 - Hot-Dry ¦ PG&E ¦ Hot-Dry | Com Central HVAC (Small) - Fuel Sub - ZEAS 2030 - Hot-Dry | 0.0228 | 0.814 | 0 | CBSA 2014, adjusted to reflect new efficiencies | 76.5424 | 2032 | 1 | SWHC046-03
COM-HVAC-FS-22-ZEAS.24 | Com ¦ Small Packaged Heat Pump (SEER 16) - Fuel Sub - ZEAS 2030 - Hot-Dry ¦ PG&E ¦ Hot-Dry | Com ¦ Small Packaged Heat Pump (SEER 16) - Fuel Sub - ZEAS 2030 - Hot-Dry | PG&E ¦ Hot-Dry | PG&E | All | Electric & Gas | SEER16 Heat Pump, <65 kbtuh, NR | Efficient |  |  | 1 | Conventional | HVAC | Com - Warehouse | Com | ROB Only | 1 | 1000 sqft2 of floor space | Cap-Tons | 15 | DEER:HVAC_Split-Package_HP | 169 | 0 | -79.6 | SWHC046-03 | 1402.6667 | 2021 | 679.11 | 2021 | 0 | -50.67 | SWHC046-03 | Com Central HVAC (Small) - Fuel Sub - ZEAS 2030 - Hot-Dry ¦ PG&E ¦ Hot-Dry | Com Central HVAC (Small) - Fuel Sub - ZEAS 2030 - Hot-Dry | 0.0046728 | 0.814 | 0 | CBSA 2014, adjusted to reflect new efficiencies | 284.8984 | 2032 | 1 | SWHC046-03
COM-HVAC-FS-22-ZEAS.25 | Com ¦ Small Packaged Heat Pump (SEER 16) - Fuel Sub - ZEAS 2030 - Cold ¦ PG&E ¦ Cold | Com ¦ Small Packaged Heat Pump (SEER 16) - Fuel Sub - ZEAS 2030 - Cold | PG&E ¦ Cold | PG&E | All | Electric & Gas | SEER16 Heat Pump, <65 kbtuh, NR | Efficient |  |  | 1 | Conventional | HVAC | Com - College | Com | ROB Only | 1 | 1000 sqft2 of floor space | Cap-Tons | 15 | DEER:HVAC_Split-Package_HP | 380.604 | 0 | -92.6695 | SWHC046-03 | 1402.6667 | 2021 | 679.11 | 2021 | 0 | -50.67 | SWHC046-03 | Com Central HVAC (Small) - Fuel Sub - ZEAS 2030 - Cold ¦ PG&E ¦ Cold | Com Central HVAC (Small) - Fuel Sub - ZEAS 2030 - Cold | 0.020331 | 0.814 | 0 | CBSA 2014, adjusted to reflect new efficiencies | 276.9496 | 2032 | 1 | SWHC046-03
COM-HVAC-FS-22-ZEAS.26 | Com ¦ Small Packaged Heat Pump (SEER 16) - Fuel Sub - ZEAS 2030 - Cold ¦ PG&E ¦ Cold | Com ¦ Small Packaged Heat Pump (SEER 16) - Fuel Sub - ZEAS 2030 - Cold | PG&E ¦ Cold | PG&E | All | Electric & Gas | SEER16 Heat Pump, <65 kbtuh, NR | Efficient |  |  | 1 | Conventional | HVAC | Com - Grocery | Com | ROB Only | 1 | 1000 sqft2 of floor space | Cap-Tons | 15 | DEER:HVAC_Split-Package_HP | 1495 | 0 | -331.5 | SWHC046-03 | 1402.6667 | 2021 | 679.11 | 2021 | 0 | -50.67 | SWHC046-03 | Com Central HVAC (Small) - Fuel Sub - ZEAS 2030 - Cold ¦ PG&E ¦ Cold | Com Central HVAC (Small) - Fuel Sub - ZEAS 2030 - Cold | 0.033922 | 0.814 | 0 | CBSA 2014, adjusted to reflect new efficiencies | 694.3333 | 2032 | 1 | SWHC046-03
COM-HVAC-FS-22-ZEAS.27 | Com ¦ Small Packaged Heat Pump (SEER 16) - Fuel Sub - ZEAS 2030 - Cold ¦ PG&E ¦ Cold | Com ¦ Small Packaged Heat Pump (SEER 16) - Fuel Sub - ZEAS 2030 - Cold | PG&E ¦ Cold | PG&E | All | Electric & Gas | SEER16 Heat Pump, <65 kbtuh, NR | Efficient |  |  | 1 | Conventional | HVAC | Com - Health | Com | ROB Only | 1 | 1000 sqft2 of floor space | Cap-Tons | 15 | DEER:HVAC_Split-Package_HP | 263.84 | 0 | -128.9495 | SWHC046-03 | 1402.6667 | 2021 | 679.11 | 2021 | 0 | -50.67 | SWHC046-03 | Com Central HVAC (Small) - Fuel Sub - ZEAS 2030 - Cold ¦ PG&E ¦ Cold | Com Central HVAC (Small) - Fuel Sub - ZEAS 2030 - Cold | 0.030022 | 0.814 | 0 | CBSA 2014, adjusted to reflect new efficiencies | 346.9634 | 2032 | 1 | SWHC046-03
COM-HVAC-FS-22-ZEAS.28 | Com ¦ Small Packaged Heat Pump (SEER 16) - Fuel Sub - ZEAS 2030 - Cold ¦ PG&E ¦ Cold | Com ¦ Small Packaged Heat Pump (SEER 16) - Fuel Sub - ZEAS 2030 - Cold | PG&E ¦ Cold | PG&E | All | Electric & Gas | SEER16 Heat Pump, <65 kbtuh, NR | Efficient |  |  | 1 | Conventional | HVAC | Com - Lodging | Com | ROB Only | 1 | 1000 sqft2 of floor space | Cap-Tons | 15 | DEER:HVAC_Split-Package_HP | 1010.469 | 0 | -210.3596 | SWHC046-03 | 1402.6667 | 2021 | 679.11 | 2021 | 0 | -50.67 | SWHC046-03 | Com Central HVAC (Small) - Fuel Sub - ZEAS 2030 - Cold ¦ PG&E ¦ Cold | Com Central HVAC (Small) - Fuel Sub - ZEAS 2030 - Cold | 0.016003 | 0.814 | 0 | CBSA 2014, adjusted to reflect new efficiencies | 1918.6728 | 2032 | 1 | SWHC046-03
COM-HVAC-FS-22-ZEAS.29 | Com ¦ Small Packaged Heat Pump (SEER 16) - Fuel Sub - ZEAS 2030 - Cold ¦ PG&E ¦ Cold | Com ¦ Small Packaged Heat Pump (SEER 16) - Fuel Sub - ZEAS 2030 - Cold | PG&E ¦ Cold | PG&E | All | Electric & Gas | SEER16 Heat Pump, <65 kbtuh, NR | Efficient |  |  | 1 | Conventional | HVAC | Com - Office (Large) | Com | ROB Only | 1 | 1000 sqft2 of floor space | Cap-Tons | 15 | DEER:HVAC_Split-Package_HP | -30.15 | 0 | -24.4 | SWHC046-03 | 1402.6667 | 2021 | 679.11 | 2021 | 0 | -50.67 | SWHC046-03 | Com Central HVAC (Small) - Fuel Sub - ZEAS 2030 - Cold ¦ PG&E ¦ Cold | Com Central HVAC (Small) - Fuel Sub - ZEAS 2030 - Cold | 0.021319 | 0.814 | 0 | CBSA 2014, adjusted to reflect new efficiencies | 112.5714 | 2032 | 1 | SWHC046-03
COM-HVAC-FS-22-ZEAS.30 | Com ¦ Small Packaged Heat Pump (SEER 16) - Fuel Sub - ZEAS 2030 - Cold ¦ PG&E ¦ Cold | Com ¦ Small Packaged Heat Pump (SEER 16) - Fuel Sub - ZEAS 2030 - Cold | PG&E ¦ Cold | PG&E | All | Electric & Gas | SEER16 Heat Pump, <65 kbtuh, NR | Efficient |  |  | 1 | Conventional | HVAC | Com - Office (Small) | Com | ROB Only | 1 | 1000 sqft2 of floor space | Cap-Tons | 15 | DEER:HVAC_Split-Package_HP | 165.5 | 0 | -49.4 | SWHC046-03 | 1402.6667 | 2021 | 679.11 | 2021 | 0 | -50.67 | SWHC046-03 | Com Central HVAC (Small) - Fuel Sub - ZEAS 2030 - Cold ¦ PG&E ¦ Cold | Com Central HVAC (Small) - Fuel Sub - ZEAS 2030 - Cold | 0.024933 | 0.814 | 0 | CBSA 2014, adjusted to reflect new efficiencies | 90.2081 | 2032 | 1 | SWHC046-03
COM-HVAC-FS-22-ZEAS.31 | Com ¦ Small Packaged Heat Pump (SEER 16) - Fuel Sub - ZEAS 2030 - Cold ¦ PG&E ¦ Cold | Com ¦ Small Packaged Heat Pump (SEER 16) - Fuel Sub - ZEAS 2030 - Cold | PG&E ¦ Cold | PG&E | All | Electric & Gas | SEER16 Heat Pump, <65 kbtuh, NR | Efficient |  |  | 1 | Conventional | HVAC | Com - Other | Com | ROB Only | 1 | 1000 sqft2 of floor space | Cap-Tons | 15 | DEER:HVAC_Split-Package_HP | 783 | 0 | -172 | SWHC046-03 | 1402.6667 | 2021 | 679.11 | 2021 | 0 | -50.67 | SWHC046-03 | Com Central HVAC (Small) - Fuel Sub - ZEAS 2030 - Cold ¦ PG&E ¦ Cold | Com Central HVAC (Small) - Fuel Sub - ZEAS 2030 - Cold | 0.0353 | 0.814 | 0 | CBSA 2014, adjusted to reflect new efficiencies | 692.6988 | 2032 | 1 | SWHC046-03
COM-HVAC-FS-22-ZEAS.32 | Com ¦ Small Packaged Heat Pump (SEER 16) - Fuel Sub - ZEAS 2030 - Cold ¦ PG&E ¦ Cold | Com ¦ Small Packaged Heat Pump (SEER 16) - Fuel Sub - ZEAS 2030 - Cold | PG&E ¦ Cold | PG&E | All | Electric & Gas | SEER16 Heat Pump, <65 kbtuh, NR | Efficient |  |  | 1 | Conventional | HVAC | Com - Refrig. Warehouse | Com | ROB Only | 1 | 1000 sqft2 of floor space | Cap-Tons | 15 | DEER:HVAC_Split-Package_HP | 0 | 0 | 0 | SWHC046-03 | 0 | 2021 | 0 | 2021 | 0 | -50.67 | SWHC046-03 | Com Central HVAC (Small) - Fuel Sub - ZEAS 2030 - Cold ¦ PG&E ¦ Cold | Com Central HVAC (Small) - Fuel Sub - ZEAS 2030 - Cold | 0 | 0.814 | 0 | CBSA 2014, adjusted to reflect new efficiencies | 0 | 2032 | 1 | SWHC046-03
COM-HVAC-FS-22-ZEAS.33 | Com ¦ Small Packaged Heat Pump (SEER 16) - Fuel Sub - ZEAS 2030 - Cold ¦ PG&E ¦ Cold | Com ¦ Small Packaged Heat Pump (SEER 16) - Fuel Sub - ZEAS 2030 - Cold | PG&E ¦ Cold | PG&E | All | Electric & Gas | SEER16 Heat Pump, <65 kbtuh, NR | Efficient |  |  | 1 | Conventional | HVAC | Com - Restaurant | Com | ROB Only | 1 | 1000 sqft2 of floor space | Cap-Tons | 15 | DEER:HVAC_Split-Package_HP | 484.6411 | 0 | -140.5022 | SWHC046-03 | 1402.6667 | 2021 | 679.11 | 2021 | 0 | -50.67 | SWHC046-03 | Com Central HVAC (Small) - Fuel Sub - ZEAS 2030 - Cold ¦ PG&E ¦ Cold | Com Central HVAC (Small) - Fuel Sub - ZEAS 2030 - Cold | 0.036027 | 0.814 | 0 | CBSA 2014, adjusted to reflect new efficiencies | 96.9379 | 2032 | 1 | SWHC046-03
COM-HVAC-FS-22-ZEAS.34 | Com ¦ Small Packaged Heat Pump (SEER 16) - Fuel Sub - ZEAS 2030 - Cold ¦ PG&E ¦ Cold | Com ¦ Small Packaged Heat Pump (SEER 16) - Fuel Sub - ZEAS 2030 - Cold | PG&E ¦ Cold | PG&E | All | Electric & Gas | SEER16 Heat Pump, <65 kbtuh, NR | Efficient |  |  | 1 | Conventional | HVAC | Com - Retail | Com | ROB Only | 1 | 1000 sqft2 of floor space | Cap-Tons | 15 | DEER:HVAC_Split-Package_HP | 410.9137 | 0 | -114.1883 | SWHC046-03 | 1402.6667 | 2021 | 679.11 | 2021 | 0 | -50.67 | SWHC046-03 | Com Central HVAC (Small) - Fuel Sub - ZEAS 2030 - Cold ¦ PG&E ¦ Cold | Com Central HVAC (Small) - Fuel Sub - ZEAS 2030 - Cold | 0.015015 | 0.814 | 0 | CBSA 2014, adjusted to reflect new efficiencies | 419.8565 | 2032 | 1 | SWHC046-03
COM-HVAC-FS-22-ZEAS.35 | Com ¦ Small Packaged Heat Pump (SEER 16) - Fuel Sub - ZEAS 2030 - Cold ¦ PG&E ¦ Cold | Com ¦ Small Packaged Heat Pump (SEER 16) - Fuel Sub - ZEAS 2030 - Cold | PG&E ¦ Cold | PG&E | All | Electric & Gas | SEER16 Heat Pump, <65 kbtuh, NR | Efficient |  |  | 1 | Conventional | HVAC | Com - School | Com | ROB Only | 1 | 1000 sqft2 of floor space | Cap-Tons | 15 | DEER:HVAC_Split-Package_HP | 494.5432 | 0 | -96.149 | SWHC046-03 | 1402.6667 | 2021 | 679.11 | 2021 | 0 | -50.67 | SWHC046-03 | Com Central HVAC (Small) - Fuel Sub - ZEAS 2030 - Cold ¦ PG&E ¦ Cold | Com Central HVAC (Small) - Fuel Sub - ZEAS 2030 - Cold | 0.0228 | 0.814 | 0 | CBSA 2014, adjusted to reflect new efficiencies | 138.251 | 2032 | 1 | SWHC046-03
COM-HVAC-FS-22-ZEAS.36 | Com ¦ Small Packaged Heat Pump (SEER 16) - Fuel Sub - ZEAS 2030 - Cold ¦ PG&E ¦ Cold | Com ¦ Small Packaged Heat Pump (SEER 16) - Fuel Sub - ZEAS 2030 - Cold | PG&E ¦ Cold | PG&E | All | Electric & Gas | SEER16 Heat Pump, <65 kbtuh, NR | Efficient |  |  | 1 | Conventional | HVAC | Com - Warehouse | Com | ROB Only | 1 | 1000 sqft2 of floor space | Cap-Tons | 15 | DEER:HVAC_Split-Package_HP | 827 | 0 | -152 | SWHC046-03 | 1402.6667 | 2021 | 679.11 | 2021 | 0 | -50.67 | SWHC046-03 | Com Central HVAC (Small) - Fuel Sub - ZEAS 2030 - Cold ¦ PG&E ¦ Cold | Com Central HVAC (Small) - Fuel Sub - ZEAS 2030 - Cold | 0.0046728 | 0.814 | 0 | CBSA 2014, adjusted to reflect new efficiencies | 392.8804 | 2032 | 1 | SWHC046-03
COM-HVAC-FS-22-ZEAS.37 | Com ¦ Small Packaged Heat Pump (SEER 16) - Fuel Sub - ZEAS 2030 - Marine ¦ SCG ¦ Marine | Com ¦ Small Packaged Heat Pump (SEER 16) - Fuel Sub - ZEAS 2030 - Marine | SCG ¦ Marine | SCG | All | Electric & Gas | SEER16 Heat Pump, <65 kbtuh, NR | Efficient |  |  | 1 | Conventional | HVAC | Com - College | Com | ROB Only | 1 | 1000 sqft2 of floor space | Cap-Tons | 15 | DEER:HVAC_Split-Package_HP | -162.6608 | 0 | -12.4101 | SWHC046-03 | 1402.6667 | 2021 | 679.11 | 2021 | 0 | -50.67 | SWHC046-03 | Com Central HVAC (Small) - Fuel Sub - ZEAS 2030 - Marine ¦ SCG ¦ Marine | Com Central HVAC (Small) - Fuel Sub - ZEAS 2030 - Marine | 0.022689 | 0.814 | 0 | CBSA 2014, adjusted to reflect new efficiencies | 53.217 | 2032 | 1 | SWHC046-03
COM-HVAC-FS-22-ZEAS.38 | Com ¦ Small Packaged Heat Pump (SEER 16) - Fuel Sub - ZEAS 2030 - Marine ¦ SCG ¦ Marine | Com ¦ Small Packaged Heat Pump (SEER 16) - Fuel Sub - ZEAS 2030 - Marine | SCG ¦ Marine | SCG | All | Electric & Gas | SEER16 Heat Pump, <65 kbtuh, NR | Efficient |  |  | 1 | Conventional | HVAC | Com - Grocery | Com | ROB Only | 1 | 1000 sqft2 of floor space | Cap-Tons | 15 | DEER:HVAC_Split-Package_HP | -124.5 | 0 | -80.6 | SWHC046-03 | 1402.6667 | 2021 | 679.11 | 2021 | 0 | -50.67 | SWHC046-03 | Com Central HVAC (Small) - Fuel Sub - ZEAS 2030 - Marine ¦ SCG ¦ Marine | Com Central HVAC (Small) - Fuel Sub - ZEAS 2030 - Marine | 0.040359 | 0.814 | 0 | CBSA 2014, adjusted to reflect new efficiencies | 196.2672 | 2032 | 1 | SWHC046-03
COM-HVAC-FS-22-ZEAS.39 | Com ¦ Small Packaged Heat Pump (SEER 16) - Fuel Sub - ZEAS 2030 - Marine ¦ SCG ¦ Marine | Com ¦ Small Packaged Heat Pump (SEER 16) - Fuel Sub - ZEAS 2030 - Marine | SCG ¦ Marine | SCG | All | Electric & Gas | SEER16 Heat Pump, <65 kbtuh, NR | Efficient |  |  | 1 | Conventional | HVAC | Com - Health | Com | ROB Only | 1 | 1000 sqft2 of floor space | Cap-Tons | 15 | DEER:HVAC_Split-Package_HP | -373.4684 | 0 | -22.4855 | SWHC046-03 | 1402.6667 | 2021 | 679.11 | 2021 | 0 | -50.67 | SWHC046-03 | Com Central HVAC (Small) - Fuel Sub - ZEAS 2030 - Marine ¦ SCG ¦ Marine | Com Central HVAC (Small) - Fuel Sub - ZEAS 2030 - Marine | 0.032178 | 0.814 | 0 | CBSA 2014, adjusted to reflect new efficiencies | 87.9507 | 2032 | 1 | SWHC046-03
COM-HVAC-FS-22-ZEAS.40 | Com ¦ Small Packaged Heat Pump (SEER 16) - Fuel Sub - ZEAS 2030 - Marine ¦ SCG ¦ Marine | Com ¦ Small Packaged Heat Pump (SEER 16) - Fuel Sub - ZEAS 2030 - Marine | SCG ¦ Marine | SCG | All | Electric & Gas | SEER16 Heat Pump, <65 kbtuh, NR | Efficient |  |  | 1 | Conventional | HVAC | Com - Lodging | Com | ROB Only | 1 | 1000 sqft2 of floor space | Cap-Tons | 15 | DEER:HVAC_Split-Package_HP | -186.8129 | 0 | -41.9025 | SWHC046-03 | 1402.6667 | 2021 | 679.11 | 2021 | 0 | -50.67 | SWHC046-03 | Com Central HVAC (Small) - Fuel Sub - ZEAS 2030 - Marine ¦ SCG ¦ Marine | Com Central HVAC (Small) - Fuel Sub - ZEAS 2030 - Marine | 0.018069 | 0.814 | 0 | CBSA 2014, adjusted to reflect new efficiencies | 443.3849 | 2032 | 1 | SWHC046-03
COM-HVAC-FS-22-ZEAS.41 | Com ¦ Small Packaged Heat Pump (SEER 16) - Fuel Sub - ZEAS 2030 - Marine ¦ SCG ¦ Marine | Com ¦ Small Packaged Heat Pump (SEER 16) - Fuel Sub - ZEAS 2030 - Marine | SCG ¦ Marine | SCG | All | Electric & Gas | SEER16 Heat Pump, <65 kbtuh, NR | Efficient |  |  | 1 | Conventional | HVAC | Com - Office (Large) | Com | ROB Only | 1 | 1000 sqft2 of floor space | Cap-Tons | 15 | DEER:HVAC_Split-Package_HP | -189.5 | 0 | -0.948 | SWHC046-03 | 1402.6667 | 2021 | 679.11 | 2021 | 0 | -50.67 | SWHC046-03 | Com Central HVAC (Small) - Fuel Sub - ZEAS 2030 - Marine ¦ SCG ¦ Marine | Com Central HVAC (Small) - Fuel Sub - ZEAS 2030 - Marine | 0.023953 | 0.814 | 0 | CBSA 2014, adjusted to reflect new efficiencies | 23.1032 | 2032 | 1 | SWHC046-03
COM-HVAC-FS-22-ZEAS.42 | Com ¦ Small Packaged Heat Pump (SEER 16) - Fuel Sub - ZEAS 2030 - Marine ¦ SCG ¦ Marine | Com ¦ Small Packaged Heat Pump (SEER 16) - Fuel Sub - ZEAS 2030 - Marine | SCG ¦ Marine | SCG | All | Electric & Gas | SEER16 Heat Pump, <65 kbtuh, NR | Efficient |  |  | 1 | Conventional | HVAC | Com - Office (Small) | Com | ROB Only | 1 | 1000 sqft2 of floor space | Cap-Tons | 15 | DEER:HVAC_Split-Package_HP | -165 | 0 | -5.55 | SWHC046-03 | 1402.6667 | 2021 | 679.11 | 2021 | 0 | -50.67 | SWHC046-03 | Com Central HVAC (Small) - Fuel Sub - ZEAS 2030 - Marine ¦ SCG ¦ Marine | Com Central HVAC (Small) - Fuel Sub - ZEAS 2030 - Marine | 0.027176 | 0.814 | 0 | CBSA 2014, adjusted to reflect new efficiencies | 18.5521 | 2032 | 1 | SWHC046-03
COM-HVAC-FS-22-ZEAS.43 | Com ¦ Small Packaged Heat Pump (SEER 16) - Fuel Sub - ZEAS 2030 - Marine ¦ SCG ¦ Marine | Com ¦ Small Packaged Heat Pump (SEER 16) - Fuel Sub - ZEAS 2030 - Marine | SCG ¦ Marine | SCG | All | Electric & Gas | SEER16 Heat Pump, <65 kbtuh, NR | Efficient |  |  | 1 | Conventional | HVAC | Com - Other | Com | ROB Only | 1 | 1000 sqft2 of floor space | Cap-Tons | 15 | DEER:HVAC_Split-Package_HP | -130 | 0 | -25 | SWHC046-03 | 1402.6667 | 2021 | 679.11 | 2021 | 0 | -50.67 | SWHC046-03 | Com Central HVAC (Small) - Fuel Sub - ZEAS 2030 - Marine ¦ SCG ¦ Marine | Com Central HVAC (Small) - Fuel Sub - ZEAS 2030 - Marine | 0.038925 | 0.814 | 0 | CBSA 2014, adjusted to reflect new efficiencies | 127.6053 | 2032 | 1 | SWHC046-03
COM-HVAC-FS-22-ZEAS.44 | Com ¦ Small Packaged Heat Pump (SEER 16) - Fuel Sub - ZEAS 2030 - Marine ¦ SCG ¦ Marine | Com ¦ Small Packaged Heat Pump (SEER 16) - Fuel Sub - ZEAS 2030 - Marine | SCG ¦ Marine | SCG | All | Electric & Gas | SEER16 Heat Pump, <65 kbtuh, NR | Efficient |  |  | 1 | Conventional | HVAC | Com - Refrig. Warehouse | Com | ROB Only | 1 | 1000 sqft2 of floor space | Cap-Tons | 15 | DEER:HVAC_Split-Package_HP | 0 | 0 | 0 | SWHC046-03 | 0 | 2021 | 0 | 2021 | 0 | -50.67 | SWHC046-03 | Com Central HVAC (Small) - Fuel Sub - ZEAS 2030 - Marine ¦ SCG ¦ Marine | Com Central HVAC (Small) - Fuel Sub - ZEAS 2030 - Marine | 0 | 0.814 | 0 | CBSA 2014, adjusted to reflect new efficiencies | 0 | 2032 | 1 | SWHC046-03
COM-HVAC-FS-22-ZEAS.45 | Com ¦ Small Packaged Heat Pump (SEER 16) - Fuel Sub - ZEAS 2030 - Marine ¦ SCG ¦ Marine | Com ¦ Small Packaged Heat Pump (SEER 16) - Fuel Sub - ZEAS 2030 - Marine | SCG ¦ Marine | SCG | All | Electric & Gas | SEER16 Heat Pump, <65 kbtuh, NR | Efficient |  |  | 1 | Conventional | HVAC | Com - Restaurant | Com | ROB Only | 1 | 1000 sqft2 of floor space | Cap-Tons | 15 | DEER:HVAC_Split-Package_HP | -170.1253 | 0 | -11.7207 | SWHC046-03 | 1402.6667 | 2021 | 679.11 | 2021 | 0 | -50.67 | SWHC046-03 | Com Central HVAC (Small) - Fuel Sub - ZEAS 2030 - Marine ¦ SCG ¦ Marine | Com Central HVAC (Small) - Fuel Sub - ZEAS 2030 - Marine | 0.039657 | 0.814 | 0 | CBSA 2014, adjusted to reflect new efficiencies | 11.8284 | 2032 | 1 | SWHC046-03
COM-HVAC-FS-22-ZEAS.46 | Com ¦ Small Packaged Heat Pump (SEER 16) - Fuel Sub - ZEAS 2030 - Marine ¦ SCG ¦ Marine | Com ¦ Small Packaged Heat Pump (SEER 16) - Fuel Sub - ZEAS 2030 - Marine | SCG ¦ Marine | SCG | All | Electric & Gas | SEER16 Heat Pump, <65 kbtuh, NR | Efficient |  |  | 1 | Conventional | HVAC | Com - Retail | Com | ROB Only | 1 | 1000 sqft2 of floor space | Cap-Tons | 15 | DEER:HVAC_Split-Package_HP | -213.5296 | 0 | -11.8403 | SWHC046-03 | 1402.6667 | 2021 | 679.11 | 2021 | 0 | -50.67 | SWHC046-03 | Com Central HVAC (Small) - Fuel Sub - ZEAS 2030 - Marine ¦ SCG ¦ Marine | Com Central HVAC (Small) - Fuel Sub - ZEAS 2030 - Marine | 0.016778 | 0.814 | 0 | CBSA 2014, adjusted to reflect new efficiencies | 133.5211 | 2032 | 1 | SWHC046-03
COM-HVAC-FS-22-ZEAS.47 | Com ¦ Small Packaged Heat Pump (SEER 16) - Fuel Sub - ZEAS 2030 - Marine ¦ SCG ¦ Marine | Com ¦ Small Packaged Heat Pump (SEER 16) - Fuel Sub - ZEAS 2030 - Marine | SCG ¦ Marine | SCG | All | Electric & Gas | SEER16 Heat Pump, <65 kbtuh, NR | Efficient |  |  | 1 | Conventional | HVAC | Com - School | Com | ROB Only | 1 | 1000 sqft2 of floor space | Cap-Tons | 15 | DEER:HVAC_Split-Package_HP | -70.5949 | 0 | -12.1639 | SWHC046-03 | 1402.6667 | 2021 | 679.11 | 2021 | 0 | -50.67 | SWHC046-03 | Com Central HVAC (Small) - Fuel Sub - ZEAS 2030 - Marine ¦ SCG ¦ Marine | Com Central HVAC (Small) - Fuel Sub - ZEAS 2030 - Marine | 0.027322 | 0.814 | 0 | CBSA 2014, adjusted to reflect new efficiencies | 39.4146 | 2032 | 1 | SWHC046-03
COM-HVAC-FS-22-ZEAS.48 | Com ¦ Small Packaged Heat Pump (SEER 16) - Fuel Sub - ZEAS 2030 - Marine ¦ SCG ¦ Marine | Com ¦ Small Packaged Heat Pump (SEER 16) - Fuel Sub - ZEAS 2030 - Marine | SCG ¦ Marine | SCG | All | Electric & Gas | SEER16 Heat Pump, <65 kbtuh, NR | Efficient |  |  | 1 | Conventional | HVAC | Com - Warehouse | Com | ROB Only | 1 | 1000 sqft2 of floor space | Cap-Tons | 15 | DEER:HVAC_Split-Package_HP | -53.85 | 0 | -34.2 | SWHC046-03 | 1402.6667 | 2021 | 679.11 | 2021 | 0 | -50.67 | SWHC046-03 | Com Central HVAC (Small) - Fuel Sub - ZEAS 2030 - Marine ¦ SCG ¦ Marine | Com Central HVAC (Small) - Fuel Sub - ZEAS 2030 - Marine | 0.0051386 | 0.814 | 0 | CBSA 2014, adjusted to reflect new efficiencies | 160.3093 | 2032 | 1 | SWHC046-03
COM-HVAC-FS-22-ZEAS.49 | Com ¦ Small Packaged Heat Pump (SEER 16) - Fuel Sub - ZEAS 2030 - Hot-Dry ¦ SCG ¦ Hot-Dry | Com ¦ Small Packaged Heat Pump (SEER 16) - Fuel Sub - ZEAS 2030 - Hot-Dry | SCG ¦ Hot-Dry | SCG | All | Electric & Gas | SEER16 Heat Pump, <65 kbtuh, NR | Efficient |  |  | 1 | Conventional | HVAC | Com - College | Com | ROB Only | 1 | 1000 sqft2 of floor space | Cap-Tons | 15 | DEER:HVAC_Split-Package_HP | -192.9304 | 0 | -13.1859 | SWHC046-03 | 1402.6667 | 2021 | 679.11 | 2021 | 0 | -50.67 | SWHC046-03 | Com Central HVAC (Small) - Fuel Sub - ZEAS 2030 - Hot-Dry ¦ SCG ¦ Hot-Dry | Com Central HVAC (Small) - Fuel Sub - ZEAS 2030 - Hot-Dry | 0.022689 | 0.814 | 0 | CBSA 2014, adjusted to reflect new efficiencies | 58.0615 | 2032 | 1 | SWHC046-03
COM-HVAC-FS-22-ZEAS.50 | Com ¦ Small Packaged Heat Pump (SEER 16) - Fuel Sub - ZEAS 2030 - Hot-Dry ¦ SCG ¦ Hot-Dry | Com ¦ Small Packaged Heat Pump (SEER 16) - Fuel Sub - ZEAS 2030 - Hot-Dry | SCG ¦ Hot-Dry | SCG | All | Electric & Gas | SEER16 Heat Pump, <65 kbtuh, NR | Efficient |  |  | 1 | Conventional | HVAC | Com - Grocery | Com | ROB Only | 1 | 1000 sqft2 of floor space | Cap-Tons | 15 | DEER:HVAC_Split-Package_HP | -199.5 | 0 | -84.8 | SWHC046-03 | 1402.6667 | 2021 | 679.11 | 2021 | 0 | -50.67 | SWHC046-03 | Com Central HVAC (Small) - Fuel Sub - ZEAS 2030 - Hot-Dry ¦ SCG ¦ Hot-Dry | Com Central HVAC (Small) - Fuel Sub - ZEAS 2030 - Hot-Dry | 0.040359 | 0.814 | 0 | CBSA 2014, adjusted to reflect new efficiencies | 210.3482 | 2032 | 1 | SWHC046-03
COM-HVAC-FS-22-ZEAS.51 | Com ¦ Small Packaged Heat Pump (SEER 16) - Fuel Sub - ZEAS 2030 - Hot-Dry ¦ SCG ¦ Hot-Dry | Com ¦ Small Packaged Heat Pump (SEER 16) - Fuel Sub - ZEAS 2030 - Hot-Dry | SCG ¦ Hot-Dry | SCG | All | Electric & Gas | SEER16 Heat Pump, <65 kbtuh, NR | Efficient |  |  | 1 | Conventional | HVAC | Com - Health | Com | ROB Only | 1 | 1000 sqft2 of floor space | Cap-Tons | 15 | DEER:HVAC_Split-Package_HP | -382.9612 | 0 | -25.6229 | SWHC046-03 | 1402.6667 | 2021 | 679.11 | 2021 | 0 | -50.67 | SWHC046-03 | Com Central HVAC (Small) - Fuel Sub - ZEAS 2030 - Hot-Dry ¦ SCG ¦ Hot-Dry | Com Central HVAC (Small) - Fuel Sub - ZEAS 2030 - Hot-Dry | 0.032178 | 0.814 | 0 | CBSA 2014, adjusted to reflect new efficiencies | 97.4337 | 2032 | 1 | SWHC046-03
COM-HVAC-FS-22-ZEAS.52 | Com ¦ Small Packaged Heat Pump (SEER 16) - Fuel Sub - ZEAS 2030 - Hot-Dry ¦ SCG ¦ Hot-Dry | Com ¦ Small Packaged Heat Pump (SEER 16) - Fuel Sub - ZEAS 2030 - Hot-Dry | SCG ¦ Hot-Dry | SCG | All | Electric & Gas | SEER16 Heat Pump, <65 kbtuh, NR | Efficient |  |  | 1 | Conventional | HVAC | Com - Lodging | Com | ROB Only | 1 | 1000 sqft2 of floor space | Cap-Tons | 15 | DEER:HVAC_Split-Package_HP | -241.3364 | 0 | -40.2704 | SWHC046-03 | 1402.6667 | 2021 | 679.11 | 2021 | 0 | -50.67 | SWHC046-03 | Com Central HVAC (Small) - Fuel Sub - ZEAS 2030 - Hot-Dry ¦ SCG ¦ Hot-Dry | Com Central HVAC (Small) - Fuel Sub - ZEAS 2030 - Hot-Dry | 0.018069 | 0.814 | 0 | CBSA 2014, adjusted to reflect new efficiencies | 435.8598 | 2032 | 1 | SWHC046-03
COM-HVAC-FS-22-ZEAS.53 | Com ¦ Small Packaged Heat Pump (SEER 16) - Fuel Sub - ZEAS 2030 - Hot-Dry ¦ SCG ¦ Hot-Dry | Com ¦ Small Packaged Heat Pump (SEER 16) - Fuel Sub - ZEAS 2030 - Hot-Dry | SCG ¦ Hot-Dry | SCG | All | Electric & Gas | SEER16 Heat Pump, <65 kbtuh, NR | Efficient |  |  | 1 | Conventional | HVAC | Com - Office (Large) | Com | ROB Only | 1 | 1000 sqft2 of floor space | Cap-Tons | 15 | DEER:HVAC_Split-Package_HP | -210.5 | 0 | -1.48 | SWHC046-03 | 1402.6667 | 2021 | 679.11 | 2021 | 0 | -50.67 | SWHC046-03 | Com Central HVAC (Small) - Fuel Sub - ZEAS 2030 - Hot-Dry ¦ SCG ¦ Hot-Dry | Com Central HVAC (Small) - Fuel Sub - ZEAS 2030 - Hot-Dry | 0.023953 | 0.814 | 0 | CBSA 2014, adjusted to reflect new efficiencies | 27.5808 | 2032 | 1 | SWHC046-03
COM-HVAC-FS-22-ZEAS.54 | Com ¦ Small Packaged Heat Pump (SEER 16) - Fuel Sub - ZEAS 2030 - Hot-Dry ¦ SCG ¦ Hot-Dry | Com ¦ Small Packaged Heat Pump (SEER 16) - Fuel Sub - ZEAS 2030 - Hot-Dry | SCG ¦ Hot-Dry | SCG | All | Electric & Gas | SEER16 Heat Pump, <65 kbtuh, NR | Efficient |  |  | 1 | Conventional | HVAC | Com - Office (Small) | Com | ROB Only | 1 | 1000 sqft2 of floor space | Cap-Tons | 15 | DEER:HVAC_Split-Package_HP | -185 | 0 | -6.68 | SWHC046-03 | 1402.6667 | 2021 | 679.11 | 2021 | 0 | -50.67 | SWHC046-03 | Com Central HVAC (Small) - Fuel Sub - ZEAS 2030 - Hot-Dry ¦ SCG ¦ Hot-Dry | Com Central HVAC (Small) - Fuel Sub - ZEAS 2030 - Hot-Dry | 0.027176 | 0.814 | 0 | CBSA 2014, adjusted to reflect new efficiencies | 21.7061 | 2032 | 1 | SWHC046-03
COM-HVAC-FS-22-ZEAS.55 | Com ¦ Small Packaged Heat Pump (SEER 16) - Fuel Sub - ZEAS 2030 - Hot-Dry ¦ SCG ¦ Hot-Dry | Com ¦ Small Packaged Heat Pump (SEER 16) - Fuel Sub - ZEAS 2030 - Hot-Dry | SCG ¦ Hot-Dry | SCG | All | Electric & Gas | SEER16 Heat Pump, <65 kbtuh, NR | Efficient |  |  | 1 | Conventional | HVAC | Com - Other | Com | ROB Only | 1 | 1000 sqft2 of floor space | Cap-Tons | 15 | DEER:HVAC_Split-Package_HP | -178 | 0 | -24.5 | SWHC046-03 | 1402.6667 | 2021 | 679.11 | 2021 | 0 | -50.67 | SWHC046-03 | Com Central HVAC (Small) - Fuel Sub - ZEAS 2030 - Hot-Dry ¦ SCG ¦ Hot-Dry | Com Central HVAC (Small) - Fuel Sub - ZEAS 2030 - Hot-Dry | 0.038925 | 0.814 | 0 | CBSA 2014, adjusted to reflect new efficiencies | 130.6407 | 2032 | 1 | SWHC046-03
COM-HVAC-FS-22-ZEAS.56 | Com ¦ Small Packaged Heat Pump (SEER 16) - Fuel Sub - ZEAS 2030 - Hot-Dry ¦ SCG ¦ Hot-Dry | Com ¦ Small Packaged Heat Pump (SEER 16) - Fuel Sub - ZEAS 2030 - Hot-Dry | SCG ¦ Hot-Dry | SCG | All | Electric & Gas | SEER16 Heat Pump, <65 kbtuh, NR | Efficient |  |  | 1 | Conventional | HVAC | Com - Refrig. Warehouse | Com | ROB Only | 1 | 1000 sqft2 of floor space | Cap-Tons | 15 | DEER:HVAC_Split-Package_HP | 0 | 0 | 0 | SWHC046-03 | 0 | 2021 | 0 | 2021 | 0 | -50.67 | SWHC046-03 | Com Central HVAC (Small) - Fuel Sub - ZEAS 2030 - Hot-Dry ¦ SCG ¦ Hot-Dry | Com Central HVAC (Small) - Fuel Sub - ZEAS 2030 - Hot-Dry | 0 | 0.814 | 0 | CBSA 2014, adjusted to reflect new efficiencies | 0 | 2032 | 1 | SWHC046-03
COM-HVAC-FS-22-ZEAS.57 | Com ¦ Small Packaged Heat Pump (SEER 16) - Fuel Sub - ZEAS 2030 - Hot-Dry ¦ SCG ¦ Hot-Dry | Com ¦ Small Packaged Heat Pump (SEER 16) - Fuel Sub - ZEAS 2030 - Hot-Dry | SCG ¦ Hot-Dry | SCG | All | Electric & Gas | SEER16 Heat Pump, <65 kbtuh, NR | Efficient |  |  | 1 | Conventional | HVAC | Com - Restaurant | Com | ROB Only | 1 | 1000 sqft2 of floor space | Cap-Tons | 15 | DEER:HVAC_Split-Package_HP | -236.9996 | 0 | -12.6233 | SWHC046-03 | 1402.6667 | 2021 | 679.11 | 2021 | 0 | -50.67 | SWHC046-03 | Com Central HVAC (Small) - Fuel Sub - ZEAS 2030 - Hot-Dry ¦ SCG ¦ Hot-Dry | Com Central HVAC (Small) - Fuel Sub - ZEAS 2030 - Hot-Dry | 0.039657 | 0.814 | 0 | CBSA 2014, adjusted to reflect new efficiencies | 13.6948 | 2032 | 1 | SWHC046-03
COM-HVAC-FS-22-ZEAS.58 | Com ¦ Small Packaged Heat Pump (SEER 16) - Fuel Sub - ZEAS 2030 - Hot-Dry ¦ SCG ¦ Hot-Dry | Com ¦ Small Packaged Heat Pump (SEER 16) - Fuel Sub - ZEAS 2030 - Hot-Dry | SCG ¦ Hot-Dry | SCG | All | Electric & Gas | SEER16 Heat Pump, <65 kbtuh, NR | Efficient |  |  | 1 | Conventional | HVAC | Com - Retail | Com | ROB Only | 1 | 1000 sqft2 of floor space | Cap-Tons | 15 | DEER:HVAC_Split-Package_HP | -284.7421 | 0 | -10.1827 | SWHC046-03 | 1402.6667 | 2021 | 679.11 | 2021 | 0 | -50.67 | SWHC046-03 | Com Central HVAC (Small) - Fuel Sub - ZEAS 2030 - Hot-Dry ¦ SCG ¦ Hot-Dry | Com Central HVAC (Small) - Fuel Sub - ZEAS 2030 - Hot-Dry | 0.016778 | 0.814 | 0 | CBSA 2014, adjusted to reflect new efficiencies | 150.3489 | 2032 | 1 | SWHC046-03
COM-HVAC-FS-22-ZEAS.59 | Com ¦ Small Packaged Heat Pump (SEER 16) - Fuel Sub - ZEAS 2030 - Hot-Dry ¦ SCG ¦ Hot-Dry | Com ¦ Small Packaged Heat Pump (SEER 16) - Fuel Sub - ZEAS 2030 - Hot-Dry | SCG ¦ Hot-Dry | SCG | All | Electric & Gas | SEER16 Heat Pump, <65 kbtuh, NR | Efficient |  |  | 1 | Conventional | HVAC | Com - School | Com | ROB Only | 1 | 1000 sqft2 of floor space | Cap-Tons | 15 | DEER:HVAC_Split-Package_HP | -95.643 | 0 | -12.0107 | SWHC046-03 | 1402.6667 | 2021 | 679.11 | 2021 | 0 | -50.67 | SWHC046-03 | Com Central HVAC (Small) - Fuel Sub - ZEAS 2030 - Hot-Dry ¦ SCG ¦ Hot-Dry | Com Central HVAC (Small) - Fuel Sub - ZEAS 2030 - Hot-Dry | 0.027322 | 0.814 | 0 | CBSA 2014, adjusted to reflect new efficiencies | 43.1886 | 2032 | 1 | SWHC046-03
COM-HVAC-FS-22-ZEAS.60 | Com ¦ Small Packaged Heat Pump (SEER 16) - Fuel Sub - ZEAS 2030 - Hot-Dry ¦ SCG ¦ Hot-Dry | Com ¦ Small Packaged Heat Pump (SEER 16) - Fuel Sub - ZEAS 2030 - Hot-Dry | SCG ¦ Hot-Dry | SCG | All | Electric & Gas | SEER16 Heat Pump, <65 kbtuh, NR | Efficient |  |  | 1 | Conventional | HVAC | Com - Warehouse | Com | ROB Only | 1 | 1000 sqft2 of floor space | Cap-Tons | 15 | DEER:HVAC_Split-Package_HP | -111 | 0 | -33.6 | SWHC046-03 | 1402.6667 | 2021 | 679.11 | 2021 | 0 | -50.67 | SWHC046-03 | Com Central HVAC (Small) - Fuel Sub - ZEAS 2030 - Hot-Dry ¦ SCG ¦ Hot-Dry | Com Central HVAC (Small) - Fuel Sub - ZEAS 2030 - Hot-Dry | 0.0051386 | 0.814 | 0 | CBSA 2014, adjusted to reflect new efficiencies | 174.9093 | 2032 | 1 | SWHC046-03
COM-HVAC-FS-22-ZEAS.61 | Com ¦ Small Packaged Heat Pump (SEER 16) - Fuel Sub - ZEAS 2030 - Cold ¦ SCG ¦ Cold | Com ¦ Small Packaged Heat Pump (SEER 16) - Fuel Sub - ZEAS 2030 - Cold | SCG ¦ Cold | SCG | All | Electric & Gas | SEER16 Heat Pump, <65 kbtuh, NR | Efficient |  |  | 1 | Conventional | HVAC | Com - College | Com | ROB Only | 1 | 1000 sqft2 of floor space | Cap-Tons | 15 | DEER:HVAC_Split-Package_HP | 380.604 | 0 | -92.6695 | SWHC046-03 | 1402.6667 | 2021 | 679.11 | 2021 | 0 | -50.67 | SWHC046-03 | Com Central HVAC (Small) - Fuel Sub - ZEAS 2030 - Cold ¦ SCG ¦ Cold | Com Central HVAC (Small) - Fuel Sub - ZEAS 2030 - Cold | 0.022689 | 0.814 | 0 | CBSA 2014, adjusted to reflect new efficiencies | 276.9496 | 2032 | 1 | SWHC046-03
COM-HVAC-FS-22-ZEAS.62 | Com ¦ Small Packaged Heat Pump (SEER 16) - Fuel Sub - ZEAS 2030 - Cold ¦ SCG ¦ Cold | Com ¦ Small Packaged Heat Pump (SEER 16) - Fuel Sub - ZEAS 2030 - Cold | SCG ¦ Cold | SCG | All | Electric & Gas | SEER16 Heat Pump, <65 kbtuh, NR | Efficient |  |  | 1 | Conventional | HVAC | Com - Grocery | Com | ROB Only | 1 | 1000 sqft2 of floor space | Cap-Tons | 15 | DEER:HVAC_Split-Package_HP | 1495 | 0 | -331.5 | SWHC046-03 | 1402.6667 | 2021 | 679.11 | 2021 | 0 | -50.67 | SWHC046-03 | Com Central HVAC (Small) - Fuel Sub - ZEAS 2030 - Cold ¦ SCG ¦ Cold | Com Central HVAC (Small) - Fuel Sub - ZEAS 2030 - Cold | 0.040359 | 0.814 | 0 | CBSA 2014, adjusted to reflect new efficiencies | 694.3333 | 2032 | 1 | SWHC046-03
COM-HVAC-FS-22-ZEAS.63 | Com ¦ Small Packaged Heat Pump (SEER 16) - Fuel Sub - ZEAS 2030 - Cold ¦ SCG ¦ Cold | Com ¦ Small Packaged Heat Pump (SEER 16) - Fuel Sub - ZEAS 2030 - Cold | SCG ¦ Cold | SCG | All | Electric & Gas | SEER16 Heat Pump, <65 kbtuh, NR | Efficient |  |  | 1 | Conventional | HVAC | Com - Health | Com | ROB Only | 1 | 1000 sqft2 of floor space | Cap-Tons | 15 | DEER:HVAC_Split-Package_HP | 263.84 | 0 | -128.9495 | SWHC046-03 | 1402.6667 | 2021 | 679.11 | 2021 | 0 | -50.67 | SWHC046-03 | Com Central HVAC (Small) - Fuel Sub - ZEAS 2030 - Cold ¦ SCG ¦ Cold | Com Central HVAC (Small) - Fuel Sub - ZEAS 2030 - Cold | 0.032178 | 0.814 | 0 | CBSA 2014, adjusted to reflect new efficiencies | 346.9634 | 2032 | 1 | SWHC046-03
COM-HVAC-FS-22-ZEAS.64 | Com ¦ Small Packaged Heat Pump (SEER 16) - Fuel Sub - ZEAS 2030 - Cold ¦ SCG ¦ Cold | Com ¦ Small Packaged Heat Pump (SEER 16) - Fuel Sub - ZEAS 2030 - Cold | SCG ¦ Cold | SCG | All | Electric & Gas | SEER16 Heat Pump, <65 kbtuh, NR | Efficient |  |  | 1 | Conventional | HVAC | Com - Lodging | Com | ROB Only | 1 | 1000 sqft2 of floor space | Cap-Tons | 15 | DEER:HVAC_Split-Package_HP | 1010.469 | 0 | -210.3596 | SWHC046-03 | 1402.6667 | 2021 | 679.11 | 2021 | 0 | -50.67 | SWHC046-03 | Com Central HVAC (Small) - Fuel Sub - ZEAS 2030 - Cold ¦ SCG ¦ Cold | Com Central HVAC (Small) - Fuel Sub - ZEAS 2030 - Cold | 0.018069 | 0.814 | 0 | CBSA 2014, adjusted to reflect new efficiencies | 1918.6728 | 2032 | 1 | SWHC046-03
COM-HVAC-FS-22-ZEAS.65 | Com ¦ Small Packaged Heat Pump (SEER 16) - Fuel Sub - ZEAS 2030 - Cold ¦ SCG ¦ Cold | Com ¦ Small Packaged Heat Pump (SEER 16) - Fuel Sub - ZEAS 2030 - Cold | SCG ¦ Cold | SCG | All | Electric & Gas | SEER16 Heat Pump, <65 kbtuh, NR | Efficient |  |  | 1 | Conventional | HVAC | Com - Office (Large) | Com | ROB Only | 1 | 1000 sqft2 of floor space | Cap-Tons | 15 | DEER:HVAC_Split-Package_HP | -30.15 | 0 | -24.4 | SWHC046-03 | 1402.6667 | 2021 | 679.11 | 2021 | 0 | -50.67 | SWHC046-03 | Com Central HVAC (Small) - Fuel Sub - ZEAS 2030 - Cold ¦ SCG ¦ Cold | Com Central HVAC (Small) - Fuel Sub - ZEAS 2030 - Cold | 0.023953 | 0.814 | 0 | CBSA 2014, adjusted to reflect new efficiencies | 112.5714 | 2032 | 1 | SWHC046-03
COM-HVAC-FS-22-ZEAS.66 | Com ¦ Small Packaged Heat Pump (SEER 16) - Fuel Sub - ZEAS 2030 - Cold ¦ SCG ¦ Cold | Com ¦ Small Packaged Heat Pump (SEER 16) - Fuel Sub - ZEAS 2030 - Cold | SCG ¦ Cold | SCG | All | Electric & Gas | SEER16 Heat Pump, <65 kbtuh, NR | Efficient |  |  | 1 | Conventional | HVAC | Com - Office (Small) | Com | ROB Only | 1 | 1000 sqft2 of floor space | Cap-Tons | 15 | DEER:HVAC_Split-Package_HP | 165.5 | 0 | -49.4 | SWHC046-03 | 1402.6667 | 2021 | 679.11 | 2021 | 0 | -50.67 | SWHC046-03 | Com Central HVAC (Small) - Fuel Sub - ZEAS 2030 - Cold ¦ SCG ¦ Cold | Com Central HVAC (Small) - Fuel Sub - ZEAS 2030 - Cold | 0.027176 | 0.814 | 0 | CBSA 2014, adjusted to reflect new efficiencies | 90.2081 | 2032 | 1 | SWHC046-03
COM-HVAC-FS-22-ZEAS.67 | Com ¦ Small Packaged Heat Pump (SEER 16) - Fuel Sub - ZEAS 2030 - Cold ¦ SCG ¦ Cold | Com ¦ Small Packaged Heat Pump (SEER 16) - Fuel Sub - ZEAS 2030 - Cold | SCG ¦ Cold | SCG | All | Electric & Gas | SEER16 Heat Pump, <65 kbtuh, NR | Efficient |  |  | 1 | Conventional | HVAC | Com - Other | Com | ROB Only | 1 | 1000 sqft2 of floor space | Cap-Tons | 15 | DEER:HVAC_Split-Package_HP | 783 | 0 | -172 | SWHC046-03 | 1402.6667 | 2021 | 679.11 | 2021 | 0 | -50.67 | SWHC046-03 | Com Central HVAC (Small) - Fuel Sub - ZEAS 2030 - Cold ¦ SCG ¦ Cold | Com Central HVAC (Small) - Fuel Sub - ZEAS 2030 - Cold | 0.038925 | 0.814 | 0 | CBSA 2014, adjusted to reflect new efficiencies | 692.6988 | 2032 | 1 | SWHC046-03
COM-HVAC-FS-22-ZEAS.68 | Com ¦ Small Packaged Heat Pump (SEER 16) - Fuel Sub - ZEAS 2030 - Cold ¦ SCG ¦ Cold | Com ¦ Small Packaged Heat Pump (SEER 16) - Fuel Sub - ZEAS 2030 - Cold | SCG ¦ Cold | SCG | All | Electric & Gas | SEER16 Heat Pump, <65 kbtuh, NR | Efficient |  |  | 1 | Conventional | HVAC | Com - Refrig. Warehouse | Com | ROB Only | 1 | 1000 sqft2 of floor space | Cap-Tons | 15 | DEER:HVAC_Split-Package_HP | 0 | 0 | 0 | SWHC046-03 | 0 | 2021 | 0 | 2021 | 0 | -50.67 | SWHC046-03 | Com Central HVAC (Small) - Fuel Sub - ZEAS 2030 - Cold ¦ SCG ¦ Cold | Com Central HVAC (Small) - Fuel Sub - ZEAS 2030 - Cold | 0 | 0.814 | 0 | CBSA 2014, adjusted to reflect new efficiencies | 0 | 2032 | 1 | SWHC046-03
COM-HVAC-FS-22-ZEAS.69 | Com ¦ Small Packaged Heat Pump (SEER 16) - Fuel Sub - ZEAS 2030 - Cold ¦ SCG ¦ Cold | Com ¦ Small Packaged Heat Pump (SEER 16) - Fuel Sub - ZEAS 2030 - Cold | SCG ¦ Cold | SCG | All | Electric & Gas | SEER16 Heat Pump, <65 kbtuh, NR | Efficient |  |  | 1 | Conventional | HVAC | Com - Restaurant | Com | ROB Only | 1 | 1000 sqft2 of floor space | Cap-Tons | 15 | DEER:HVAC_Split-Package_HP | 484.6411 | 0 | -140.5022 | SWHC046-03 | 1402.6667 | 2021 | 679.11 | 2021 | 0 | -50.67 | SWHC046-03 | Com Central HVAC (Small) - Fuel Sub - ZEAS 2030 - Cold ¦ SCG ¦ Cold | Com Central HVAC (Small) - Fuel Sub - ZEAS 2030 - Cold | 0.039657 | 0.814 | 0 | CBSA 2014, adjusted to reflect new efficiencies | 96.9379 | 2032 | 1 | SWHC046-03
COM-HVAC-FS-22-ZEAS.70 | Com ¦ Small Packaged Heat Pump (SEER 16) - Fuel Sub - ZEAS 2030 - Cold ¦ SCG ¦ Cold | Com ¦ Small Packaged Heat Pump (SEER 16) - Fuel Sub - ZEAS 2030 - Cold | SCG ¦ Cold | SCG | All | Electric & Gas | SEER16 Heat Pump, <65 kbtuh, NR | Efficient |  |  | 1 | Conventional | HVAC | Com - Retail | Com | ROB Only | 1 | 1000 sqft2 of floor space | Cap-Tons | 15 | DEER:HVAC_Split-Package_HP | 410.9137 | 0 | -114.1883 | SWHC046-03 | 1402.6667 | 2021 | 679.11 | 2021 | 0 | -50.67 | SWHC046-03 | Com Central HVAC (Small) - Fuel Sub - ZEAS 2030 - Cold ¦ SCG ¦ Cold | Com Central HVAC (Small) - Fuel Sub - ZEAS 2030 - Cold | 0.016778 | 0.814 | 0 | CBSA 2014, adjusted to reflect new efficiencies | 419.8565 | 2032 | 1 | SWHC046-03
COM-HVAC-FS-22-ZEAS.71 | Com ¦ Small Packaged Heat Pump (SEER 16) - Fuel Sub - ZEAS 2030 - Cold ¦ SCG ¦ Cold | Com ¦ Small Packaged Heat Pump (SEER 16) - Fuel Sub - ZEAS 2030 - Cold | SCG ¦ Cold | SCG | All | Electric & Gas | SEER16 Heat Pump, <65 kbtuh, NR | Efficient |  |  | 1 | Conventional | HVAC | Com - School | Com | ROB Only | 1 | 1000 sqft2 of floor space | Cap-Tons | 15 | DEER:HVAC_Split-Package_HP | 494.5432 | 0 | -96.149 | SWHC046-03 | 1402.6667 | 2021 | 679.11 | 2021 | 0 | -50.67 | SWHC046-03 | Com Central HVAC (Small) - Fuel Sub - ZEAS 2030 - Cold ¦ SCG ¦ Cold | Com Central HVAC (Small) - Fuel Sub - ZEAS 2030 - Cold | 0.027322 | 0.814 | 0 | CBSA 2014, adjusted to reflect new efficiencies | 138.251 | 2032 | 1 | SWHC046-03
COM-HVAC-FS-22-ZEAS.72 | Com ¦ Small Packaged Heat Pump (SEER 16) - Fuel Sub - ZEAS 2030 - Cold ¦ SCG ¦ Cold | Com ¦ Small Packaged Heat Pump (SEER 16) - Fuel Sub - ZEAS 2030 - Cold | SCG ¦ Cold | SCG | All | Electric & Gas | SEER16 Heat Pump, <65 kbtuh, NR | Efficient |  |  | 1 | Conventional | HVAC | Com - Warehouse | Com | ROB Only | 1 | 1000 sqft2 of floor space | Cap-Tons | 15 | DEER:HVAC_Split-Package_HP | 827 | 0 | -152 | SWHC046-03 | 1402.6667 | 2021 | 679.11 | 2021 | 0 | -50.67 | SWHC046-03 | Com Central HVAC (Small) - Fuel Sub - ZEAS 2030 - Cold ¦ SCG ¦ Cold | Com Central HVAC (Small) - Fuel Sub - ZEAS 2030 - Cold | 0.0051386 | 0.814 | 0 | CBSA 2014, adjusted to reflect new efficiencies | 392.8804 | 2032 | 1 | SWHC046-03
COM-HVAC-FS-22-ZEAS.73 | Com ¦ Small Packaged Heat Pump (SEER 16) - Fuel Sub - ZEAS 2030 - Marine ¦ SDG&E ¦ Marine | Com ¦ Small Packaged Heat Pump (SEER 16) - Fuel Sub - ZEAS 2030 - Marine | SDG&E ¦ Marine | SDG&E | All | Electric & Gas | SEER16 Heat Pump, <65 kbtuh, NR | Efficient |  |  | 1 | Conventional | HVAC | Com - College | Com | ROB Only | 1 | 1000 sqft2 of floor space | Cap-Tons | 15 | DEER:HVAC_Split-Package_HP | -162.6608 | 0 | -12.4101 | SWHC046-03 | 1402.6667 | 2021 | 679.11 | 2021 | 0 | -50.67 | SWHC046-03 | Com Central HVAC (Small) - Fuel Sub - ZEAS 2030 - Marine ¦ SDG&E ¦ Marine | Com Central HVAC (Small) - Fuel Sub - ZEAS 2030 - Marine | 0.022234 | 0.814 | 0 | CBSA 2014, adjusted to reflect new efficiencies | 53.217 | 2032 | 1 | SWHC046-03
COM-HVAC-FS-22-ZEAS.74 | Com ¦ Small Packaged Heat Pump (SEER 16) - Fuel Sub - ZEAS 2030 - Marine ¦ SDG&E ¦ Marine | Com ¦ Small Packaged Heat Pump (SEER 16) - Fuel Sub - ZEAS 2030 - Marine | SDG&E ¦ Marine | SDG&E | All | Electric & Gas | SEER16 Heat Pump, <65 kbtuh, NR | Efficient |  |  | 1 | Conventional | HVAC | Com - Grocery | Com | ROB Only | 1 | 1000 sqft2 of floor space | Cap-Tons | 15 | DEER:HVAC_Split-Package_HP | -124.5 | 0 | -80.6 | SWHC046-03 | 1402.6667 | 2021 | 679.11 | 2021 | 0 | -50.67 | SWHC046-03 | Com Central HVAC (Small) - Fuel Sub - ZEAS 2030 - Marine ¦ SDG&E ¦ Marine | Com Central HVAC (Small) - Fuel Sub - ZEAS 2030 - Marine | 0.041033 | 0.814 | 0 | CBSA 2014, adjusted to reflect new efficiencies | 196.2672 | 2032 | 1 | SWHC046-03
COM-HVAC-FS-22-ZEAS.75 | Com ¦ Small Packaged Heat Pump (SEER 16) - Fuel Sub - ZEAS 2030 - Marine ¦ SDG&E ¦ Marine | Com ¦ Small Packaged Heat Pump (SEER 16) - Fuel Sub - ZEAS 2030 - Marine | SDG&E ¦ Marine | SDG&E | All | Electric & Gas | SEER16 Heat Pump, <65 kbtuh, NR | Efficient |  |  | 1 | Conventional | HVAC | Com - Health | Com | ROB Only | 1 | 1000 sqft2 of floor space | Cap-Tons | 15 | DEER:HVAC_Split-Package_HP | -373.4684 | 0 | -22.4855 | SWHC046-03 | 1402.6667 | 2021 | 679.11 | 2021 | 0 | -50.67 | SWHC046-03 | Com Central HVAC (Small) - Fuel Sub - ZEAS 2030 - Marine ¦ SDG&E ¦ Marine | Com Central HVAC (Small) - Fuel Sub - ZEAS 2030 - Marine | 0.031998 | 0.814 | 0 | CBSA 2014, adjusted to reflect new efficiencies | 87.9507 | 2032 | 1 | SWHC046-03
COM-HVAC-FS-22-ZEAS.76 | Com ¦ Small Packaged Heat Pump (SEER 16) - Fuel Sub - ZEAS 2030 - Marine ¦ SDG&E ¦ Marine | Com ¦ Small Packaged Heat Pump (SEER 16) - Fuel Sub - ZEAS 2030 - Marine | SDG&E ¦ Marine | SDG&E | All | Electric & Gas | SEER16 Heat Pump, <65 kbtuh, NR | Efficient |  |  | 1 | Conventional | HVAC | Com - Lodging | Com | ROB Only | 1 | 1000 sqft2 of floor space | Cap-Tons | 15 | DEER:HVAC_Split-Package_HP | -186.8129 | 0 | -41.9025 | SWHC046-03 | 1402.6667 | 2021 | 679.11 | 2021 | 0 | -50.67 | SWHC046-03 | Com Central HVAC (Small) - Fuel Sub - ZEAS 2030 - Marine ¦ SDG&E ¦ Marine | Com Central HVAC (Small) - Fuel Sub - ZEAS 2030 - Marine | 0.017903 | 0.814 | 0 | CBSA 2014, adjusted to reflect new efficiencies | 443.3849 | 2032 | 1 | SWHC046-03
COM-HVAC-FS-22-ZEAS.77 | Com ¦ Small Packaged Heat Pump (SEER 16) - Fuel Sub - ZEAS 2030 - Marine ¦ SDG&E ¦ Marine | Com ¦ Small Packaged Heat Pump (SEER 16) - Fuel Sub - ZEAS 2030 - Marine | SDG&E ¦ Marine | SDG&E | All | Electric & Gas | SEER16 Heat Pump, <65 kbtuh, NR | Efficient |  |  | 1 | Conventional | HVAC | Com - Office (Large) | Com | ROB Only | 1 | 1000 sqft2 of floor space | Cap-Tons | 15 | DEER:HVAC_Split-Package_HP | -189.5 | 0 | -0.948 | SWHC046-03 | 1402.6667 | 2021 | 679.11 | 2021 | 0 | -50.67 | SWHC046-03 | Com Central HVAC (Small) - Fuel Sub - ZEAS 2030 - Marine ¦ SDG&E ¦ Marine | Com Central HVAC (Small) - Fuel Sub - ZEAS 2030 - Marine | 0.023374 | 0.814 | 0 | CBSA 2014, adjusted to reflect new efficiencies | 23.1032 | 2032 | 1 | SWHC046-03
COM-HVAC-FS-22-ZEAS.78 | Com ¦ Small Packaged Heat Pump (SEER 16) - Fuel Sub - ZEAS 2030 - Marine ¦ SDG&E ¦ Marine | Com ¦ Small Packaged Heat Pump (SEER 16) - Fuel Sub - ZEAS 2030 - Marine | SDG&E ¦ Marine | SDG&E | All | Electric & Gas | SEER16 Heat Pump, <65 kbtuh, NR | Efficient |  |  | 1 | Conventional | HVAC | Com - Office (Small) | Com | ROB Only | 1 | 1000 sqft2 of floor space | Cap-Tons | 15 | DEER:HVAC_Split-Package_HP | -165 | 0 | -5.55 | SWHC046-03 | 1402.6667 | 2021 | 679.11 | 2021 | 0 | -50.67 | SWHC046-03 | Com Central HVAC (Small) - Fuel Sub - ZEAS 2030 - Marine ¦ SDG&E ¦ Marine | Com Central HVAC (Small) - Fuel Sub - ZEAS 2030 - Marine | 0.028381 | 0.814 | 0 | CBSA 2014, adjusted to reflect new efficiencies | 18.5521 | 2032 | 1 | SWHC046-03
COM-HVAC-FS-22-ZEAS.79 | Com ¦ Small Packaged Heat Pump (SEER 16) - Fuel Sub - ZEAS 2030 - Marine ¦ SDG&E ¦ Marine | Com ¦ Small Packaged Heat Pump (SEER 16) - Fuel Sub - ZEAS 2030 - Marine | SDG&E ¦ Marine | SDG&E | All | Electric & Gas | SEER16 Heat Pump, <65 kbtuh, NR | Efficient |  |  | 1 | Conventional | HVAC | Com - Other | Com | ROB Only | 1 | 1000 sqft2 of floor space | Cap-Tons | 15 | DEER:HVAC_Split-Package_HP | -130 | 0 | -25 | SWHC046-03 | 1402.6667 | 2021 | 679.11 | 2021 | 0 | -50.67 | SWHC046-03 | Com Central HVAC (Small) - Fuel Sub - ZEAS 2030 - Marine ¦ SDG&E ¦ Marine | Com Central HVAC (Small) - Fuel Sub - ZEAS 2030 - Marine | 0.03826 | 0.814 | 0 | CBSA 2014, adjusted to reflect new efficiencies | 127.6053 | 2032 | 1 | SWHC046-03
COM-HVAC-FS-22-ZEAS.80 | Com ¦ Small Packaged Heat Pump (SEER 16) - Fuel Sub - ZEAS 2030 - Marine ¦ SDG&E ¦ Marine | Com ¦ Small Packaged Heat Pump (SEER 16) - Fuel Sub - ZEAS 2030 - Marine | SDG&E ¦ Marine | SDG&E | All | Electric & Gas | SEER16 Heat Pump, <65 kbtuh, NR | Efficient |  |  | 1 | Conventional | HVAC | Com - Refrig. Warehouse | Com | ROB Only | 1 | 1000 sqft2 of floor space | Cap-Tons | 15 | DEER:HVAC_Split-Package_HP | 0 | 0 | 0 | SWHC046-03 | 0 | 2021 | 0 | 2021 | 0 | -50.67 | SWHC046-03 | Com Central HVAC (Small) - Fuel Sub - ZEAS 2030 - Marine ¦ SDG&E ¦ Marine | Com Central HVAC (Small) - Fuel Sub - ZEAS 2030 - Marine | 0 | 0.814 | 0 | CBSA 2014, adjusted to reflect new efficiencies | 0 | 2032 | 1 | SWHC046-03
COM-HVAC-FS-22-ZEAS.81 | Com ¦ Small Packaged Heat Pump (SEER 16) - Fuel Sub - ZEAS 2030 - Marine ¦ SDG&E ¦ Marine | Com ¦ Small Packaged Heat Pump (SEER 16) - Fuel Sub - ZEAS 2030 - Marine | SDG&E ¦ Marine | SDG&E | All | Electric & Gas | SEER16 Heat Pump, <65 kbtuh, NR | Efficient |  |  | 1 | Conventional | HVAC | Com - Restaurant | Com | ROB Only | 1 | 1000 sqft2 of floor space | Cap-Tons | 15 | DEER:HVAC_Split-Package_HP | -170.1253 | 0 | -11.7207 | SWHC046-03 | 1402.6667 | 2021 | 679.11 | 2021 | 0 | -50.67 | SWHC046-03 | Com Central HVAC (Small) - Fuel Sub - ZEAS 2030 - Marine ¦ SDG&E ¦ Marine | Com Central HVAC (Small) - Fuel Sub - ZEAS 2030 - Marine | 0.041427 | 0.814 | 0 | CBSA 2014, adjusted to reflect new efficiencies | 11.8284 | 2032 | 1 | SWHC046-03
COM-HVAC-FS-22-ZEAS.82 | Com ¦ Small Packaged Heat Pump (SEER 16) - Fuel Sub - ZEAS 2030 - Marine ¦ SDG&E ¦ Marine | Com ¦ Small Packaged Heat Pump (SEER 16) - Fuel Sub - ZEAS 2030 - Marine | SDG&E ¦ Marine | SDG&E | All | Electric & Gas | SEER16 Heat Pump, <65 kbtuh, NR | Efficient |  |  | 1 | Conventional | HVAC | Com - Retail | Com | ROB Only | 1 | 1000 sqft2 of floor space | Cap-Tons | 15 | DEER:HVAC_Split-Package_HP | -213.5296 | 0 | -11.8403 | SWHC046-03 | 1402.6667 | 2021 | 679.11 | 2021 | 0 | -50.67 | SWHC046-03 | Com Central HVAC (Small) - Fuel Sub - ZEAS 2030 - Marine ¦ SDG&E ¦ Marine | Com Central HVAC (Small) - Fuel Sub - ZEAS 2030 - Marine | 0.016794 | 0.814 | 0 | CBSA 2014, adjusted to reflect new efficiencies | 133.5211 | 2032 | 1 | SWHC046-03
COM-HVAC-FS-22-ZEAS.83 | Com ¦ Small Packaged Heat Pump (SEER 16) - Fuel Sub - ZEAS 2030 - Marine ¦ SDG&E ¦ Marine | Com ¦ Small Packaged Heat Pump (SEER 16) - Fuel Sub - ZEAS 2030 - Marine | SDG&E ¦ Marine | SDG&E | All | Electric & Gas | SEER16 Heat Pump, <65 kbtuh, NR | Efficient |  |  | 1 | Conventional | HVAC | Com - School | Com | ROB Only | 1 | 1000 sqft2 of floor space | Cap-Tons | 15 | DEER:HVAC_Split-Package_HP | -70.5949 | 0 | -12.1639 | SWHC046-03 | 1402.6667 | 2021 | 679.11 | 2021 | 0 | -50.67 | SWHC046-03 | Com Central HVAC (Small) - Fuel Sub - ZEAS 2030 - Marine ¦ SDG&E ¦ Marine | Com Central HVAC (Small) - Fuel Sub - ZEAS 2030 - Marine | 0.028241 | 0.814 | 0 | CBSA 2014, adjusted to reflect new efficiencies | 39.4146 | 2032 | 1 | SWHC046-03
COM-HVAC-FS-22-ZEAS.84 | Com ¦ Small Packaged Heat Pump (SEER 16) - Fuel Sub - ZEAS 2030 - Marine ¦ SDG&E ¦ Marine | Com ¦ Small Packaged Heat Pump (SEER 16) - Fuel Sub - ZEAS 2030 - Marine | SDG&E ¦ Marine | SDG&E | All | Electric & Gas | SEER16 Heat Pump, <65 kbtuh, NR | Efficient |  |  | 1 | Conventional | HVAC | Com - Warehouse | Com | ROB Only | 1 | 1000 sqft2 of floor space | Cap-Tons | 15 | DEER:HVAC_Split-Package_HP | -53.85 | 0 | -34.2 | SWHC046-03 | 1402.6667 | 2021 | 679.11 | 2021 | 0 | -50.67 | SWHC046-03 | Com Central HVAC (Small) - Fuel Sub - ZEAS 2030 - Marine ¦ SDG&E ¦ Marine | Com Central HVAC (Small) - Fuel Sub - ZEAS 2030 - Marine | 0.0051502 | 0.814 | 0 | CBSA 2014, adjusted to reflect new efficiencies | 160.3093 | 2032 | 1 | SWHC046-03
COM-HVAC-FS-22-ZEAS.85 | Com ¦ Small Packaged Heat Pump (SEER 16) - Fuel Sub - ZEAS 2030 - Hot-Dry ¦ SDG&E ¦ Hot-Dry | Com ¦ Small Packaged Heat Pump (SEER 16) - Fuel Sub - ZEAS 2030 - Hot-Dry | SDG&E ¦ Hot-Dry | SDG&E | All | Electric & Gas | SEER16 Heat Pump, <65 kbtuh, NR | Efficient |  |  | 1 | Conventional | HVAC | Com - College | Com | ROB Only | 1 | 1000 sqft2 of floor space | Cap-Tons | 15 | DEER:HVAC_Split-Package_HP | -150.9043 | 0 | -10.793 | SWHC046-03 | 1402.6667 | 2021 | 679.11 | 2021 | 0 | -50.67 | SWHC046-03 | Com Central HVAC (Small) - Fuel Sub - ZEAS 2030 - Hot-Dry ¦ SDG&E ¦ Hot-Dry | Com Central HVAC (Small) - Fuel Sub - ZEAS 2030 - Hot-Dry | 0.022234 | 0.814 | 0 | CBSA 2014, adjusted to reflect new efficiencies | 46.9954 | 2032 | 1 | SWHC046-03
COM-HVAC-FS-22-ZEAS.86 | Com ¦ Small Packaged Heat Pump (SEER 16) - Fuel Sub - ZEAS 2030 - Hot-Dry ¦ SDG&E ¦ Hot-Dry | Com ¦ Small Packaged Heat Pump (SEER 16) - Fuel Sub - ZEAS 2030 - Hot-Dry | SDG&E ¦ Hot-Dry | SDG&E | All | Electric & Gas | SEER16 Heat Pump, <65 kbtuh, NR | Efficient |  |  | 1 | Conventional | HVAC | Com - Grocery | Com | ROB Only | 1 | 1000 sqft2 of floor space | Cap-Tons | 15 | DEER:HVAC_Split-Package_HP | -131 | 0 | -79.1 | SWHC046-03 | 1402.6667 | 2021 | 679.11 | 2021 | 0 | -50.67 | SWHC046-03 | Com Central HVAC (Small) - Fuel Sub - ZEAS 2030 - Hot-Dry ¦ SDG&E ¦ Hot-Dry | Com Central HVAC (Small) - Fuel Sub - ZEAS 2030 - Hot-Dry | 0.041033 | 0.814 | 0 | CBSA 2014, adjusted to reflect new efficiencies | 193.1105 | 2032 | 1 | SWHC046-03
COM-HVAC-FS-22-ZEAS.87 | Com ¦ Small Packaged Heat Pump (SEER 16) - Fuel Sub - ZEAS 2030 - Hot-Dry ¦ SDG&E ¦ Hot-Dry | Com ¦ Small Packaged Heat Pump (SEER 16) - Fuel Sub - ZEAS 2030 - Hot-Dry | SDG&E ¦ Hot-Dry | SDG&E | All | Electric & Gas | SEER16 Heat Pump, <65 kbtuh, NR | Efficient |  |  | 1 | Conventional | HVAC | Com - Health | Com | ROB Only | 1 | 1000 sqft2 of floor space | Cap-Tons | 15 | DEER:HVAC_Split-Package_HP | -361.3677 | 0 | -17.1444 | SWHC046-03 | 1402.6667 | 2021 | 679.11 | 2021 | 0 | -50.67 | SWHC046-03 | Com Central HVAC (Small) - Fuel Sub - ZEAS 2030 - Hot-Dry ¦ SDG&E ¦ Hot-Dry | Com Central HVAC (Small) - Fuel Sub - ZEAS 2030 - Hot-Dry | 0.031998 | 0.814 | 0 | CBSA 2014, adjusted to reflect new efficiencies | 72.0725 | 2032 | 1 | SWHC046-03
COM-HVAC-FS-22-ZEAS.88 | Com ¦ Small Packaged Heat Pump (SEER 16) - Fuel Sub - ZEAS 2030 - Hot-Dry ¦ SDG&E ¦ Hot-Dry | Com ¦ Small Packaged Heat Pump (SEER 16) - Fuel Sub - ZEAS 2030 - Hot-Dry | SDG&E ¦ Hot-Dry | SDG&E | All | Electric & Gas | SEER16 Heat Pump, <65 kbtuh, NR | Efficient |  |  | 1 | Conventional | HVAC | Com - Lodging | Com | ROB Only | 1 | 1000 sqft2 of floor space | Cap-Tons | 15 | DEER:HVAC_Split-Package_HP | -206.6509 | 0 | -33.7874 | SWHC046-03 | 1402.6667 | 2021 | 679.11 | 2021 | 0 | -50.67 | SWHC046-03 | Com Central HVAC (Small) - Fuel Sub - ZEAS 2030 - Hot-Dry ¦ SDG&E ¦ Hot-Dry | Com Central HVAC (Small) - Fuel Sub - ZEAS 2030 - Hot-Dry | 0.017903 | 0.814 | 0 | CBSA 2014, adjusted to reflect new efficiencies | 366.3494 | 2032 | 1 | SWHC046-03
COM-HVAC-FS-22-ZEAS.89 | Com ¦ Small Packaged Heat Pump (SEER 16) - Fuel Sub - ZEAS 2030 - Hot-Dry ¦ SDG&E ¦ Hot-Dry | Com ¦ Small Packaged Heat Pump (SEER 16) - Fuel Sub - ZEAS 2030 - Hot-Dry | SDG&E ¦ Hot-Dry | SDG&E | All | Electric & Gas | SEER16 Heat Pump, <65 kbtuh, NR | Efficient |  |  | 1 | Conventional | HVAC | Com - Office (Large) | Com | ROB Only | 1 | 1000 sqft2 of floor space | Cap-Tons | 15 | DEER:HVAC_Split-Package_HP | -171.5 | 0 | -0.5795 | SWHC046-03 | 1402.6667 | 2021 | 679.11 | 2021 | 0 | -50.67 | SWHC046-03 | Com Central HVAC (Small) - Fuel Sub - ZEAS 2030 - Hot-Dry ¦ SDG&E ¦ Hot-Dry | Com Central HVAC (Small) - Fuel Sub - ZEAS 2030 - Hot-Dry | 0.023374 | 0.814 | 0 | CBSA 2014, adjusted to reflect new efficiencies | 19.6583 | 2032 | 1 | SWHC046-03
COM-HVAC-FS-22-ZEAS.90 | Com ¦ Small Packaged Heat Pump (SEER 16) - Fuel Sub - ZEAS 2030 - Hot-Dry ¦ SDG&E ¦ Hot-Dry | Com ¦ Small Packaged Heat Pump (SEER 16) - Fuel Sub - ZEAS 2030 - Hot-Dry | SDG&E ¦ Hot-Dry | SDG&E | All | Electric & Gas | SEER16 Heat Pump, <65 kbtuh, NR | Efficient |  |  | 1 | Conventional | HVAC | Com - Office (Small) | Com | ROB Only | 1 | 1000 sqft2 of floor space | Cap-Tons | 15 | DEER:HVAC_Split-Package_HP | -155.5 | 0 | -4.435 | SWHC046-03 | 1402.6667 | 2021 | 679.11 | 2021 | 0 | -50.67 | SWHC046-03 | Com Central HVAC (Small) - Fuel Sub - ZEAS 2030 - Hot-Dry ¦ SDG&E ¦ Hot-Dry | Com Central HVAC (Small) - Fuel Sub - ZEAS 2030 - Hot-Dry | 0.028381 | 0.814 | 0 | CBSA 2014, adjusted to reflect new efficiencies | 15.9092 | 2032 | 1 | SWHC046-03
COM-HVAC-FS-22-ZEAS.91 | Com ¦ Small Packaged Heat Pump (SEER 16) - Fuel Sub - ZEAS 2030 - Hot-Dry ¦ SDG&E ¦ Hot-Dry | Com ¦ Small Packaged Heat Pump (SEER 16) - Fuel Sub - ZEAS 2030 - Hot-Dry | SDG&E ¦ Hot-Dry | SDG&E | All | Electric & Gas | SEER16 Heat Pump, <65 kbtuh, NR | Efficient |  |  | 1 | Conventional | HVAC | Com - Other | Com | ROB Only | 1 | 1000 sqft2 of floor space | Cap-Tons | 15 | DEER:HVAC_Split-Package_HP | -123.5 | 0 | -21.8 | SWHC046-03 | 1402.6667 | 2021 | 679.11 | 2021 | 0 | -50.67 | SWHC046-03 | Com Central HVAC (Small) - Fuel Sub - ZEAS 2030 - Hot-Dry ¦ SDG&E ¦ Hot-Dry | Com Central HVAC (Small) - Fuel Sub - ZEAS 2030 - Hot-Dry | 0.03826 | 0.814 | 0 | CBSA 2014, adjusted to reflect new efficiencies | 112.3916 | 2032 | 1 | SWHC046-03
COM-HVAC-FS-22-ZEAS.92 | Com ¦ Small Packaged Heat Pump (SEER 16) - Fuel Sub - ZEAS 2030 - Hot-Dry ¦ SDG&E ¦ Hot-Dry | Com ¦ Small Packaged Heat Pump (SEER 16) - Fuel Sub - ZEAS 2030 - Hot-Dry | SDG&E ¦ Hot-Dry | SDG&E | All | Electric & Gas | SEER16 Heat Pump, <65 kbtuh, NR | Efficient |  |  | 1 | Conventional | HVAC | Com - Refrig. Warehouse | Com | ROB Only | 1 | 1000 sqft2 of floor space | Cap-Tons | 15 | DEER:HVAC_Split-Package_HP | 0 | 0 | 0 | SWHC046-03 | 0 | 2021 | 0 | 2021 | 0 | -50.67 | SWHC046-03 | Com Central HVAC (Small) - Fuel Sub - ZEAS 2030 - Hot-Dry ¦ SDG&E ¦ Hot-Dry | Com Central HVAC (Small) - Fuel Sub - ZEAS 2030 - Hot-Dry | 0 | 0.814 | 0 | CBSA 2014, adjusted to reflect new efficiencies | 0 | 2032 | 1 | SWHC046-03
COM-HVAC-FS-22-ZEAS.93 | Com ¦ Small Packaged Heat Pump (SEER 16) - Fuel Sub - ZEAS 2030 - Hot-Dry ¦ SDG&E ¦ Hot-Dry | Com ¦ Small Packaged Heat Pump (SEER 16) - Fuel Sub - ZEAS 2030 - Hot-Dry | SDG&E ¦ Hot-Dry | SDG&E | All | Electric & Gas | SEER16 Heat Pump, <65 kbtuh, NR | Efficient |  |  | 1 | Conventional | HVAC | Com - Restaurant | Com | ROB Only | 1 | 1000 sqft2 of floor space | Cap-Tons | 15 | DEER:HVAC_Split-Package_HP | -153.6264 | 0 | -8.0956 | SWHC046-03 | 1402.6667 | 2021 | 679.11 | 2021 | 0 | -50.67 | SWHC046-03 | Com Central HVAC (Small) - Fuel Sub - ZEAS 2030 - Hot-Dry ¦ SDG&E ¦ Hot-Dry | Com Central HVAC (Small) - Fuel Sub - ZEAS 2030 - Hot-Dry | 0.041427 | 0.814 | 0 | CBSA 2014, adjusted to reflect new efficiencies | 8.8118 | 2032 | 1 | SWHC046-03
COM-HVAC-FS-22-ZEAS.94 | Com ¦ Small Packaged Heat Pump (SEER 16) - Fuel Sub - ZEAS 2030 - Hot-Dry ¦ SDG&E ¦ Hot-Dry | Com ¦ Small Packaged Heat Pump (SEER 16) - Fuel Sub - ZEAS 2030 - Hot-Dry | SDG&E ¦ Hot-Dry | SDG&E | All | Electric & Gas | SEER16 Heat Pump, <65 kbtuh, NR | Efficient |  |  | 1 | Conventional | HVAC | Com - Retail | Com | ROB Only | 1 | 1000 sqft2 of floor space | Cap-Tons | 15 | DEER:HVAC_Split-Package_HP | -190.1401 | 0 | -9.8184 | SWHC046-03 | 1402.6667 | 2021 | 679.11 | 2021 | 0 | -50.67 | SWHC046-03 | Com Central HVAC (Small) - Fuel Sub - ZEAS 2030 - Hot-Dry ¦ SDG&E ¦ Hot-Dry | Com Central HVAC (Small) - Fuel Sub - ZEAS 2030 - Hot-Dry | 0.016794 | 0.814 | 0 | CBSA 2014, adjusted to reflect new efficiencies | 115.3134 | 2032 | 1 | SWHC046-03
COM-HVAC-FS-22-ZEAS.95 | Com ¦ Small Packaged Heat Pump (SEER 16) - Fuel Sub - ZEAS 2030 - Hot-Dry ¦ SDG&E ¦ Hot-Dry | Com ¦ Small Packaged Heat Pump (SEER 16) - Fuel Sub - ZEAS 2030 - Hot-Dry | SDG&E ¦ Hot-Dry | SDG&E | All | Electric & Gas | SEER16 Heat Pump, <65 kbtuh, NR | Efficient |  |  | 1 | Conventional | HVAC | Com - School | Com | ROB Only | 1 | 1000 sqft2 of floor space | Cap-Tons | 15 | DEER:HVAC_Split-Package_HP | -65.601 | 0 | -10.9429 | SWHC046-03 | 1402.6667 | 2021 | 679.11 | 2021 | 0 | -50.67 | SWHC046-03 | Com Central HVAC (Small) - Fuel Sub - ZEAS 2030 - Hot-Dry ¦ SDG&E ¦ Hot-Dry | Com Central HVAC (Small) - Fuel Sub - ZEAS 2030 - Hot-Dry | 0.028241 | 0.814 | 0 | CBSA 2014, adjusted to reflect new efficiencies | 35.8025 | 2032 | 1 | SWHC046-03
COM-HVAC-FS-22-ZEAS.96 | Com ¦ Small Packaged Heat Pump (SEER 16) - Fuel Sub - ZEAS 2030 - Hot-Dry ¦ SDG&E ¦ Hot-Dry | Com ¦ Small Packaged Heat Pump (SEER 16) - Fuel Sub - ZEAS 2030 - Hot-Dry | SDG&E ¦ Hot-Dry | SDG&E | All | Electric & Gas | SEER16 Heat Pump, <65 kbtuh, NR | Efficient |  |  | 1 | Conventional | HVAC | Com - Warehouse | Com | ROB Only | 1 | 1000 sqft2 of floor space | Cap-Tons | 15 | DEER:HVAC_Split-Package_HP | -66.55 | 0 | -31.9 | SWHC046-03 | 1402.6667 | 2021 | 679.11 | 2021 | 0 | -50.67 | SWHC046-03 | Com Central HVAC (Small) - Fuel Sub - ZEAS 2030 - Hot-Dry ¦ SDG&E ¦ Hot-Dry | Com Central HVAC (Small) - Fuel Sub - ZEAS 2030 - Hot-Dry | 0.0051502 | 0.814 | 0 | CBSA 2014, adjusted to reflect new efficiencies | 154.4202 | 2032 | 1 | SWHC046-03
COM-HVAC-FS-23-ZEAS.1 | Com ¦ Small Packaged Heat Pump (SEER 17) - Fuel Sub - ZEAS 2030 - Marine ¦ PG&E ¦ Marine | Com ¦ Small Packaged Heat Pump (SEER 17) - Fuel Sub - ZEAS 2030 - Marine | PG&E ¦ Marine | PG&E | All | Electric & Gas | SEER17 Heat Pump, <65 kbtuh, NR | Efficient |  |  | 1 | Conventional | HVAC | Com - College | Com | ROB Only | 1 | 1000 sqft2 of floor space | Cap-Tons | 15 | DEER:HVAC_Split-Package_HP | -44.9354 | 0 | -35.6808 | SWHC046-03 | 1778.1667 | 2021 | 679.11 | 2021 | 0 | -50.67 | SWHC046-03 | Com Central HVAC (Small) - Fuel Sub - ZEAS 2030 - Marine ¦ PG&E ¦ Marine | Com Central HVAC (Small) - Fuel Sub - ZEAS 2030 - Marine | 0.020331 | 0.814 | 0 | CBSA 2014, adjusted to reflect new efficiencies | 121.0911 | 2032 | 1 | SWHC046-03
COM-HVAC-FS-23-ZEAS.2 | Com ¦ Small Packaged Heat Pump (SEER 17) - Fuel Sub - ZEAS 2030 - Marine ¦ PG&E ¦ Marine | Com ¦ Small Packaged Heat Pump (SEER 17) - Fuel Sub - ZEAS 2030 - Marine | PG&E ¦ Marine | PG&E | All | Electric & Gas | SEER17 Heat Pump, <65 kbtuh, NR | Efficient |  |  | 1 | Conventional | HVAC | Com - Grocery | Com | ROB Only | 1 | 1000 sqft2 of floor space | Cap-Tons | 15 | DEER:HVAC_Split-Package_HP | 320 | 0 | -181 | SWHC046-03 | 1778.1667 | 2021 | 679.11 | 2021 | 0 | -50.67 | SWHC046-03 | Com Central HVAC (Small) - Fuel Sub - ZEAS 2030 - Marine ¦ PG&E ¦ Marine | Com Central HVAC (Small) - Fuel Sub - ZEAS 2030 - Marine | 0.033922 | 0.814 | 0 | CBSA 2014, adjusted to reflect new efficiencies | 407.0229 | 2032 | 1 | SWHC046-03
COM-HVAC-FS-23-ZEAS.3 | Com ¦ Small Packaged Heat Pump (SEER 17) - Fuel Sub - ZEAS 2030 - Marine ¦ PG&E ¦ Marine | Com ¦ Small Packaged Heat Pump (SEER 17) - Fuel Sub - ZEAS 2030 - Marine | PG&E ¦ Marine | PG&E | All | Electric & Gas | SEER17 Heat Pump, <65 kbtuh, NR | Efficient |  |  | 1 | Conventional | HVAC | Com - Health | Com | ROB Only | 1 | 1000 sqft2 of floor space | Cap-Tons | 15 | DEER:HVAC_Split-Package_HP | -241.5084 | 0 | -51.2293 | SWHC046-03 | 1778.1667 | 2021 | 679.11 | 2021 | 0 | -50.67 | SWHC046-03 | Com Central HVAC (Small) - Fuel Sub - ZEAS 2030 - Marine ¦ PG&E ¦ Marine | Com Central HVAC (Small) - Fuel Sub - ZEAS 2030 - Marine | 0.030022 | 0.814 | 0 | CBSA 2014, adjusted to reflect new efficiencies | 160.5049 | 2032 | 1 | SWHC046-03
COM-HVAC-FS-23-ZEAS.4 | Com ¦ Small Packaged Heat Pump (SEER 17) - Fuel Sub - ZEAS 2030 - Marine ¦ PG&E ¦ Marine | Com ¦ Small Packaged Heat Pump (SEER 17) - Fuel Sub - ZEAS 2030 - Marine | PG&E ¦ Marine | PG&E | All | Electric & Gas | SEER17 Heat Pump, <65 kbtuh, NR | Efficient |  |  | 1 | Conventional | HVAC | Com - Lodging | Com | ROB Only | 1 | 1000 sqft2 of floor space | Cap-Tons | 15 | DEER:HVAC_Split-Package_HP | 86.8329 | 0 | -101.4521 | SWHC046-03 | 1778.1667 | 2021 | 679.11 | 2021 | 0 | -50.67 | SWHC046-03 | Com Central HVAC (Small) - Fuel Sub - ZEAS 2030 - Marine ¦ PG&E ¦ Marine | Com Central HVAC (Small) - Fuel Sub - ZEAS 2030 - Marine | 0.016003 | 0.814 | 0 | CBSA 2014, adjusted to reflect new efficiencies | 988.4875 | 2032 | 1 | SWHC046-03
COM-HVAC-FS-23-ZEAS.5 | Com ¦ Small Packaged Heat Pump (SEER 17) - Fuel Sub - ZEAS 2030 - Marine ¦ PG&E ¦ Marine | Com ¦ Small Packaged Heat Pump (SEER 17) - Fuel Sub - ZEAS 2030 - Marine | PG&E ¦ Marine | PG&E | All | Electric & Gas | SEER17 Heat Pump, <65 kbtuh, NR | Efficient |  |  | 1 | Conventional | HVAC | Com - Office (Large) | Com | ROB Only | 1 | 1000 sqft2 of floor space | Cap-Tons | 15 | DEER:HVAC_Split-Package_HP | -147.5 | 0 | -4.64 | SWHC046-03 | 1778.1667 | 2021 | 679.11 | 2021 | 0 | -50.67 | SWHC046-03 | Com Central HVAC (Small) - Fuel Sub - ZEAS 2030 - Marine ¦ PG&E ¦ Marine | Com Central HVAC (Small) - Fuel Sub - ZEAS 2030 - Marine | 0.021319 | 0.814 | 0 | CBSA 2014, adjusted to reflect new efficiencies | 35.5059 | 2032 | 1 | SWHC046-03
COM-HVAC-FS-23-ZEAS.6 | Com ¦ Small Packaged Heat Pump (SEER 17) - Fuel Sub - ZEAS 2030 - Marine ¦ PG&E ¦ Marine | Com ¦ Small Packaged Heat Pump (SEER 17) - Fuel Sub - ZEAS 2030 - Marine | PG&E ¦ Marine | PG&E | All | Electric & Gas | SEER17 Heat Pump, <65 kbtuh, NR | Efficient |  |  | 1 | Conventional | HVAC | Com - Office (Small) | Com | ROB Only | 1 | 1000 sqft2 of floor space | Cap-Tons | 15 | DEER:HVAC_Split-Package_HP | -81.4 | 0 | -17.4 | SWHC046-03 | 1778.1667 | 2021 | 679.11 | 2021 | 0 | -50.67 | SWHC046-03 | Com Central HVAC (Small) - Fuel Sub - ZEAS 2030 - Marine ¦ PG&E ¦ Marine | Com Central HVAC (Small) - Fuel Sub - ZEAS 2030 - Marine | 0.024933 | 0.814 | 0 | CBSA 2014, adjusted to reflect new efficiencies | 38.1784 | 2032 | 1 | SWHC046-03
COM-HVAC-FS-23-ZEAS.7 | Com ¦ Small Packaged Heat Pump (SEER 17) - Fuel Sub - ZEAS 2030 - Marine ¦ PG&E ¦ Marine | Com ¦ Small Packaged Heat Pump (SEER 17) - Fuel Sub - ZEAS 2030 - Marine | PG&E ¦ Marine | PG&E | All | Electric & Gas | SEER17 Heat Pump, <65 kbtuh, NR | Efficient |  |  | 1 | Conventional | HVAC | Com - Other | Com | ROB Only | 1 | 1000 sqft2 of floor space | Cap-Tons | 15 | DEER:HVAC_Split-Package_HP | 56.95 | 0 | -66.4 | SWHC046-03 | 1778.1667 | 2021 | 679.11 | 2021 | 0 | -50.67 | SWHC046-03 | Com Central HVAC (Small) - Fuel Sub - ZEAS 2030 - Marine ¦ PG&E ¦ Marine | Com Central HVAC (Small) - Fuel Sub - ZEAS 2030 - Marine | 0.0353 | 0.814 | 0 | CBSA 2014, adjusted to reflect new efficiencies | 294.5038 | 2032 | 1 | SWHC046-03
COM-HVAC-FS-23-ZEAS.8 | Com ¦ Small Packaged Heat Pump (SEER 17) - Fuel Sub - ZEAS 2030 - Marine ¦ PG&E ¦ Marine | Com ¦ Small Packaged Heat Pump (SEER 17) - Fuel Sub - ZEAS 2030 - Marine | PG&E ¦ Marine | PG&E | All | Electric & Gas | SEER17 Heat Pump, <65 kbtuh, NR | Efficient |  |  | 1 | Conventional | HVAC | Com - Refrig. Warehouse | Com | ROB Only | 1 | 1000 sqft2 of floor space | Cap-Tons | 15 | DEER:HVAC_Split-Package_HP | 0 | 0 | 0 | SWHC046-03 | 0 | 2021 | 0 | 2021 | 0 | -50.67 | SWHC046-03 | Com Central HVAC (Small) - Fuel Sub - ZEAS 2030 - Marine ¦ PG&E ¦ Marine | Com Central HVAC (Small) - Fuel Sub - ZEAS 2030 - Marine | 0 | 0.814 | 0 | CBSA 2014, adjusted to reflect new efficiencies | 0 | 2032 | 1 | SWHC046-03
COM-HVAC-FS-23-ZEAS.9 | Com ¦ Small Packaged Heat Pump (SEER 17) - Fuel Sub - ZEAS 2030 - Marine ¦ PG&E ¦ Marine | Com ¦ Small Packaged Heat Pump (SEER 17) - Fuel Sub - ZEAS 2030 - Marine | PG&E ¦ Marine | PG&E | All | Electric & Gas | SEER17 Heat Pump, <65 kbtuh, NR | Efficient |  |  | 1 | Conventional | HVAC | Com - Restaurant | Com | ROB Only | 1 | 1000 sqft2 of floor space | Cap-Tons | 15 | DEER:HVAC_Split-Package_HP | -74.1365 | 0 | -40.0519 | SWHC046-03 | 1778.1667 | 2021 | 679.11 | 2021 | 0 | -50.67 | SWHC046-03 | Com Central HVAC (Small) - Fuel Sub - ZEAS 2030 - Marine ¦ PG&E ¦ Marine | Com Central HVAC (Small) - Fuel Sub - ZEAS 2030 - Marine | 0.036027 | 0.814 | 0 | CBSA 2014, adjusted to reflect new efficiencies | 31.406 | 2032 | 1 | SWHC046-03
COM-HVAC-FS-23-ZEAS.10 | Com ¦ Small Packaged Heat Pump (SEER 17) - Fuel Sub - ZEAS 2030 - Marine ¦ PG&E ¦ Marine | Com ¦ Small Packaged Heat Pump (SEER 17) - Fuel Sub - ZEAS 2030 - Marine | PG&E ¦ Marine | PG&E | All | Electric & Gas | SEER17 Heat Pump, <65 kbtuh, NR | Efficient |  |  | 1 | Conventional | HVAC | Com - Retail | Com | ROB Only | 1 | 1000 sqft2 of floor space | Cap-Tons | 15 | DEER:HVAC_Split-Package_HP | -98.2344 | 0 | -34.4464 | SWHC046-03 | 1778.1667 | 2021 | 679.11 | 2021 | 0 | -50.67 | SWHC046-03 | Com Central HVAC (Small) - Fuel Sub - ZEAS 2030 - Marine ¦ PG&E ¦ Marine | Com Central HVAC (Small) - Fuel Sub - ZEAS 2030 - Marine | 0.015015 | 0.814 | 0 | CBSA 2014, adjusted to reflect new efficiencies | 204.7152 | 2032 | 1 | SWHC046-03
COM-HVAC-FS-23-ZEAS.11 | Com ¦ Small Packaged Heat Pump (SEER 17) - Fuel Sub - ZEAS 2030 - Marine ¦ PG&E ¦ Marine | Com ¦ Small Packaged Heat Pump (SEER 17) - Fuel Sub - ZEAS 2030 - Marine | PG&E ¦ Marine | PG&E | All | Electric & Gas | SEER17 Heat Pump, <65 kbtuh, NR | Efficient |  |  | 1 | Conventional | HVAC | Com - School | Com | ROB Only | 1 | 1000 sqft2 of floor space | Cap-Tons | 15 | DEER:HVAC_Split-Package_HP | 34.8527 | 0 | -34.7585 | SWHC046-03 | 1778.1667 | 2021 | 679.11 | 2021 | 0 | -50.67 | SWHC046-03 | Com Central HVAC (Small) - Fuel Sub - ZEAS 2030 - Marine ¦ PG&E ¦ Marine | Com Central HVAC (Small) - Fuel Sub - ZEAS 2030 - Marine | 0.0228 | 0.814 | 0 | CBSA 2014, adjusted to reflect new efficiencies | 73.6759 | 2032 | 1 | SWHC046-03
COM-HVAC-FS-23-ZEAS.12 | Com ¦ Small Packaged Heat Pump (SEER 17) - Fuel Sub - ZEAS 2030 - Marine ¦ PG&E ¦ Marine | Com ¦ Small Packaged Heat Pump (SEER 17) - Fuel Sub - ZEAS 2030 - Marine | PG&E ¦ Marine | PG&E | All | Electric & Gas | SEER17 Heat Pump, <65 kbtuh, NR | Efficient |  |  | 1 | Conventional | HVAC | Com - Warehouse | Com | ROB Only | 1 | 1000 sqft2 of floor space | Cap-Tons | 15 | DEER:HVAC_Split-Package_HP | 132.5 | 0 | -71.4 | SWHC046-03 | 1778.1667 | 2021 | 679.11 | 2021 | 0 | -50.67 | SWHC046-03 | Com Central HVAC (Small) - Fuel Sub - ZEAS 2030 - Marine ¦ PG&E ¦ Marine | Com Central HVAC (Small) - Fuel Sub - ZEAS 2030 - Marine | 0.0046728 | 0.814 | 0 | CBSA 2014, adjusted to reflect new efficiencies | 261.2714 | 2032 | 1 | SWHC046-03
COM-HVAC-FS-23-ZEAS.13 | Com ¦ Small Packaged Heat Pump (SEER 17) - Fuel Sub - ZEAS 2030 - Hot-Dry ¦ PG&E ¦ Hot-Dry | Com ¦ Small Packaged Heat Pump (SEER 17) - Fuel Sub - ZEAS 2030 - Hot-Dry | PG&E ¦ Hot-Dry | PG&E | All | Electric & Gas | SEER17 Heat Pump, <65 kbtuh, NR | Efficient |  |  | 1 | Conventional | HVAC | Com - College | Com | ROB Only | 1 | 1000 sqft2 of floor space | Cap-Tons | 15 | DEER:HVAC_Split-Package_HP | -110.0957 | 0 | -36.4895 | SWHC046-03 | 1778.1667 | 2021 | 679.11 | 2021 | 0 | -50.67 | SWHC046-03 | Com Central HVAC (Small) - Fuel Sub - ZEAS 2030 - Hot-Dry ¦ PG&E ¦ Hot-Dry | Com Central HVAC (Small) - Fuel Sub - ZEAS 2030 - Hot-Dry | 0.020331 | 0.814 | 0 | CBSA 2014, adjusted to reflect new efficiencies | 128.6782 | 2032 | 1 | SWHC046-03
COM-HVAC-FS-23-ZEAS.14 | Com ¦ Small Packaged Heat Pump (SEER 17) - Fuel Sub - ZEAS 2030 - Hot-Dry ¦ PG&E ¦ Hot-Dry | Com ¦ Small Packaged Heat Pump (SEER 17) - Fuel Sub - ZEAS 2030 - Hot-Dry | PG&E ¦ Hot-Dry | PG&E | All | Electric & Gas | SEER17 Heat Pump, <65 kbtuh, NR | Efficient |  |  | 1 | Conventional | HVAC | Com - Grocery | Com | ROB Only | 1 | 1000 sqft2 of floor space | Cap-Tons | 15 | DEER:HVAC_Split-Package_HP | -10.665 | 0 | -107 | SWHC046-03 | 1778.1667 | 2021 | 679.11 | 2021 | 0 | -50.67 | SWHC046-03 | Com Central HVAC (Small) - Fuel Sub - ZEAS 2030 - Hot-Dry ¦ PG&E ¦ Hot-Dry | Com Central HVAC (Small) - Fuel Sub - ZEAS 2030 - Hot-Dry | 0.033922 | 0.814 | 0 | CBSA 2014, adjusted to reflect new efficiencies | 251.8563 | 2032 | 1 | SWHC046-03
COM-HVAC-FS-23-ZEAS.15 | Com ¦ Small Packaged Heat Pump (SEER 17) - Fuel Sub - ZEAS 2030 - Hot-Dry ¦ PG&E ¦ Hot-Dry | Com ¦ Small Packaged Heat Pump (SEER 17) - Fuel Sub - ZEAS 2030 - Hot-Dry | PG&E ¦ Hot-Dry | PG&E | All | Electric & Gas | SEER17 Heat Pump, <65 kbtuh, NR | Efficient |  |  | 1 | Conventional | HVAC | Com - Health | Com | ROB Only | 1 | 1000 sqft2 of floor space | Cap-Tons | 15 | DEER:HVAC_Split-Package_HP | -274.2422 | 0 | -56.9423 | SWHC046-03 | 1778.1667 | 2021 | 679.11 | 2021 | 0 | -50.67 | SWHC046-03 | Com Central HVAC (Small) - Fuel Sub - ZEAS 2030 - Hot-Dry ¦ PG&E ¦ Hot-Dry | Com Central HVAC (Small) - Fuel Sub - ZEAS 2030 - Hot-Dry | 0.030022 | 0.814 | 0 | CBSA 2014, adjusted to reflect new efficiencies | 178.7836 | 2032 | 1 | SWHC046-03
COM-HVAC-FS-23-ZEAS.16 | Com ¦ Small Packaged Heat Pump (SEER 17) - Fuel Sub - ZEAS 2030 - Hot-Dry ¦ PG&E ¦ Hot-Dry | Com ¦ Small Packaged Heat Pump (SEER 17) - Fuel Sub - ZEAS 2030 - Hot-Dry | PG&E ¦ Hot-Dry | PG&E | All | Electric & Gas | SEER17 Heat Pump, <65 kbtuh, NR | Efficient |  |  | 1 | Conventional | HVAC | Com - Lodging | Com | ROB Only | 1 | 1000 sqft2 of floor space | Cap-Tons | 15 | DEER:HVAC_Split-Package_HP | -25.1615 | 0 | -94.0446 | SWHC046-03 | 1778.1667 | 2021 | 679.11 | 2021 | 0 | -50.67 | SWHC046-03 | Com Central HVAC (Small) - Fuel Sub - ZEAS 2030 - Hot-Dry ¦ PG&E ¦ Hot-Dry | Com Central HVAC (Small) - Fuel Sub - ZEAS 2030 - Hot-Dry | 0.016003 | 0.814 | 0 | CBSA 2014, adjusted to reflect new efficiencies | 932.9732 | 2032 | 1 | SWHC046-03
COM-HVAC-FS-23-ZEAS.17 | Com ¦ Small Packaged Heat Pump (SEER 17) - Fuel Sub - ZEAS 2030 - Hot-Dry ¦ PG&E ¦ Hot-Dry | Com ¦ Small Packaged Heat Pump (SEER 17) - Fuel Sub - ZEAS 2030 - Hot-Dry | PG&E ¦ Hot-Dry | PG&E | All | Electric & Gas | SEER17 Heat Pump, <65 kbtuh, NR | Efficient |  |  | 1 | Conventional | HVAC | Com - Office (Large) | Com | ROB Only | 1 | 1000 sqft2 of floor space | Cap-Tons | 15 | DEER:HVAC_Split-Package_HP | -208 | 0 | -6.14 | SWHC046-03 | 1778.1667 | 2021 | 679.11 | 2021 | 0 | -50.67 | SWHC046-03 | Com Central HVAC (Small) - Fuel Sub - ZEAS 2030 - Hot-Dry ¦ PG&E ¦ Hot-Dry | Com Central HVAC (Small) - Fuel Sub - ZEAS 2030 - Hot-Dry | 0.021319 | 0.814 | 0 | CBSA 2014, adjusted to reflect new efficiencies | 48.2588 | 2032 | 1 | SWHC046-03
COM-HVAC-FS-23-ZEAS.18 | Com ¦ Small Packaged Heat Pump (SEER 17) - Fuel Sub - ZEAS 2030 - Hot-Dry ¦ PG&E ¦ Hot-Dry | Com ¦ Small Packaged Heat Pump (SEER 17) - Fuel Sub - ZEAS 2030 - Hot-Dry | PG&E ¦ Hot-Dry | PG&E | All | Electric & Gas | SEER17 Heat Pump, <65 kbtuh, NR | Efficient |  |  | 1 | Conventional | HVAC | Com - Office (Small) | Com | ROB Only | 1 | 1000 sqft2 of floor space | Cap-Tons | 15 | DEER:HVAC_Split-Package_HP | -143.5 | 0 | -17.2 | SWHC046-03 | 1778.1667 | 2021 | 679.11 | 2021 | 0 | -50.67 | SWHC046-03 | Com Central HVAC (Small) - Fuel Sub - ZEAS 2030 - Hot-Dry ¦ PG&E ¦ Hot-Dry | Com Central HVAC (Small) - Fuel Sub - ZEAS 2030 - Hot-Dry | 0.024933 | 0.814 | 0 | CBSA 2014, adjusted to reflect new efficiencies | 40.6296 | 2032 | 1 | SWHC046-03
COM-HVAC-FS-23-ZEAS.19 | Com ¦ Small Packaged Heat Pump (SEER 17) - Fuel Sub - ZEAS 2030 - Hot-Dry ¦ PG&E ¦ Hot-Dry | Com ¦ Small Packaged Heat Pump (SEER 17) - Fuel Sub - ZEAS 2030 - Hot-Dry | PG&E ¦ Hot-Dry | PG&E | All | Electric & Gas | SEER17 Heat Pump, <65 kbtuh, NR | Efficient |  |  | 1 | Conventional | HVAC | Com - Other | Com | ROB Only | 1 | 1000 sqft2 of floor space | Cap-Tons | 15 | DEER:HVAC_Split-Package_HP | -39.4 | 0 | -65.5 | SWHC046-03 | 1778.1667 | 2021 | 679.11 | 2021 | 0 | -50.67 | SWHC046-03 | Com Central HVAC (Small) - Fuel Sub - ZEAS 2030 - Hot-Dry ¦ PG&E ¦ Hot-Dry | Com Central HVAC (Small) - Fuel Sub - ZEAS 2030 - Hot-Dry | 0.0353 | 0.814 | 0 | CBSA 2014, adjusted to reflect new efficiencies | 301.0662 | 2032 | 1 | SWHC046-03
COM-HVAC-FS-23-ZEAS.20 | Com ¦ Small Packaged Heat Pump (SEER 17) - Fuel Sub - ZEAS 2030 - Hot-Dry ¦ PG&E ¦ Hot-Dry | Com ¦ Small Packaged Heat Pump (SEER 17) - Fuel Sub - ZEAS 2030 - Hot-Dry | PG&E ¦ Hot-Dry | PG&E | All | Electric & Gas | SEER17 Heat Pump, <65 kbtuh, NR | Efficient |  |  | 1 | Conventional | HVAC | Com - Refrig. Warehouse | Com | ROB Only | 1 | 1000 sqft2 of floor space | Cap-Tons | 15 | DEER:HVAC_Split-Package_HP | 0 | 0 | 0 | SWHC046-03 | 0 | 2021 | 0 | 2021 | 0 | -50.67 | SWHC046-03 | Com Central HVAC (Small) - Fuel Sub - ZEAS 2030 - Hot-Dry ¦ PG&E ¦ Hot-Dry | Com Central HVAC (Small) - Fuel Sub - ZEAS 2030 - Hot-Dry | 0 | 0.814 | 0 | CBSA 2014, adjusted to reflect new efficiencies | 0 | 2032 | 1 | SWHC046-03
COM-HVAC-FS-23-ZEAS.21 | Com ¦ Small Packaged Heat Pump (SEER 17) - Fuel Sub - ZEAS 2030 - Hot-Dry ¦ PG&E ¦ Hot-Dry | Com ¦ Small Packaged Heat Pump (SEER 17) - Fuel Sub - ZEAS 2030 - Hot-Dry | PG&E ¦ Hot-Dry | PG&E | All | Electric & Gas | SEER17 Heat Pump, <65 kbtuh, NR | Efficient |  |  | 1 | Conventional | HVAC | Com - Restaurant | Com | ROB Only | 1 | 1000 sqft2 of floor space | Cap-Tons | 15 | DEER:HVAC_Split-Package_HP | -173.6069 | 0 | -43.4766 | SWHC046-03 | 1778.1667 | 2021 | 679.11 | 2021 | 0 | -50.67 | SWHC046-03 | Com Central HVAC (Small) - Fuel Sub - ZEAS 2030 - Hot-Dry ¦ PG&E ¦ Hot-Dry | Com Central HVAC (Small) - Fuel Sub - ZEAS 2030 - Hot-Dry | 0.036027 | 0.814 | 0 | CBSA 2014, adjusted to reflect new efficiencies | 35.7464 | 2032 | 1 | SWHC046-03
COM-HVAC-FS-23-ZEAS.22 | Com ¦ Small Packaged Heat Pump (SEER 17) - Fuel Sub - ZEAS 2030 - Hot-Dry ¦ PG&E ¦ Hot-Dry | Com ¦ Small Packaged Heat Pump (SEER 17) - Fuel Sub - ZEAS 2030 - Hot-Dry | PG&E ¦ Hot-Dry | PG&E | All | Electric & Gas | SEER17 Heat Pump, <65 kbtuh, NR | Efficient |  |  | 1 | Conventional | HVAC | Com - Retail | Com | ROB Only | 1 | 1000 sqft2 of floor space | Cap-Tons | 15 | DEER:HVAC_Split-Package_HP | -232.9275 | 0 | -30.8133 | SWHC046-03 | 1778.1667 | 2021 | 679.11 | 2021 | 0 | -50.67 | SWHC046-03 | Com Central HVAC (Small) - Fuel Sub - ZEAS 2030 - Hot-Dry ¦ PG&E ¦ Hot-Dry | Com Central HVAC (Small) - Fuel Sub - ZEAS 2030 - Hot-Dry | 0.015015 | 0.814 | 0 | CBSA 2014, adjusted to reflect new efficiencies | 234.0834 | 2032 | 1 | SWHC046-03
COM-HVAC-FS-23-ZEAS.23 | Com ¦ Small Packaged Heat Pump (SEER 17) - Fuel Sub - ZEAS 2030 - Hot-Dry ¦ PG&E ¦ Hot-Dry | Com ¦ Small Packaged Heat Pump (SEER 17) - Fuel Sub - ZEAS 2030 - Hot-Dry | PG&E ¦ Hot-Dry | PG&E | All | Electric & Gas | SEER17 Heat Pump, <65 kbtuh, NR | Efficient |  |  | 1 | Conventional | HVAC | Com - School | Com | ROB Only | 1 | 1000 sqft2 of floor space | Cap-Tons | 15 | DEER:HVAC_Split-Package_HP | 16.2738 | 0 | -36.8542 | SWHC046-03 | 1778.1667 | 2021 | 679.11 | 2021 | 0 | -50.67 | SWHC046-03 | Com Central HVAC (Small) - Fuel Sub - ZEAS 2030 - Hot-Dry ¦ PG&E ¦ Hot-Dry | Com Central HVAC (Small) - Fuel Sub - ZEAS 2030 - Hot-Dry | 0.0228 | 0.814 | 0 | CBSA 2014, adjusted to reflect new efficiencies | 81.523 | 2032 | 1 | SWHC046-03
COM-HVAC-FS-23-ZEAS.24 | Com ¦ Small Packaged Heat Pump (SEER 17) - Fuel Sub - ZEAS 2030 - Hot-Dry ¦ PG&E ¦ Hot-Dry | Com ¦ Small Packaged Heat Pump (SEER 17) - Fuel Sub - ZEAS 2030 - Hot-Dry | PG&E ¦ Hot-Dry | PG&E | All | Electric & Gas | SEER17 Heat Pump, <65 kbtuh, NR | Efficient |  |  | 1 | Conventional | HVAC | Com - Warehouse | Com | ROB Only | 1 | 1000 sqft2 of floor space | Cap-Tons | 15 | DEER:HVAC_Split-Package_HP | 128 | 0 | -79.6 | SWHC046-03 | 1778.1667 | 2021 | 679.11 | 2021 | 0 | -50.67 | SWHC046-03 | Com Central HVAC (Small) - Fuel Sub - ZEAS 2030 - Hot-Dry ¦ PG&E ¦ Hot-Dry | Com Central HVAC (Small) - Fuel Sub - ZEAS 2030 - Hot-Dry | 0.0046728 | 0.814 | 0 | CBSA 2014, adjusted to reflect new efficiencies | 297.1871 | 2032 | 1 | SWHC046-03
COM-HVAC-FS-23-ZEAS.25 | Com ¦ Small Packaged Heat Pump (SEER 17) - Fuel Sub - ZEAS 2030 - Cold ¦ PG&E ¦ Cold | Com ¦ Small Packaged Heat Pump (SEER 17) - Fuel Sub - ZEAS 2030 - Cold | PG&E ¦ Cold | PG&E | All | Electric & Gas | SEER17 Heat Pump, <65 kbtuh, NR | Efficient |  |  | 1 | Conventional | HVAC | Com - College | Com | ROB Only | 1 | 1000 sqft2 of floor space | Cap-Tons | 15 | DEER:HVAC_Split-Package_HP | 341.5649 | 0 | -92.6695 | SWHC046-03 | 1778.1667 | 2021 | 679.11 | 2021 | 0 | -50.67 | SWHC046-03 | Com Central HVAC (Small) - Fuel Sub - ZEAS 2030 - Cold ¦ PG&E ¦ Cold | Com Central HVAC (Small) - Fuel Sub - ZEAS 2030 - Cold | 0.020331 | 0.814 | 0 | CBSA 2014, adjusted to reflect new efficiencies | 279.8969 | 2032 | 1 | SWHC046-03
COM-HVAC-FS-23-ZEAS.26 | Com ¦ Small Packaged Heat Pump (SEER 17) - Fuel Sub - ZEAS 2030 - Cold ¦ PG&E ¦ Cold | Com ¦ Small Packaged Heat Pump (SEER 17) - Fuel Sub - ZEAS 2030 - Cold | PG&E ¦ Cold | PG&E | All | Electric & Gas | SEER17 Heat Pump, <65 kbtuh, NR | Efficient |  |  | 1 | Conventional | HVAC | Com - Grocery | Com | ROB Only | 1 | 1000 sqft2 of floor space | Cap-Tons | 15 | DEER:HVAC_Split-Package_HP | 1395 | 0 | -331.5 | SWHC046-03 | 1778.1667 | 2021 | 679.11 | 2021 | 0 | -50.67 | SWHC046-03 | Com Central HVAC (Small) - Fuel Sub - ZEAS 2030 - Cold ¦ PG&E ¦ Cold | Com Central HVAC (Small) - Fuel Sub - ZEAS 2030 - Cold | 0.033922 | 0.814 | 0 | CBSA 2014, adjusted to reflect new efficiencies | 699.9582 | 2032 | 1 | SWHC046-03
COM-HVAC-FS-23-ZEAS.27 | Com ¦ Small Packaged Heat Pump (SEER 17) - Fuel Sub - ZEAS 2030 - Cold ¦ PG&E ¦ Cold | Com ¦ Small Packaged Heat Pump (SEER 17) - Fuel Sub - ZEAS 2030 - Cold | PG&E ¦ Cold | PG&E | All | Electric & Gas | SEER17 Heat Pump, <65 kbtuh, NR | Efficient |  |  | 1 | Conventional | HVAC | Com - Health | Com | ROB Only | 1 | 1000 sqft2 of floor space | Cap-Tons | 15 | DEER:HVAC_Split-Package_HP | 217.5098 | 0 | -128.9495 | SWHC046-03 | 1778.1667 | 2021 | 679.11 | 2021 | 0 | -50.67 | SWHC046-03 | Com Central HVAC (Small) - Fuel Sub - ZEAS 2030 - Cold ¦ PG&E ¦ Cold | Com Central HVAC (Small) - Fuel Sub - ZEAS 2030 - Cold | 0.030022 | 0.814 | 0 | CBSA 2014, adjusted to reflect new efficiencies | 349.9951 | 2032 | 1 | SWHC046-03
COM-HVAC-FS-23-ZEAS.28 | Com ¦ Small Packaged Heat Pump (SEER 17) - Fuel Sub - ZEAS 2030 - Cold ¦ PG&E ¦ Cold | Com ¦ Small Packaged Heat Pump (SEER 17) - Fuel Sub - ZEAS 2030 - Cold | PG&E ¦ Cold | PG&E | All | Electric & Gas | SEER17 Heat Pump, <65 kbtuh, NR | Efficient |  |  | 1 | Conventional | HVAC | Com - Lodging | Com | ROB Only | 1 | 1000 sqft2 of floor space | Cap-Tons | 15 | DEER:HVAC_Split-Package_HP | 938.7835 | 0 | -210.3596 | SWHC046-03 | 1778.1667 | 2021 | 679.11 | 2021 | 0 | -50.67 | SWHC046-03 | Com Central HVAC (Small) - Fuel Sub - ZEAS 2030 - Cold ¦ PG&E ¦ Cold | Com Central HVAC (Small) - Fuel Sub - ZEAS 2030 - Cold | 0.016003 | 0.814 | 0 | CBSA 2014, adjusted to reflect new efficiencies | 1929.9764 | 2032 | 1 | SWHC046-03
COM-HVAC-FS-23-ZEAS.29 | Com ¦ Small Packaged Heat Pump (SEER 17) - Fuel Sub - ZEAS 2030 - Cold ¦ PG&E ¦ Cold | Com ¦ Small Packaged Heat Pump (SEER 17) - Fuel Sub - ZEAS 2030 - Cold | PG&E ¦ Cold | PG&E | All | Electric & Gas | SEER17 Heat Pump, <65 kbtuh, NR | Efficient |  |  | 1 | Conventional | HVAC | Com - Office (Large) | Com | ROB Only | 1 | 1000 sqft2 of floor space | Cap-Tons | 15 | DEER:HVAC_Split-Package_HP | -52.6 | 0 | -24.4 | SWHC046-03 | 1778.1667 | 2021 | 679.11 | 2021 | 0 | -50.67 | SWHC046-03 | Com Central HVAC (Small) - Fuel Sub - ZEAS 2030 - Cold ¦ PG&E ¦ Cold | Com Central HVAC (Small) - Fuel Sub - ZEAS 2030 - Cold | 0.021319 | 0.814 | 0 | CBSA 2014, adjusted to reflect new efficiencies | 114.8041 | 2032 | 1 | SWHC046-03
COM-HVAC-FS-23-ZEAS.30 | Com ¦ Small Packaged Heat Pump (SEER 17) - Fuel Sub - ZEAS 2030 - Cold ¦ PG&E ¦ Cold | Com ¦ Small Packaged Heat Pump (SEER 17) - Fuel Sub - ZEAS 2030 - Cold | PG&E ¦ Cold | PG&E | All | Electric & Gas | SEER17 Heat Pump, <65 kbtuh, NR | Efficient |  |  | 1 | Conventional | HVAC | Com - Office (Small) | Com | ROB Only | 1 | 1000 sqft2 of floor space | Cap-Tons | 15 | DEER:HVAC_Split-Package_HP | 135.5 | 0 | -49.4 | SWHC046-03 | 1778.1667 | 2021 | 679.11 | 2021 | 0 | -50.67 | SWHC046-03 | Com Central HVAC (Small) - Fuel Sub - ZEAS 2030 - Cold ¦ PG&E ¦ Cold | Com Central HVAC (Small) - Fuel Sub - ZEAS 2030 - Cold | 0.024933 | 0.814 | 0 | CBSA 2014, adjusted to reflect new efficiencies | 91.5836 | 2032 | 1 | SWHC046-03
COM-HVAC-FS-23-ZEAS.31 | Com ¦ Small Packaged Heat Pump (SEER 17) - Fuel Sub - ZEAS 2030 - Cold ¦ PG&E ¦ Cold | Com ¦ Small Packaged Heat Pump (SEER 17) - Fuel Sub - ZEAS 2030 - Cold | PG&E ¦ Cold | PG&E | All | Electric & Gas | SEER17 Heat Pump, <65 kbtuh, NR | Efficient |  |  | 1 | Conventional | HVAC | Com - Other | Com | ROB Only | 1 | 1000 sqft2 of floor space | Cap-Tons | 15 | DEER:HVAC_Split-Package_HP | 721 | 0 | -172 | SWHC046-03 | 1778.1667 | 2021 | 679.11 | 2021 | 0 | -50.67 | SWHC046-03 | Com Central HVAC (Small) - Fuel Sub - ZEAS 2030 - Cold ¦ PG&E ¦ Cold | Com Central HVAC (Small) - Fuel Sub - ZEAS 2030 - Cold | 0.0353 | 0.814 | 0 | CBSA 2014, adjusted to reflect new efficiencies | 699.5451 | 2032 | 1 | SWHC046-03
COM-HVAC-FS-23-ZEAS.32 | Com ¦ Small Packaged Heat Pump (SEER 17) - Fuel Sub - ZEAS 2030 - Cold ¦ PG&E ¦ Cold | Com ¦ Small Packaged Heat Pump (SEER 17) - Fuel Sub - ZEAS 2030 - Cold | PG&E ¦ Cold | PG&E | All | Electric & Gas | SEER17 Heat Pump, <65 kbtuh, NR | Efficient |  |  | 1 | Conventional | HVAC | Com - Refrig. Warehouse | Com | ROB Only | 1 | 1000 sqft2 of floor space | Cap-Tons | 15 | DEER:HVAC_Split-Package_HP | 0 | 0 | 0 | SWHC046-03 | 0 | 2021 | 0 | 2021 | 0 | -50.67 | SWHC046-03 | Com Central HVAC (Small) - Fuel Sub - ZEAS 2030 - Cold ¦ PG&E ¦ Cold | Com Central HVAC (Small) - Fuel Sub - ZEAS 2030 - Cold | 0 | 0.814 | 0 | CBSA 2014, adjusted to reflect new efficiencies | 0 | 2032 | 1 | SWHC046-03
COM-HVAC-FS-23-ZEAS.33 | Com ¦ Small Packaged Heat Pump (SEER 17) - Fuel Sub - ZEAS 2030 - Cold ¦ PG&E ¦ Cold | Com ¦ Small Packaged Heat Pump (SEER 17) - Fuel Sub - ZEAS 2030 - Cold | PG&E ¦ Cold | PG&E | All | Electric & Gas | SEER17 Heat Pump, <65 kbtuh, NR | Efficient |  |  | 1 | Conventional | HVAC | Com - Restaurant | Com | ROB Only | 1 | 1000 sqft2 of floor space | Cap-Tons | 15 | DEER:HVAC_Split-Package_HP | 430.5153 | 0 | -140.5022 | SWHC046-03 | 1778.1667 | 2021 | 679.11 | 2021 | 0 | -50.67 | SWHC046-03 | Com Central HVAC (Small) - Fuel Sub - ZEAS 2030 - Cold ¦ PG&E ¦ Cold | Com Central HVAC (Small) - Fuel Sub - ZEAS 2030 - Cold | 0.036027 | 0.814 | 0 | CBSA 2014, adjusted to reflect new efficiencies | 97.8998 | 2032 | 1 | SWHC046-03
COM-HVAC-FS-23-ZEAS.34 | Com ¦ Small Packaged Heat Pump (SEER 17) - Fuel Sub - ZEAS 2030 - Cold ¦ PG&E ¦ Cold | Com ¦ Small Packaged Heat Pump (SEER 17) - Fuel Sub - ZEAS 2030 - Cold | PG&E ¦ Cold | PG&E | All | Electric & Gas | SEER17 Heat Pump, <65 kbtuh, NR | Efficient |  |  | 1 | Conventional | HVAC | Com - Retail | Com | ROB Only | 1 | 1000 sqft2 of floor space | Cap-Tons | 15 | DEER:HVAC_Split-Package_HP | 356.9859 | 0 | -114.1883 | SWHC046-03 | 1778.1667 | 2021 | 679.11 | 2021 | 0 | -50.67 | SWHC046-03 | Com Central HVAC (Small) - Fuel Sub - ZEAS 2030 - Cold ¦ PG&E ¦ Cold | Com Central HVAC (Small) - Fuel Sub - ZEAS 2030 - Cold | 0.015015 | 0.814 | 0 | CBSA 2014, adjusted to reflect new efficiencies | 438.8023 | 2032 | 1 | SWHC046-03
COM-HVAC-FS-23-ZEAS.35 | Com ¦ Small Packaged Heat Pump (SEER 17) - Fuel Sub - ZEAS 2030 - Cold ¦ PG&E ¦ Cold | Com ¦ Small Packaged Heat Pump (SEER 17) - Fuel Sub - ZEAS 2030 - Cold | PG&E ¦ Cold | PG&E | All | Electric & Gas | SEER17 Heat Pump, <65 kbtuh, NR | Efficient |  |  | 1 | Conventional | HVAC | Com - School | Com | ROB Only | 1 | 1000 sqft2 of floor space | Cap-Tons | 15 | DEER:HVAC_Split-Package_HP | 460.34 | 0 | -96.149 | SWHC046-03 | 1778.1667 | 2021 | 679.11 | 2021 | 0 | -50.67 | SWHC046-03 | Com Central HVAC (Small) - Fuel Sub - ZEAS 2030 - Cold ¦ PG&E ¦ Cold | Com Central HVAC (Small) - Fuel Sub - ZEAS 2030 - Cold | 0.0228 | 0.814 | 0 | CBSA 2014, adjusted to reflect new efficiencies | 143.8824 | 2032 | 1 | SWHC046-03
COM-HVAC-FS-23-ZEAS.36 | Com ¦ Small Packaged Heat Pump (SEER 17) - Fuel Sub - ZEAS 2030 - Cold ¦ PG&E ¦ Cold | Com ¦ Small Packaged Heat Pump (SEER 17) - Fuel Sub - ZEAS 2030 - Cold | PG&E ¦ Cold | PG&E | All | Electric & Gas | SEER17 Heat Pump, <65 kbtuh, NR | Efficient |  |  | 1 | Conventional | HVAC | Com - Warehouse | Com | ROB Only | 1 | 1000 sqft2 of floor space | Cap-Tons | 15 | DEER:HVAC_Split-Package_HP | 776 | 0 | -152 | SWHC046-03 | 1778.1667 | 2021 | 679.11 | 2021 | 0 | -50.67 | SWHC046-03 | Com Central HVAC (Small) - Fuel Sub - ZEAS 2030 - Cold ¦ PG&E ¦ Cold | Com Central HVAC (Small) - Fuel Sub - ZEAS 2030 - Cold | 0.0046728 | 0.814 | 0 | CBSA 2014, adjusted to reflect new efficiencies | 408.1663 | 2032 | 1 | SWHC046-03
COM-HVAC-FS-23-ZEAS.37 | Com ¦ Small Packaged Heat Pump (SEER 17) - Fuel Sub - ZEAS 2030 - Marine ¦ SCG ¦ Marine | Com ¦ Small Packaged Heat Pump (SEER 17) - Fuel Sub - ZEAS 2030 - Marine | SCG ¦ Marine | SCG | All | Electric & Gas | SEER17 Heat Pump, <65 kbtuh, NR | Efficient |  |  | 1 | Conventional | HVAC | Com - College | Com | ROB Only | 1 | 1000 sqft2 of floor space | Cap-Tons | 15 | DEER:HVAC_Split-Package_HP | -197.8217 | 0 | -12.4101 | SWHC046-03 | 1778.1667 | 2021 | 679.11 | 2021 | 0 | -50.67 | SWHC046-03 | Com Central HVAC (Small) - Fuel Sub - ZEAS 2030 - Marine ¦ SCG ¦ Marine | Com Central HVAC (Small) - Fuel Sub - ZEAS 2030 - Marine | 0.022689 | 0.814 | 0 | CBSA 2014, adjusted to reflect new efficiencies | 55.8716 | 2032 | 1 | SWHC046-03
COM-HVAC-FS-23-ZEAS.38 | Com ¦ Small Packaged Heat Pump (SEER 17) - Fuel Sub - ZEAS 2030 - Marine ¦ SCG ¦ Marine | Com ¦ Small Packaged Heat Pump (SEER 17) - Fuel Sub - ZEAS 2030 - Marine | SCG ¦ Marine | SCG | All | Electric & Gas | SEER17 Heat Pump, <65 kbtuh, NR | Efficient |  |  | 1 | Conventional | HVAC | Com - Grocery | Com | ROB Only | 1 | 1000 sqft2 of floor space | Cap-Tons | 15 | DEER:HVAC_Split-Package_HP | -169.5 | 0 | -80.6 | SWHC046-03 | 1778.1667 | 2021 | 679.11 | 2021 | 0 | -50.67 | SWHC046-03 | Com Central HVAC (Small) - Fuel Sub - ZEAS 2030 - Marine ¦ SCG ¦ Marine | Com Central HVAC (Small) - Fuel Sub - ZEAS 2030 - Marine | 0.040359 | 0.814 | 0 | CBSA 2014, adjusted to reflect new efficiencies | 198.7984 | 2032 | 1 | SWHC046-03
COM-HVAC-FS-23-ZEAS.39 | Com ¦ Small Packaged Heat Pump (SEER 17) - Fuel Sub - ZEAS 2030 - Marine ¦ SCG ¦ Marine | Com ¦ Small Packaged Heat Pump (SEER 17) - Fuel Sub - ZEAS 2030 - Marine | SCG ¦ Marine | SCG | All | Electric & Gas | SEER17 Heat Pump, <65 kbtuh, NR | Efficient |  |  | 1 | Conventional | HVAC | Com - Health | Com | ROB Only | 1 | 1000 sqft2 of floor space | Cap-Tons | 15 | DEER:HVAC_Split-Package_HP | -409.5151 | 0 | -22.4855 | SWHC046-03 | 1778.1667 | 2021 | 679.11 | 2021 | 0 | -50.67 | SWHC046-03 | Com Central HVAC (Small) - Fuel Sub - ZEAS 2030 - Marine ¦ SCG ¦ Marine | Com Central HVAC (Small) - Fuel Sub - ZEAS 2030 - Marine | 0.032178 | 0.814 | 0 | CBSA 2014, adjusted to reflect new efficiencies | 90.3095 | 2032 | 1 | SWHC046-03
COM-HVAC-FS-23-ZEAS.40 | Com ¦ Small Packaged Heat Pump (SEER 17) - Fuel Sub - ZEAS 2030 - Marine ¦ SCG ¦ Marine | Com ¦ Small Packaged Heat Pump (SEER 17) - Fuel Sub - ZEAS 2030 - Marine | SCG ¦ Marine | SCG | All | Electric & Gas | SEER17 Heat Pump, <65 kbtuh, NR | Efficient |  |  | 1 | Conventional | HVAC | Com - Lodging | Com | ROB Only | 1 | 1000 sqft2 of floor space | Cap-Tons | 15 | DEER:HVAC_Split-Package_HP | -232.5812 | 0 | -41.9025 | SWHC046-03 | 1778.1667 | 2021 | 679.11 | 2021 | 0 | -50.67 | SWHC046-03 | Com Central HVAC (Small) - Fuel Sub - ZEAS 2030 - Marine ¦ SCG ¦ Marine | Com Central HVAC (Small) - Fuel Sub - ZEAS 2030 - Marine | 0.018069 | 0.814 | 0 | CBSA 2014, adjusted to reflect new efficiencies | 450.6017 | 2032 | 1 | SWHC046-03
COM-HVAC-FS-23-ZEAS.41 | Com ¦ Small Packaged Heat Pump (SEER 17) - Fuel Sub - ZEAS 2030 - Marine ¦ SCG ¦ Marine | Com ¦ Small Packaged Heat Pump (SEER 17) - Fuel Sub - ZEAS 2030 - Marine | SCG ¦ Marine | SCG | All | Electric & Gas | SEER17 Heat Pump, <65 kbtuh, NR | Efficient |  |  | 1 | Conventional | HVAC | Com - Office (Large) | Com | ROB Only | 1 | 1000 sqft2 of floor space | Cap-Tons | 15 | DEER:HVAC_Split-Package_HP | -221.5 | 0 | -0.948 | SWHC046-03 | 1778.1667 | 2021 | 679.11 | 2021 | 0 | -50.67 | SWHC046-03 | Com Central HVAC (Small) - Fuel Sub - ZEAS 2030 - Marine ¦ SCG ¦ Marine | Com Central HVAC (Small) - Fuel Sub - ZEAS 2030 - Marine | 0.023953 | 0.814 | 0 | CBSA 2014, adjusted to reflect new efficiencies | 26.2857 | 2032 | 1 | SWHC046-03
COM-HVAC-FS-23-ZEAS.42 | Com ¦ Small Packaged Heat Pump (SEER 17) - Fuel Sub - ZEAS 2030 - Marine ¦ SCG ¦ Marine | Com ¦ Small Packaged Heat Pump (SEER 17) - Fuel Sub - ZEAS 2030 - Marine | SCG ¦ Marine | SCG | All | Electric & Gas | SEER17 Heat Pump, <65 kbtuh, NR | Efficient |  |  | 1 | Conventional | HVAC | Com - Office (Small) | Com | ROB Only | 1 | 1000 sqft2 of floor space | Cap-Tons | 15 | DEER:HVAC_Split-Package_HP | -194 | 0 | -5.55 | SWHC046-03 | 1778.1667 | 2021 | 679.11 | 2021 | 0 | -50.67 | SWHC046-03 | Com Central HVAC (Small) - Fuel Sub - ZEAS 2030 - Marine ¦ SCG ¦ Marine | Com Central HVAC (Small) - Fuel Sub - ZEAS 2030 - Marine | 0.027176 | 0.814 | 0 | CBSA 2014, adjusted to reflect new efficiencies | 19.8817 | 2032 | 1 | SWHC046-03
COM-HVAC-FS-23-ZEAS.43 | Com ¦ Small Packaged Heat Pump (SEER 17) - Fuel Sub - ZEAS 2030 - Marine ¦ SCG ¦ Marine | Com ¦ Small Packaged Heat Pump (SEER 17) - Fuel Sub - ZEAS 2030 - Marine | SCG ¦ Marine | SCG | All | Electric & Gas | SEER17 Heat Pump, <65 kbtuh, NR | Efficient |  |  | 1 | Conventional | HVAC | Com - Other | Com | ROB Only | 1 | 1000 sqft2 of floor space | Cap-Tons | 15 | DEER:HVAC_Split-Package_HP | -170.5 | 0 | -25 | SWHC046-03 | 1778.1667 | 2021 | 679.11 | 2021 | 0 | -50.67 | SWHC046-03 | Com Central HVAC (Small) - Fuel Sub - ZEAS 2030 - Marine ¦ SCG ¦ Marine | Com Central HVAC (Small) - Fuel Sub - ZEAS 2030 - Marine | 0.038925 | 0.814 | 0 | CBSA 2014, adjusted to reflect new efficiencies | 132.0775 | 2032 | 1 | SWHC046-03
COM-HVAC-FS-23-ZEAS.44 | Com ¦ Small Packaged Heat Pump (SEER 17) - Fuel Sub - ZEAS 2030 - Marine ¦ SCG ¦ Marine | Com ¦ Small Packaged Heat Pump (SEER 17) - Fuel Sub - ZEAS 2030 - Marine | SCG ¦ Marine | SCG | All | Electric & Gas | SEER17 Heat Pump, <65 kbtuh, NR | Efficient |  |  | 1 | Conventional | HVAC | Com - Refrig. Warehouse | Com | ROB Only | 1 | 1000 sqft2 of floor space | Cap-Tons | 15 | DEER:HVAC_Split-Package_HP | 0 | 0 | 0 | SWHC046-03 | 0 | 2021 | 0 | 2021 | 0 | -50.67 | SWHC046-03 | Com Central HVAC (Small) - Fuel Sub - ZEAS 2030 - Marine ¦ SCG ¦ Marine | Com Central HVAC (Small) - Fuel Sub - ZEAS 2030 - Marine | 0 | 0.814 | 0 | CBSA 2014, adjusted to reflect new efficiencies | 0 | 2032 | 1 | SWHC046-03
COM-HVAC-FS-23-ZEAS.45 | Com ¦ Small Packaged Heat Pump (SEER 17) - Fuel Sub - ZEAS 2030 - Marine ¦ SCG ¦ Marine | Com ¦ Small Packaged Heat Pump (SEER 17) - Fuel Sub - ZEAS 2030 - Marine | SCG ¦ Marine | SCG | All | Electric & Gas | SEER17 Heat Pump, <65 kbtuh, NR | Efficient |  |  | 1 | Conventional | HVAC | Com - Restaurant | Com | ROB Only | 1 | 1000 sqft2 of floor space | Cap-Tons | 15 | DEER:HVAC_Split-Package_HP | -219.6253 | 0 | -11.7207 | SWHC046-03 | 1778.1667 | 2021 | 679.11 | 2021 | 0 | -50.67 | SWHC046-03 | Com Central HVAC (Small) - Fuel Sub - ZEAS 2030 - Marine ¦ SCG ¦ Marine | Com Central HVAC (Small) - Fuel Sub - ZEAS 2030 - Marine | 0.039657 | 0.814 | 0 | CBSA 2014, adjusted to reflect new efficiencies | 12.708 | 2032 | 1 | SWHC046-03
COM-HVAC-FS-23-ZEAS.46 | Com ¦ Small Packaged Heat Pump (SEER 17) - Fuel Sub - ZEAS 2030 - Marine ¦ SCG ¦ Marine | Com ¦ Small Packaged Heat Pump (SEER 17) - Fuel Sub - ZEAS 2030 - Marine | SCG ¦ Marine | SCG | All | Electric & Gas | SEER17 Heat Pump, <65 kbtuh, NR | Efficient |  |  | 1 | Conventional | HVAC | Com - Retail | Com | ROB Only | 1 | 1000 sqft2 of floor space | Cap-Tons | 15 | DEER:HVAC_Split-Package_HP | -270.1704 | 0 | -11.8403 | SWHC046-03 | 1778.1667 | 2021 | 679.11 | 2021 | 0 | -50.67 | SWHC046-03 | Com Central HVAC (Small) - Fuel Sub - ZEAS 2030 - Marine ¦ SCG ¦ Marine | Com Central HVAC (Small) - Fuel Sub - ZEAS 2030 - Marine | 0.016778 | 0.814 | 0 | CBSA 2014, adjusted to reflect new efficiencies | 153.42 | 2032 | 1 | SWHC046-03
COM-HVAC-FS-23-ZEAS.47 | Com ¦ Small Packaged Heat Pump (SEER 17) - Fuel Sub - ZEAS 2030 - Marine ¦ SCG ¦ Marine | Com ¦ Small Packaged Heat Pump (SEER 17) - Fuel Sub - ZEAS 2030 - Marine | SCG ¦ Marine | SCG | All | Electric & Gas | SEER17 Heat Pump, <65 kbtuh, NR | Efficient |  |  | 1 | Conventional | HVAC | Com - School | Com | ROB Only | 1 | 1000 sqft2 of floor space | Cap-Tons | 15 | DEER:HVAC_Split-Package_HP | -93.2677 | 0 | -12.1639 | SWHC046-03 | 1778.1667 | 2021 | 679.11 | 2021 | 0 | -50.67 | SWHC046-03 | Com Central HVAC (Small) - Fuel Sub - ZEAS 2030 - Marine ¦ SCG ¦ Marine | Com Central HVAC (Small) - Fuel Sub - ZEAS 2030 - Marine | 0.027322 | 0.814 | 0 | CBSA 2014, adjusted to reflect new efficiencies | 43.1475 | 2032 | 1 | SWHC046-03
COM-HVAC-FS-23-ZEAS.48 | Com ¦ Small Packaged Heat Pump (SEER 17) - Fuel Sub - ZEAS 2030 - Marine ¦ SCG ¦ Marine | Com ¦ Small Packaged Heat Pump (SEER 17) - Fuel Sub - ZEAS 2030 - Marine | SCG ¦ Marine | SCG | All | Electric & Gas | SEER17 Heat Pump, <65 kbtuh, NR | Efficient |  |  | 1 | Conventional | HVAC | Com - Warehouse | Com | ROB Only | 1 | 1000 sqft2 of floor space | Cap-Tons | 15 | DEER:HVAC_Split-Package_HP | -71.8 | 0 | -34.2 | SWHC046-03 | 1778.1667 | 2021 | 679.11 | 2021 | 0 | -50.67 | SWHC046-03 | Com Central HVAC (Small) - Fuel Sub - ZEAS 2030 - Marine ¦ SCG ¦ Marine | Com Central HVAC (Small) - Fuel Sub - ZEAS 2030 - Marine | 0.0051386 | 0.814 | 0 | CBSA 2014, adjusted to reflect new efficiencies | 165.6894 | 2032 | 1 | SWHC046-03
COM-HVAC-FS-23-ZEAS.49 | Com ¦ Small Packaged Heat Pump (SEER 17) - Fuel Sub - ZEAS 2030 - Hot-Dry ¦ SCG ¦ Hot-Dry | Com ¦ Small Packaged Heat Pump (SEER 17) - Fuel Sub - ZEAS 2030 - Hot-Dry | SCG ¦ Hot-Dry | SCG | All | Electric & Gas | SEER17 Heat Pump, <65 kbtuh, NR | Efficient |  |  | 1 | Conventional | HVAC | Com - College | Com | ROB Only | 1 | 1000 sqft2 of floor space | Cap-Tons | 15 | DEER:HVAC_Split-Package_HP | -231.9695 | 0 | -13.1859 | SWHC046-03 | 1778.1667 | 2021 | 679.11 | 2021 | 0 | -50.67 | SWHC046-03 | Com Central HVAC (Small) - Fuel Sub - ZEAS 2030 - Hot-Dry ¦ SCG ¦ Hot-Dry | Com Central HVAC (Small) - Fuel Sub - ZEAS 2030 - Hot-Dry | 0.022689 | 0.814 | 0 | CBSA 2014, adjusted to reflect new efficiencies | 61.0089 | 2032 | 1 | SWHC046-03
COM-HVAC-FS-23-ZEAS.50 | Com ¦ Small Packaged Heat Pump (SEER 17) - Fuel Sub - ZEAS 2030 - Hot-Dry ¦ SCG ¦ Hot-Dry | Com ¦ Small Packaged Heat Pump (SEER 17) - Fuel Sub - ZEAS 2030 - Hot-Dry | SCG ¦ Hot-Dry | SCG | All | Electric & Gas | SEER17 Heat Pump, <65 kbtuh, NR | Efficient |  |  | 1 | Conventional | HVAC | Com - Grocery | Com | ROB Only | 1 | 1000 sqft2 of floor space | Cap-Tons | 15 | DEER:HVAC_Split-Package_HP | -257.5 | 0 | -84.8 | SWHC046-03 | 1778.1667 | 2021 | 679.11 | 2021 | 0 | -50.67 | SWHC046-03 | Com Central HVAC (Small) - Fuel Sub - ZEAS 2030 - Hot-Dry ¦ SCG ¦ Hot-Dry | Com Central HVAC (Small) - Fuel Sub - ZEAS 2030 - Hot-Dry | 0.040359 | 0.814 | 0 | CBSA 2014, adjusted to reflect new efficiencies | 213.6107 | 2032 | 1 | SWHC046-03
COM-HVAC-FS-23-ZEAS.51 | Com ¦ Small Packaged Heat Pump (SEER 17) - Fuel Sub - ZEAS 2030 - Hot-Dry ¦ SCG ¦ Hot-Dry | Com ¦ Small Packaged Heat Pump (SEER 17) - Fuel Sub - ZEAS 2030 - Hot-Dry | SCG ¦ Hot-Dry | SCG | All | Electric & Gas | SEER17 Heat Pump, <65 kbtuh, NR | Efficient |  |  | 1 | Conventional | HVAC | Com - Health | Com | ROB Only | 1 | 1000 sqft2 of floor space | Cap-Tons | 15 | DEER:HVAC_Split-Package_HP | -426.8281 | 0 | -25.6229 | SWHC046-03 | 1778.1667 | 2021 | 679.11 | 2021 | 0 | -50.67 | SWHC046-03 | Com Central HVAC (Small) - Fuel Sub - ZEAS 2030 - Hot-Dry ¦ SCG ¦ Hot-Dry | Com Central HVAC (Small) - Fuel Sub - ZEAS 2030 - Hot-Dry | 0.032178 | 0.814 | 0 | CBSA 2014, adjusted to reflect new efficiencies | 100.3042 | 2032 | 1 | SWHC046-03
COM-HVAC-FS-23-ZEAS.52 | Com ¦ Small Packaged Heat Pump (SEER 17) - Fuel Sub - ZEAS 2030 - Hot-Dry ¦ SCG ¦ Hot-Dry | Com ¦ Small Packaged Heat Pump (SEER 17) - Fuel Sub - ZEAS 2030 - Hot-Dry | SCG ¦ Hot-Dry | SCG | All | Electric & Gas | SEER17 Heat Pump, <65 kbtuh, NR | Efficient |  |  | 1 | Conventional | HVAC | Com - Lodging | Com | ROB Only | 1 | 1000 sqft2 of floor space | Cap-Tons | 15 | DEER:HVAC_Split-Package_HP | -295.9136 | 0 | -40.2704 | SWHC046-03 | 1778.1667 | 2021 | 679.11 | 2021 | 0 | -50.67 | SWHC046-03 | Com Central HVAC (Small) - Fuel Sub - ZEAS 2030 - Hot-Dry ¦ SCG ¦ Hot-Dry | Com Central HVAC (Small) - Fuel Sub - ZEAS 2030 - Hot-Dry | 0.018069 | 0.814 | 0 | CBSA 2014, adjusted to reflect new efficiencies | 444.4657 | 2032 | 1 | SWHC046-03
COM-HVAC-FS-23-ZEAS.53 | Com ¦ Small Packaged Heat Pump (SEER 17) - Fuel Sub - ZEAS 2030 - Hot-Dry ¦ SCG ¦ Hot-Dry | Com ¦ Small Packaged Heat Pump (SEER 17) - Fuel Sub - ZEAS 2030 - Hot-Dry | SCG ¦ Hot-Dry | SCG | All | Electric & Gas | SEER17 Heat Pump, <65 kbtuh, NR | Efficient |  |  | 1 | Conventional | HVAC | Com - Office (Large) | Com | ROB Only | 1 | 1000 sqft2 of floor space | Cap-Tons | 15 | DEER:HVAC_Split-Package_HP | -246 | 0 | -1.48 | SWHC046-03 | 1778.1667 | 2021 | 679.11 | 2021 | 0 | -50.67 | SWHC046-03 | Com Central HVAC (Small) - Fuel Sub - ZEAS 2030 - Hot-Dry ¦ SCG ¦ Hot-Dry | Com Central HVAC (Small) - Fuel Sub - ZEAS 2030 - Hot-Dry | 0.023953 | 0.814 | 0 | CBSA 2014, adjusted to reflect new efficiencies | 31.1113 | 2032 | 1 | SWHC046-03
COM-HVAC-FS-23-ZEAS.54 | Com ¦ Small Packaged Heat Pump (SEER 17) - Fuel Sub - ZEAS 2030 - Hot-Dry ¦ SCG ¦ Hot-Dry | Com ¦ Small Packaged Heat Pump (SEER 17) - Fuel Sub - ZEAS 2030 - Hot-Dry | SCG ¦ Hot-Dry | SCG | All | Electric & Gas | SEER17 Heat Pump, <65 kbtuh, NR | Efficient |  |  | 1 | Conventional | HVAC | Com - Office (Small) | Com | ROB Only | 1 | 1000 sqft2 of floor space | Cap-Tons | 15 | DEER:HVAC_Split-Package_HP | -219 | 0 | -6.68 | SWHC046-03 | 1778.1667 | 2021 | 679.11 | 2021 | 0 | -50.67 | SWHC046-03 | Com Central HVAC (Small) - Fuel Sub - ZEAS 2030 - Hot-Dry ¦ SCG ¦ Hot-Dry | Com Central HVAC (Small) - Fuel Sub - ZEAS 2030 - Hot-Dry | 0.027176 | 0.814 | 0 | CBSA 2014, adjusted to reflect new efficiencies | 23.265 | 2032 | 1 | SWHC046-03
COM-HVAC-FS-23-ZEAS.55 | Com ¦ Small Packaged Heat Pump (SEER 17) - Fuel Sub - ZEAS 2030 - Hot-Dry ¦ SCG ¦ Hot-Dry | Com ¦ Small Packaged Heat Pump (SEER 17) - Fuel Sub - ZEAS 2030 - Hot-Dry | SCG ¦ Hot-Dry | SCG | All | Electric & Gas | SEER17 Heat Pump, <65 kbtuh, NR | Efficient |  |  | 1 | Conventional | HVAC | Com - Other | Com | ROB Only | 1 | 1000 sqft2 of floor space | Cap-Tons | 15 | DEER:HVAC_Split-Package_HP | -225.5 | 0 | -24.5 | SWHC046-03 | 1778.1667 | 2021 | 679.11 | 2021 | 0 | -50.67 | SWHC046-03 | Com Central HVAC (Small) - Fuel Sub - ZEAS 2030 - Hot-Dry ¦ SCG ¦ Hot-Dry | Com Central HVAC (Small) - Fuel Sub - ZEAS 2030 - Hot-Dry | 0.038925 | 0.814 | 0 | CBSA 2014, adjusted to reflect new efficiencies | 135.8859 | 2032 | 1 | SWHC046-03
COM-HVAC-FS-23-ZEAS.56 | Com ¦ Small Packaged Heat Pump (SEER 17) - Fuel Sub - ZEAS 2030 - Hot-Dry ¦ SCG ¦ Hot-Dry | Com ¦ Small Packaged Heat Pump (SEER 17) - Fuel Sub - ZEAS 2030 - Hot-Dry | SCG ¦ Hot-Dry | SCG | All | Electric & Gas | SEER17 Heat Pump, <65 kbtuh, NR | Efficient |  |  | 1 | Conventional | HVAC | Com - Refrig. Warehouse | Com | ROB Only | 1 | 1000 sqft2 of floor space | Cap-Tons | 15 | DEER:HVAC_Split-Package_HP | 0 | 0 | 0 | SWHC046-03 | 0 | 2021 | 0 | 2021 | 0 | -50.67 | SWHC046-03 | Com Central HVAC (Small) - Fuel Sub - ZEAS 2030 - Hot-Dry ¦ SCG ¦ Hot-Dry | Com Central HVAC (Small) - Fuel Sub - ZEAS 2030 - Hot-Dry | 0 | 0.814 | 0 | CBSA 2014, adjusted to reflect new efficiencies | 0 | 2032 | 1 | SWHC046-03
COM-HVAC-FS-23-ZEAS.57 | Com ¦ Small Packaged Heat Pump (SEER 17) - Fuel Sub - ZEAS 2030 - Hot-Dry ¦ SCG ¦ Hot-Dry | Com ¦ Small Packaged Heat Pump (SEER 17) - Fuel Sub - ZEAS 2030 - Hot-Dry | SCG ¦ Hot-Dry | SCG | All | Electric & Gas | SEER17 Heat Pump, <65 kbtuh, NR | Efficient |  |  | 1 | Conventional | HVAC | Com - Restaurant | Com | ROB Only | 1 | 1000 sqft2 of floor space | Cap-Tons | 15 | DEER:HVAC_Split-Package_HP | -289.7498 | 0 | -12.6233 | SWHC046-03 | 1778.1667 | 2021 | 679.11 | 2021 | 0 | -50.67 | SWHC046-03 | Com Central HVAC (Small) - Fuel Sub - ZEAS 2030 - Hot-Dry ¦ SCG ¦ Hot-Dry | Com Central HVAC (Small) - Fuel Sub - ZEAS 2030 - Hot-Dry | 0.039657 | 0.814 | 0 | CBSA 2014, adjusted to reflect new efficiencies | 14.6322 | 2032 | 1 | SWHC046-03
COM-HVAC-FS-23-ZEAS.58 | Com ¦ Small Packaged Heat Pump (SEER 17) - Fuel Sub - ZEAS 2030 - Hot-Dry ¦ SCG ¦ Hot-Dry | Com ¦ Small Packaged Heat Pump (SEER 17) - Fuel Sub - ZEAS 2030 - Hot-Dry | SCG ¦ Hot-Dry | SCG | All | Electric & Gas | SEER17 Heat Pump, <65 kbtuh, NR | Efficient |  |  | 1 | Conventional | HVAC | Com - Retail | Com | ROB Only | 1 | 1000 sqft2 of floor space | Cap-Tons | 15 | DEER:HVAC_Split-Package_HP | -333.9812 | 0 | -10.1827 | SWHC046-03 | 1778.1667 | 2021 | 679.11 | 2021 | 0 | -50.67 | SWHC046-03 | Com Central HVAC (Small) - Fuel Sub - ZEAS 2030 - Hot-Dry ¦ SCG ¦ Hot-Dry | Com Central HVAC (Small) - Fuel Sub - ZEAS 2030 - Hot-Dry | 0.016778 | 0.814 | 0 | CBSA 2014, adjusted to reflect new efficiencies | 167.6474 | 2032 | 1 | SWHC046-03
COM-HVAC-FS-23-ZEAS.59 | Com ¦ Small Packaged Heat Pump (SEER 17) - Fuel Sub - ZEAS 2030 - Hot-Dry ¦ SCG ¦ Hot-Dry | Com ¦ Small Packaged Heat Pump (SEER 17) - Fuel Sub - ZEAS 2030 - Hot-Dry | SCG ¦ Hot-Dry | SCG | All | Electric & Gas | SEER17 Heat Pump, <65 kbtuh, NR | Efficient |  |  | 1 | Conventional | HVAC | Com - School | Com | ROB Only | 1 | 1000 sqft2 of floor space | Cap-Tons | 15 | DEER:HVAC_Split-Package_HP | -120.568 | 0 | -12.0107 | SWHC046-03 | 1778.1667 | 2021 | 679.11 | 2021 | 0 | -50.67 | SWHC046-03 | Com Central HVAC (Small) - Fuel Sub - ZEAS 2030 - Hot-Dry ¦ SCG ¦ Hot-Dry | Com Central HVAC (Small) - Fuel Sub - ZEAS 2030 - Hot-Dry | 0.027322 | 0.814 | 0 | CBSA 2014, adjusted to reflect new efficiencies | 47.2925 | 2032 | 1 | SWHC046-03
COM-HVAC-FS-23-ZEAS.60 | Com ¦ Small Packaged Heat Pump (SEER 17) - Fuel Sub - ZEAS 2030 - Hot-Dry ¦ SCG ¦ Hot-Dry | Com ¦ Small Packaged Heat Pump (SEER 17) - Fuel Sub - ZEAS 2030 - Hot-Dry | SCG ¦ Hot-Dry | SCG | All | Electric & Gas | SEER17 Heat Pump, <65 kbtuh, NR | Efficient |  |  | 1 | Conventional | HVAC | Com - Warehouse | Com | ROB Only | 1 | 1000 sqft2 of floor space | Cap-Tons | 15 | DEER:HVAC_Split-Package_HP | -139 | 0 | -33.6 | SWHC046-03 | 1778.1667 | 2021 | 679.11 | 2021 | 0 | -50.67 | SWHC046-03 | Com Central HVAC (Small) - Fuel Sub - ZEAS 2030 - Hot-Dry ¦ SCG ¦ Hot-Dry | Com Central HVAC (Small) - Fuel Sub - ZEAS 2030 - Hot-Dry | 0.0051386 | 0.814 | 0 | CBSA 2014, adjusted to reflect new efficiencies | 183.3015 | 2032 | 1 | SWHC046-03
COM-HVAC-FS-23-ZEAS.61 | Com ¦ Small Packaged Heat Pump (SEER 17) - Fuel Sub - ZEAS 2030 - Cold ¦ SCG ¦ Cold | Com ¦ Small Packaged Heat Pump (SEER 17) - Fuel Sub - ZEAS 2030 - Cold | SCG ¦ Cold | SCG | All | Electric & Gas | SEER17 Heat Pump, <65 kbtuh, NR | Efficient |  |  | 1 | Conventional | HVAC | Com - College | Com | ROB Only | 1 | 1000 sqft2 of floor space | Cap-Tons | 15 | DEER:HVAC_Split-Package_HP | 341.5649 | 0 | -92.6695 | SWHC046-03 | 1778.1667 | 2021 | 679.11 | 2021 | 0 | -50.67 | SWHC046-03 | Com Central HVAC (Small) - Fuel Sub - ZEAS 2030 - Cold ¦ SCG ¦ Cold | Com Central HVAC (Small) - Fuel Sub - ZEAS 2030 - Cold | 0.022689 | 0.814 | 0 | CBSA 2014, adjusted to reflect new efficiencies | 279.8969 | 2032 | 1 | SWHC046-03
COM-HVAC-FS-23-ZEAS.62 | Com ¦ Small Packaged Heat Pump (SEER 17) - Fuel Sub - ZEAS 2030 - Cold ¦ SCG ¦ Cold | Com ¦ Small Packaged Heat Pump (SEER 17) - Fuel Sub - ZEAS 2030 - Cold | SCG ¦ Cold | SCG | All | Electric & Gas | SEER17 Heat Pump, <65 kbtuh, NR | Efficient |  |  | 1 | Conventional | HVAC | Com - Grocery | Com | ROB Only | 1 | 1000 sqft2 of floor space | Cap-Tons | 15 | DEER:HVAC_Split-Package_HP | 1395 | 0 | -331.5 | SWHC046-03 | 1778.1667 | 2021 | 679.11 | 2021 | 0 | -50.67 | SWHC046-03 | Com Central HVAC (Small) - Fuel Sub - ZEAS 2030 - Cold ¦ SCG ¦ Cold | Com Central HVAC (Small) - Fuel Sub - ZEAS 2030 - Cold | 0.040359 | 0.814 | 0 | CBSA 2014, adjusted to reflect new efficiencies | 699.9582 | 2032 | 1 | SWHC046-03
COM-HVAC-FS-23-ZEAS.63 | Com ¦ Small Packaged Heat Pump (SEER 17) - Fuel Sub - ZEAS 2030 - Cold ¦ SCG ¦ Cold | Com ¦ Small Packaged Heat Pump (SEER 17) - Fuel Sub - ZEAS 2030 - Cold | SCG ¦ Cold | SCG | All | Electric & Gas | SEER17 Heat Pump, <65 kbtuh, NR | Efficient |  |  | 1 | Conventional | HVAC | Com - Health | Com | ROB Only | 1 | 1000 sqft2 of floor space | Cap-Tons | 15 | DEER:HVAC_Split-Package_HP | 217.5098 | 0 | -128.9495 | SWHC046-03 | 1778.1667 | 2021 | 679.11 | 2021 | 0 | -50.67 | SWHC046-03 | Com Central HVAC (Small) - Fuel Sub - ZEAS 2030 - Cold ¦ SCG ¦ Cold | Com Central HVAC (Small) - Fuel Sub - ZEAS 2030 - Cold | 0.032178 | 0.814 | 0 | CBSA 2014, adjusted to reflect new efficiencies | 349.9951 | 2032 | 1 | SWHC046-03
COM-HVAC-FS-23-ZEAS.64 | Com ¦ Small Packaged Heat Pump (SEER 17) - Fuel Sub - ZEAS 2030 - Cold ¦ SCG ¦ Cold | Com ¦ Small Packaged Heat Pump (SEER 17) - Fuel Sub - ZEAS 2030 - Cold | SCG ¦ Cold | SCG | All | Electric & Gas | SEER17 Heat Pump, <65 kbtuh, NR | Efficient |  |  | 1 | Conventional | HVAC | Com - Lodging | Com | ROB Only | 1 | 1000 sqft2 of floor space | Cap-Tons | 15 | DEER:HVAC_Split-Package_HP | 938.7835 | 0 | -210.3596 | SWHC046-03 | 1778.1667 | 2021 | 679.11 | 2021 | 0 | -50.67 | SWHC046-03 | Com Central HVAC (Small) - Fuel Sub - ZEAS 2030 - Cold ¦ SCG ¦ Cold | Com Central HVAC (Small) - Fuel Sub - ZEAS 2030 - Cold | 0.018069 | 0.814 | 0 | CBSA 2014, adjusted to reflect new efficiencies | 1929.9764 | 2032 | 1 | SWHC046-03
COM-HVAC-FS-23-ZEAS.65 | Com ¦ Small Packaged Heat Pump (SEER 17) - Fuel Sub - ZEAS 2030 - Cold ¦ SCG ¦ Cold | Com ¦ Small Packaged Heat Pump (SEER 17) - Fuel Sub - ZEAS 2030 - Cold | SCG ¦ Cold | SCG | All | Electric & Gas | SEER17 Heat Pump, <65 kbtuh, NR | Efficient |  |  | 1 | Conventional | HVAC | Com - Office (Large) | Com | ROB Only | 1 | 1000 sqft2 of floor space | Cap-Tons | 15 | DEER:HVAC_Split-Package_HP | -52.6 | 0 | -24.4 | SWHC046-03 | 1778.1667 | 2021 | 679.11 | 2021 | 0 | -50.67 | SWHC046-03 | Com Central HVAC (Small) - Fuel Sub - ZEAS 2030 - Cold ¦ SCG ¦ Cold | Com Central HVAC (Small) - Fuel Sub - ZEAS 2030 - Cold | 0.023953 | 0.814 | 0 | CBSA 2014, adjusted to reflect new efficiencies | 114.8041 | 2032 | 1 | SWHC046-03
COM-HVAC-FS-23-ZEAS.66 | Com ¦ Small Packaged Heat Pump (SEER 17) - Fuel Sub - ZEAS 2030 - Cold ¦ SCG ¦ Cold | Com ¦ Small Packaged Heat Pump (SEER 17) - Fuel Sub - ZEAS 2030 - Cold | SCG ¦ Cold | SCG | All | Electric & Gas | SEER17 Heat Pump, <65 kbtuh, NR | Efficient |  |  | 1 | Conventional | HVAC | Com - Office (Small) | Com | ROB Only | 1 | 1000 sqft2 of floor space | Cap-Tons | 15 | DEER:HVAC_Split-Package_HP | 135.5 | 0 | -49.4 | SWHC046-03 | 1778.1667 | 2021 | 679.11 | 2021 | 0 | -50.67 | SWHC046-03 | Com Central HVAC (Small) - Fuel Sub - ZEAS 2030 - Cold ¦ SCG ¦ Cold | Com Central HVAC (Small) - Fuel Sub - ZEAS 2030 - Cold | 0.027176 | 0.814 | 0 | CBSA 2014, adjusted to reflect new efficiencies | 91.5836 | 2032 | 1 | SWHC046-03
COM-HVAC-FS-23-ZEAS.67 | Com ¦ Small Packaged Heat Pump (SEER 17) - Fuel Sub - ZEAS 2030 - Cold ¦ SCG ¦ Cold | Com ¦ Small Packaged Heat Pump (SEER 17) - Fuel Sub - ZEAS 2030 - Cold | SCG ¦ Cold | SCG | All | Electric & Gas | SEER17 Heat Pump, <65 kbtuh, NR | Efficient |  |  | 1 | Conventional | HVAC | Com - Other | Com | ROB Only | 1 | 1000 sqft2 of floor space | Cap-Tons | 15 | DEER:HVAC_Split-Package_HP | 721 | 0 | -172 | SWHC046-03 | 1778.1667 | 2021 | 679.11 | 2021 | 0 | -50.67 | SWHC046-03 | Com Central HVAC (Small) - Fuel Sub - ZEAS 2030 - Cold ¦ SCG ¦ Cold | Com Central HVAC (Small) - Fuel Sub - ZEAS 2030 - Cold | 0.038925 | 0.814 | 0 | CBSA 2014, adjusted to reflect new efficiencies | 699.5451 | 2032 | 1 | SWHC046-03
COM-HVAC-FS-23-ZEAS.68 | Com ¦ Small Packaged Heat Pump (SEER 17) - Fuel Sub - ZEAS 2030 - Cold ¦ SCG ¦ Cold | Com ¦ Small Packaged Heat Pump (SEER 17) - Fuel Sub - ZEAS 2030 - Cold | SCG ¦ Cold | SCG | All | Electric & Gas | SEER17 Heat Pump, <65 kbtuh, NR | Efficient |  |  | 1 | Conventional | HVAC | Com - Refrig. Warehouse | Com | ROB Only | 1 | 1000 sqft2 of floor space | Cap-Tons | 15 | DEER:HVAC_Split-Package_HP | 0 | 0 | 0 | SWHC046-03 | 0 | 2021 | 0 | 2021 | 0 | -50.67 | SWHC046-03 | Com Central HVAC (Small) - Fuel Sub - ZEAS 2030 - Cold ¦ SCG ¦ Cold | Com Central HVAC (Small) - Fuel Sub - ZEAS 2030 - Cold | 0 | 0.814 | 0 | CBSA 2014, adjusted to reflect new efficiencies | 0 | 2032 | 1 | SWHC046-03
COM-HVAC-FS-23-ZEAS.69 | Com ¦ Small Packaged Heat Pump (SEER 17) - Fuel Sub - ZEAS 2030 - Cold ¦ SCG ¦ Cold | Com ¦ Small Packaged Heat Pump (SEER 17) - Fuel Sub - ZEAS 2030 - Cold | SCG ¦ Cold | SCG | All | Electric & Gas | SEER17 Heat Pump, <65 kbtuh, NR | Efficient |  |  | 1 | Conventional | HVAC | Com - Restaurant | Com | ROB Only | 1 | 1000 sqft2 of floor space | Cap-Tons | 15 | DEER:HVAC_Split-Package_HP | 430.5153 | 0 | -140.5022 | SWHC046-03 | 1778.1667 | 2021 | 679.11 | 2021 | 0 | -50.67 | SWHC046-03 | Com Central HVAC (Small) - Fuel Sub - ZEAS 2030 - Cold ¦ SCG ¦ Cold | Com Central HVAC (Small) - Fuel Sub - ZEAS 2030 - Cold | 0.039657 | 0.814 | 0 | CBSA 2014, adjusted to reflect new efficiencies | 97.8998 | 2032 | 1 | SWHC046-03
COM-HVAC-FS-23-ZEAS.70 | Com ¦ Small Packaged Heat Pump (SEER 17) - Fuel Sub - ZEAS 2030 - Cold ¦ SCG ¦ Cold | Com ¦ Small Packaged Heat Pump (SEER 17) - Fuel Sub - ZEAS 2030 - Cold | SCG ¦ Cold | SCG | All | Electric & Gas | SEER17 Heat Pump, <65 kbtuh, NR | Efficient |  |  | 1 | Conventional | HVAC | Com - Retail | Com | ROB Only | 1 | 1000 sqft2 of floor space | Cap-Tons | 15 | DEER:HVAC_Split-Package_HP | 356.9859 | 0 | -114.1883 | SWHC046-03 | 1778.1667 | 2021 | 679.11 | 2021 | 0 | -50.67 | SWHC046-03 | Com Central HVAC (Small) - Fuel Sub - ZEAS 2030 - Cold ¦ SCG ¦ Cold | Com Central HVAC (Small) - Fuel Sub - ZEAS 2030 - Cold | 0.016778 | 0.814 | 0 | CBSA 2014, adjusted to reflect new efficiencies | 438.8023 | 2032 | 1 | SWHC046-03
COM-HVAC-FS-23-ZEAS.71 | Com ¦ Small Packaged Heat Pump (SEER 17) - Fuel Sub - ZEAS 2030 - Cold ¦ SCG ¦ Cold | Com ¦ Small Packaged Heat Pump (SEER 17) - Fuel Sub - ZEAS 2030 - Cold | SCG ¦ Cold | SCG | All | Electric & Gas | SEER17 Heat Pump, <65 kbtuh, NR | Efficient |  |  | 1 | Conventional | HVAC | Com - School | Com | ROB Only | 1 | 1000 sqft2 of floor space | Cap-Tons | 15 | DEER:HVAC_Split-Package_HP | 460.34 | 0 | -96.149 | SWHC046-03 | 1778.1667 | 2021 | 679.11 | 2021 | 0 | -50.67 | SWHC046-03 | Com Central HVAC (Small) - Fuel Sub - ZEAS 2030 - Cold ¦ SCG ¦ Cold | Com Central HVAC (Small) - Fuel Sub - ZEAS 2030 - Cold | 0.027322 | 0.814 | 0 | CBSA 2014, adjusted to reflect new efficiencies | 143.8824 | 2032 | 1 | SWHC046-03
COM-HVAC-FS-23-ZEAS.72 | Com ¦ Small Packaged Heat Pump (SEER 17) - Fuel Sub - ZEAS 2030 - Cold ¦ SCG ¦ Cold | Com ¦ Small Packaged Heat Pump (SEER 17) - Fuel Sub - ZEAS 2030 - Cold | SCG ¦ Cold | SCG | All | Electric & Gas | SEER17 Heat Pump, <65 kbtuh, NR | Efficient |  |  | 1 | Conventional | HVAC | Com - Warehouse | Com | ROB Only | 1 | 1000 sqft2 of floor space | Cap-Tons | 15 | DEER:HVAC_Split-Package_HP | 776 | 0 | -152 | SWHC046-03 | 1778.1667 | 2021 | 679.11 | 2021 | 0 | -50.67 | SWHC046-03 | Com Central HVAC (Small) - Fuel Sub - ZEAS 2030 - Cold ¦ SCG ¦ Cold | Com Central HVAC (Small) - Fuel Sub - ZEAS 2030 - Cold | 0.0051386 | 0.814 | 0 | CBSA 2014, adjusted to reflect new efficiencies | 408.1663 | 2032 | 1 | SWHC046-03
COM-HVAC-FS-23-ZEAS.73 | Com ¦ Small Packaged Heat Pump (SEER 17) - Fuel Sub - ZEAS 2030 - Marine ¦ SDG&E ¦ Marine | Com ¦ Small Packaged Heat Pump (SEER 17) - Fuel Sub - ZEAS 2030 - Marine | SDG&E ¦ Marine | SDG&E | All | Electric & Gas | SEER17 Heat Pump, <65 kbtuh, NR | Efficient |  |  | 1 | Conventional | HVAC | Com - College | Com | ROB Only | 1 | 1000 sqft2 of floor space | Cap-Tons | 15 | DEER:HVAC_Split-Package_HP | -197.8217 | 0 | -12.4101 | SWHC046-03 | 1778.1667 | 2021 | 679.11 | 2021 | 0 | -50.67 | SWHC046-03 | Com Central HVAC (Small) - Fuel Sub - ZEAS 2030 - Marine ¦ SDG&E ¦ Marine | Com Central HVAC (Small) - Fuel Sub - ZEAS 2030 - Marine | 0.022234 | 0.814 | 0 | CBSA 2014, adjusted to reflect new efficiencies | 55.8716 | 2032 | 1 | SWHC046-03
COM-HVAC-FS-23-ZEAS.74 | Com ¦ Small Packaged Heat Pump (SEER 17) - Fuel Sub - ZEAS 2030 - Marine ¦ SDG&E ¦ Marine | Com ¦ Small Packaged Heat Pump (SEER 17) - Fuel Sub - ZEAS 2030 - Marine | SDG&E ¦ Marine | SDG&E | All | Electric & Gas | SEER17 Heat Pump, <65 kbtuh, NR | Efficient |  |  | 1 | Conventional | HVAC | Com - Grocery | Com | ROB Only | 1 | 1000 sqft2 of floor space | Cap-Tons | 15 | DEER:HVAC_Split-Package_HP | -169.5 | 0 | -80.6 | SWHC046-03 | 1778.1667 | 2021 | 679.11 | 2021 | 0 | -50.67 | SWHC046-03 | Com Central HVAC (Small) - Fuel Sub - ZEAS 2030 - Marine ¦ SDG&E ¦ Marine | Com Central HVAC (Small) - Fuel Sub - ZEAS 2030 - Marine | 0.041033 | 0.814 | 0 | CBSA 2014, adjusted to reflect new efficiencies | 198.7984 | 2032 | 1 | SWHC046-03
COM-HVAC-FS-23-ZEAS.75 | Com ¦ Small Packaged Heat Pump (SEER 17) - Fuel Sub - ZEAS 2030 - Marine ¦ SDG&E ¦ Marine | Com ¦ Small Packaged Heat Pump (SEER 17) - Fuel Sub - ZEAS 2030 - Marine | SDG&E ¦ Marine | SDG&E | All | Electric & Gas | SEER17 Heat Pump, <65 kbtuh, NR | Efficient |  |  | 1 | Conventional | HVAC | Com - Health | Com | ROB Only | 1 | 1000 sqft2 of floor space | Cap-Tons | 15 | DEER:HVAC_Split-Package_HP | -409.5151 | 0 | -22.4855 | SWHC046-03 | 1778.1667 | 2021 | 679.11 | 2021 | 0 | -50.67 | SWHC046-03 | Com Central HVAC (Small) - Fuel Sub - ZEAS 2030 - Marine ¦ SDG&E ¦ Marine | Com Central HVAC (Small) - Fuel Sub - ZEAS 2030 - Marine | 0.031998 | 0.814 | 0 | CBSA 2014, adjusted to reflect new efficiencies | 90.3095 | 2032 | 1 | SWHC046-03
COM-HVAC-FS-23-ZEAS.76 | Com ¦ Small Packaged Heat Pump (SEER 17) - Fuel Sub - ZEAS 2030 - Marine ¦ SDG&E ¦ Marine | Com ¦ Small Packaged Heat Pump (SEER 17) - Fuel Sub - ZEAS 2030 - Marine | SDG&E ¦ Marine | SDG&E | All | Electric & Gas | SEER17 Heat Pump, <65 kbtuh, NR | Efficient |  |  | 1 | Conventional | HVAC | Com - Lodging | Com | ROB Only | 1 | 1000 sqft2 of floor space | Cap-Tons | 15 | DEER:HVAC_Split-Package_HP | -232.5812 | 0 | -41.9025 | SWHC046-03 | 1778.1667 | 2021 | 679.11 | 2021 | 0 | -50.67 | SWHC046-03 | Com Central HVAC (Small) - Fuel Sub - ZEAS 2030 - Marine ¦ SDG&E ¦ Marine | Com Central HVAC (Small) - Fuel Sub - ZEAS 2030 - Marine | 0.017903 | 0.814 | 0 | CBSA 2014, adjusted to reflect new efficiencies | 450.6017 | 2032 | 1 | SWHC046-03
COM-HVAC-FS-23-ZEAS.77 | Com ¦ Small Packaged Heat Pump (SEER 17) - Fuel Sub - ZEAS 2030 - Marine ¦ SDG&E ¦ Marine | Com ¦ Small Packaged Heat Pump (SEER 17) - Fuel Sub - ZEAS 2030 - Marine | SDG&E ¦ Marine | SDG&E | All | Electric & Gas | SEER17 Heat Pump, <65 kbtuh, NR | Efficient |  |  | 1 | Conventional | HVAC | Com - Office (Large) | Com | ROB Only | 1 | 1000 sqft2 of floor space | Cap-Tons | 15 | DEER:HVAC_Split-Package_HP | -221.5 | 0 | -0.948 | SWHC046-03 | 1778.1667 | 2021 | 679.11 | 2021 | 0 | -50.67 | SWHC046-03 | Com Central HVAC (Small) - Fuel Sub - ZEAS 2030 - Marine ¦ SDG&E ¦ Marine | Com Central HVAC (Small) - Fuel Sub - ZEAS 2030 - Marine | 0.023374 | 0.814 | 0 | CBSA 2014, adjusted to reflect new efficiencies | 26.2857 | 2032 | 1 | SWHC046-03
COM-HVAC-FS-23-ZEAS.78 | Com ¦ Small Packaged Heat Pump (SEER 17) - Fuel Sub - ZEAS 2030 - Marine ¦ SDG&E ¦ Marine | Com ¦ Small Packaged Heat Pump (SEER 17) - Fuel Sub - ZEAS 2030 - Marine | SDG&E ¦ Marine | SDG&E | All | Electric & Gas | SEER17 Heat Pump, <65 kbtuh, NR | Efficient |  |  | 1 | Conventional | HVAC | Com - Office (Small) | Com | ROB Only | 1 | 1000 sqft2 of floor space | Cap-Tons | 15 | DEER:HVAC_Split-Package_HP | -194 | 0 | -5.55 | SWHC046-03 | 1778.1667 | 2021 | 679.11 | 2021 | 0 | -50.67 | SWHC046-03 | Com Central HVAC (Small) - Fuel Sub - ZEAS 2030 - Marine ¦ SDG&E ¦ Marine | Com Central HVAC (Small) - Fuel Sub - ZEAS 2030 - Marine | 0.028381 | 0.814 | 0 | CBSA 2014, adjusted to reflect new efficiencies | 19.8817 | 2032 | 1 | SWHC046-03
COM-HVAC-FS-23-ZEAS.79 | Com ¦ Small Packaged Heat Pump (SEER 17) - Fuel Sub - ZEAS 2030 - Marine ¦ SDG&E ¦ Marine | Com ¦ Small Packaged Heat Pump (SEER 17) - Fuel Sub - ZEAS 2030 - Marine | SDG&E ¦ Marine | SDG&E | All | Electric & Gas | SEER17 Heat Pump, <65 kbtuh, NR | Efficient |  |  | 1 | Conventional | HVAC | Com - Other | Com | ROB Only | 1 | 1000 sqft2 of floor space | Cap-Tons | 15 | DEER:HVAC_Split-Package_HP | -170.5 | 0 | -25 | SWHC046-03 | 1778.1667 | 2021 | 679.11 | 2021 | 0 | -50.67 | SWHC046-03 | Com Central HVAC (Small) - Fuel Sub - ZEAS 2030 - Marine ¦ SDG&E ¦ Marine | Com Central HVAC (Small) - Fuel Sub - ZEAS 2030 - Marine | 0.03826 | 0.814 | 0 | CBSA 2014, adjusted to reflect new efficiencies | 132.0775 | 2032 | 1 | SWHC046-03
COM-HVAC-FS-23-ZEAS.80 | Com ¦ Small Packaged Heat Pump (SEER 17) - Fuel Sub - ZEAS 2030 - Marine ¦ SDG&E ¦ Marine | Com ¦ Small Packaged Heat Pump (SEER 17) - Fuel Sub - ZEAS 2030 - Marine | SDG&E ¦ Marine | SDG&E | All | Electric & Gas | SEER17 Heat Pump, <65 kbtuh, NR | Efficient |  |  | 1 | Conventional | HVAC | Com - Refrig. Warehouse | Com | ROB Only | 1 | 1000 sqft2 of floor space | Cap-Tons | 15 | DEER:HVAC_Split-Package_HP | 0 | 0 | 0 | SWHC046-03 | 0 | 2021 | 0 | 2021 | 0 | -50.67 | SWHC046-03 | Com Central HVAC (Small) - Fuel Sub - ZEAS 2030 - Marine ¦ SDG&E ¦ Marine | Com Central HVAC (Small) - Fuel Sub - ZEAS 2030 - Marine | 0 | 0.814 | 0 | CBSA 2014, adjusted to reflect new efficiencies | 0 | 2032 | 1 | SWHC046-03
COM-HVAC-FS-23-ZEAS.81 | Com ¦ Small Packaged Heat Pump (SEER 17) - Fuel Sub - ZEAS 2030 - Marine ¦ SDG&E ¦ Marine | Com ¦ Small Packaged Heat Pump (SEER 17) - Fuel Sub - ZEAS 2030 - Marine | SDG&E ¦ Marine | SDG&E | All | Electric & Gas | SEER17 Heat Pump, <65 kbtuh, NR | Efficient |  |  | 1 | Conventional | HVAC | Com - Restaurant | Com | ROB Only | 1 | 1000 sqft2 of floor space | Cap-Tons | 15 | DEER:HVAC_Split-Package_HP | -219.6253 | 0 | -11.7207 | SWHC046-03 | 1778.1667 | 2021 | 679.11 | 2021 | 0 | -50.67 | SWHC046-03 | Com Central HVAC (Small) - Fuel Sub - ZEAS 2030 - Marine ¦ SDG&E ¦ Marine | Com Central HVAC (Small) - Fuel Sub - ZEAS 2030 - Marine | 0.041427 | 0.814 | 0 | CBSA 2014, adjusted to reflect new efficiencies | 12.708 | 2032 | 1 | SWHC046-03
COM-HVAC-FS-23-ZEAS.82 | Com ¦ Small Packaged Heat Pump (SEER 17) - Fuel Sub - ZEAS 2030 - Marine ¦ SDG&E ¦ Marine | Com ¦ Small Packaged Heat Pump (SEER 17) - Fuel Sub - ZEAS 2030 - Marine | SDG&E ¦ Marine | SDG&E | All | Electric & Gas | SEER17 Heat Pump, <65 kbtuh, NR | Efficient |  |  | 1 | Conventional | HVAC | Com - Retail | Com | ROB Only | 1 | 1000 sqft2 of floor space | Cap-Tons | 15 | DEER:HVAC_Split-Package_HP | -270.1704 | 0 | -11.8403 | SWHC046-03 | 1778.1667 | 2021 | 679.11 | 2021 | 0 | -50.67 | SWHC046-03 | Com Central HVAC (Small) - Fuel Sub - ZEAS 2030 - Marine ¦ SDG&E ¦ Marine | Com Central HVAC (Small) - Fuel Sub - ZEAS 2030 - Marine | 0.016794 | 0.814 | 0 | CBSA 2014, adjusted to reflect new efficiencies | 153.42 | 2032 | 1 | SWHC046-03
COM-HVAC-FS-23-ZEAS.83 | Com ¦ Small Packaged Heat Pump (SEER 17) - Fuel Sub - ZEAS 2030 - Marine ¦ SDG&E ¦ Marine | Com ¦ Small Packaged Heat Pump (SEER 17) - Fuel Sub - ZEAS 2030 - Marine | SDG&E ¦ Marine | SDG&E | All | Electric & Gas | SEER17 Heat Pump, <65 kbtuh, NR | Efficient |  |  | 1 | Conventional | HVAC | Com - School | Com | ROB Only | 1 | 1000 sqft2 of floor space | Cap-Tons | 15 | DEER:HVAC_Split-Package_HP | -93.2677 | 0 | -12.1639 | SWHC046-03 | 1778.1667 | 2021 | 679.11 | 2021 | 0 | -50.67 | SWHC046-03 | Com Central HVAC (Small) - Fuel Sub - ZEAS 2030 - Marine ¦ SDG&E ¦ Marine | Com Central HVAC (Small) - Fuel Sub - ZEAS 2030 - Marine | 0.028241 | 0.814 | 0 | CBSA 2014, adjusted to reflect new efficiencies | 43.1475 | 2032 | 1 | SWHC046-03
COM-HVAC-FS-23-ZEAS.84 | Com ¦ Small Packaged Heat Pump (SEER 17) - Fuel Sub - ZEAS 2030 - Marine ¦ SDG&E ¦ Marine | Com ¦ Small Packaged Heat Pump (SEER 17) - Fuel Sub - ZEAS 2030 - Marine | SDG&E ¦ Marine | SDG&E | All | Electric & Gas | SEER17 Heat Pump, <65 kbtuh, NR | Efficient |  |  | 1 | Conventional | HVAC | Com - Warehouse | Com | ROB Only | 1 | 1000 sqft2 of floor space | Cap-Tons | 15 | DEER:HVAC_Split-Package_HP | -71.8 | 0 | -34.2 | SWHC046-03 | 1778.1667 | 2021 | 679.11 | 2021 | 0 | -50.67 | SWHC046-03 | Com Central HVAC (Small) - Fuel Sub - ZEAS 2030 - Marine ¦ SDG&E ¦ Marine | Com Central HVAC (Small) - Fuel Sub - ZEAS 2030 - Marine | 0.0051502 | 0.814 | 0 | CBSA 2014, adjusted to reflect new efficiencies | 165.6894 | 2032 | 1 | SWHC046-03
COM-HVAC-FS-23-ZEAS.85 | Com ¦ Small Packaged Heat Pump (SEER 17) - Fuel Sub - ZEAS 2030 - Hot-Dry ¦ SDG&E ¦ Hot-Dry | Com ¦ Small Packaged Heat Pump (SEER 17) - Fuel Sub - ZEAS 2030 - Hot-Dry | SDG&E ¦ Hot-Dry | SDG&E | All | Electric & Gas | SEER17 Heat Pump, <65 kbtuh, NR | Efficient |  |  | 1 | Conventional | HVAC | Com - College | Com | ROB Only | 1 | 1000 sqft2 of floor space | Cap-Tons | 15 | DEER:HVAC_Split-Package_HP | -179.5521 | 0 | -10.793 | SWHC046-03 | 1778.1667 | 2021 | 679.11 | 2021 | 0 | -50.67 | SWHC046-03 | Com Central HVAC (Small) - Fuel Sub - ZEAS 2030 - Hot-Dry ¦ SDG&E ¦ Hot-Dry | Com Central HVAC (Small) - Fuel Sub - ZEAS 2030 - Hot-Dry | 0.022234 | 0.814 | 0 | CBSA 2014, adjusted to reflect new efficiencies | 49.1582 | 2032 | 1 | SWHC046-03
COM-HVAC-FS-23-ZEAS.86 | Com ¦ Small Packaged Heat Pump (SEER 17) - Fuel Sub - ZEAS 2030 - Hot-Dry ¦ SDG&E ¦ Hot-Dry | Com ¦ Small Packaged Heat Pump (SEER 17) - Fuel Sub - ZEAS 2030 - Hot-Dry | SDG&E ¦ Hot-Dry | SDG&E | All | Electric & Gas | SEER17 Heat Pump, <65 kbtuh, NR | Efficient |  |  | 1 | Conventional | HVAC | Com - Grocery | Com | ROB Only | 1 | 1000 sqft2 of floor space | Cap-Tons | 15 | DEER:HVAC_Split-Package_HP | -171.5 | 0 | -79.1 | SWHC046-03 | 1778.1667 | 2021 | 679.11 | 2021 | 0 | -50.67 | SWHC046-03 | Com Central HVAC (Small) - Fuel Sub - ZEAS 2030 - Hot-Dry ¦ SDG&E ¦ Hot-Dry | Com Central HVAC (Small) - Fuel Sub - ZEAS 2030 - Hot-Dry | 0.041033 | 0.814 | 0 | CBSA 2014, adjusted to reflect new efficiencies | 195.3886 | 2032 | 1 | SWHC046-03
COM-HVAC-FS-23-ZEAS.87 | Com ¦ Small Packaged Heat Pump (SEER 17) - Fuel Sub - ZEAS 2030 - Hot-Dry ¦ SDG&E ¦ Hot-Dry | Com ¦ Small Packaged Heat Pump (SEER 17) - Fuel Sub - ZEAS 2030 - Hot-Dry | SDG&E ¦ Hot-Dry | SDG&E | All | Electric & Gas | SEER17 Heat Pump, <65 kbtuh, NR | Efficient |  |  | 1 | Conventional | HVAC | Com - Health | Com | ROB Only | 1 | 1000 sqft2 of floor space | Cap-Tons | 15 | DEER:HVAC_Split-Package_HP | -391.0943 | 0 | -17.1444 | SWHC046-03 | 1778.1667 | 2021 | 679.11 | 2021 | 0 | -50.67 | SWHC046-03 | Com Central HVAC (Small) - Fuel Sub - ZEAS 2030 - Hot-Dry ¦ SDG&E ¦ Hot-Dry | Com Central HVAC (Small) - Fuel Sub - ZEAS 2030 - Hot-Dry | 0.031998 | 0.814 | 0 | CBSA 2014, adjusted to reflect new efficiencies | 74.0177 | 2032 | 1 | SWHC046-03
COM-HVAC-FS-23-ZEAS.88 | Com ¦ Small Packaged Heat Pump (SEER 17) - Fuel Sub - ZEAS 2030 - Hot-Dry ¦ SDG&E ¦ Hot-Dry | Com ¦ Small Packaged Heat Pump (SEER 17) - Fuel Sub - ZEAS 2030 - Hot-Dry | SDG&E ¦ Hot-Dry | SDG&E | All | Electric & Gas | SEER17 Heat Pump, <65 kbtuh, NR | Efficient |  |  | 1 | Conventional | HVAC | Com - Lodging | Com | ROB Only | 1 | 1000 sqft2 of floor space | Cap-Tons | 15 | DEER:HVAC_Split-Package_HP | -244.4579 | 0 | -33.7874 | SWHC046-03 | 1778.1667 | 2021 | 679.11 | 2021 | 0 | -50.67 | SWHC046-03 | Com Central HVAC (Small) - Fuel Sub - ZEAS 2030 - Hot-Dry ¦ SDG&E ¦ Hot-Dry | Com Central HVAC (Small) - Fuel Sub - ZEAS 2030 - Hot-Dry | 0.017903 | 0.814 | 0 | CBSA 2014, adjusted to reflect new efficiencies | 372.3109 | 2032 | 1 | SWHC046-03
COM-HVAC-FS-23-ZEAS.89 | Com ¦ Small Packaged Heat Pump (SEER 17) - Fuel Sub - ZEAS 2030 - Hot-Dry ¦ SDG&E ¦ Hot-Dry | Com ¦ Small Packaged Heat Pump (SEER 17) - Fuel Sub - ZEAS 2030 - Hot-Dry | SDG&E ¦ Hot-Dry | SDG&E | All | Electric & Gas | SEER17 Heat Pump, <65 kbtuh, NR | Efficient |  |  | 1 | Conventional | HVAC | Com - Office (Large) | Com | ROB Only | 1 | 1000 sqft2 of floor space | Cap-Tons | 15 | DEER:HVAC_Split-Package_HP | -197.5 | 0 | -0.5795 | SWHC046-03 | 1778.1667 | 2021 | 679.11 | 2021 | 0 | -50.67 | SWHC046-03 | Com Central HVAC (Small) - Fuel Sub - ZEAS 2030 - Hot-Dry ¦ SDG&E ¦ Hot-Dry | Com Central HVAC (Small) - Fuel Sub - ZEAS 2030 - Hot-Dry | 0.023374 | 0.814 | 0 | CBSA 2014, adjusted to reflect new efficiencies | 22.244 | 2032 | 1 | SWHC046-03
COM-HVAC-FS-23-ZEAS.90 | Com ¦ Small Packaged Heat Pump (SEER 17) - Fuel Sub - ZEAS 2030 - Hot-Dry ¦ SDG&E ¦ Hot-Dry | Com ¦ Small Packaged Heat Pump (SEER 17) - Fuel Sub - ZEAS 2030 - Hot-Dry | SDG&E ¦ Hot-Dry | SDG&E | All | Electric & Gas | SEER17 Heat Pump, <65 kbtuh, NR | Efficient |  |  | 1 | Conventional | HVAC | Com - Office (Small) | Com | ROB Only | 1 | 1000 sqft2 of floor space | Cap-Tons | 15 | DEER:HVAC_Split-Package_HP | -179.5 | 0 | -4.435 | SWHC046-03 | 1778.1667 | 2021 | 679.11 | 2021 | 0 | -50.67 | SWHC046-03 | Com Central HVAC (Small) - Fuel Sub - ZEAS 2030 - Hot-Dry ¦ SDG&E ¦ Hot-Dry | Com Central HVAC (Small) - Fuel Sub - ZEAS 2030 - Hot-Dry | 0.028381 | 0.814 | 0 | CBSA 2014, adjusted to reflect new efficiencies | 17.0096 | 2032 | 1 | SWHC046-03
COM-HVAC-FS-23-ZEAS.91 | Com ¦ Small Packaged Heat Pump (SEER 17) - Fuel Sub - ZEAS 2030 - Hot-Dry ¦ SDG&E ¦ Hot-Dry | Com ¦ Small Packaged Heat Pump (SEER 17) - Fuel Sub - ZEAS 2030 - Hot-Dry | SDG&E ¦ Hot-Dry | SDG&E | All | Electric & Gas | SEER17 Heat Pump, <65 kbtuh, NR | Efficient |  |  | 1 | Conventional | HVAC | Com - Other | Com | ROB Only | 1 | 1000 sqft2 of floor space | Cap-Tons | 15 | DEER:HVAC_Split-Package_HP | -158 | 0 | -21.8 | SWHC046-03 | 1778.1667 | 2021 | 679.11 | 2021 | 0 | -50.67 | SWHC046-03 | Com Central HVAC (Small) - Fuel Sub - ZEAS 2030 - Hot-Dry ¦ SDG&E ¦ Hot-Dry | Com Central HVAC (Small) - Fuel Sub - ZEAS 2030 - Hot-Dry | 0.03826 | 0.814 | 0 | CBSA 2014, adjusted to reflect new efficiencies | 116.2012 | 2032 | 1 | SWHC046-03
COM-HVAC-FS-23-ZEAS.92 | Com ¦ Small Packaged Heat Pump (SEER 17) - Fuel Sub - ZEAS 2030 - Hot-Dry ¦ SDG&E ¦ Hot-Dry | Com ¦ Small Packaged Heat Pump (SEER 17) - Fuel Sub - ZEAS 2030 - Hot-Dry | SDG&E ¦ Hot-Dry | SDG&E | All | Electric & Gas | SEER17 Heat Pump, <65 kbtuh, NR | Efficient |  |  | 1 | Conventional | HVAC | Com - Refrig. Warehouse | Com | ROB Only | 1 | 1000 sqft2 of floor space | Cap-Tons | 15 | DEER:HVAC_Split-Package_HP | 0 | 0 | 0 | SWHC046-03 | 0 | 2021 | 0 | 2021 | 0 | -50.67 | SWHC046-03 | Com Central HVAC (Small) - Fuel Sub - ZEAS 2030 - Hot-Dry ¦ SDG&E ¦ Hot-Dry | Com Central HVAC (Small) - Fuel Sub - ZEAS 2030 - Hot-Dry | 0 | 0.814 | 0 | CBSA 2014, adjusted to reflect new efficiencies | 0 | 2032 | 1 | SWHC046-03
COM-HVAC-FS-23-ZEAS.93 | Com ¦ Small Packaged Heat Pump (SEER 17) - Fuel Sub - ZEAS 2030 - Hot-Dry ¦ SDG&E ¦ Hot-Dry | Com ¦ Small Packaged Heat Pump (SEER 17) - Fuel Sub - ZEAS 2030 - Hot-Dry | SDG&E ¦ Hot-Dry | SDG&E | All | Electric & Gas | SEER17 Heat Pump, <65 kbtuh, NR | Efficient |  |  | 1 | Conventional | HVAC | Com - Restaurant | Com | ROB Only | 1 | 1000 sqft2 of floor space | Cap-Tons | 15 | DEER:HVAC_Split-Package_HP | -197.1263 | 0 | -8.0956 | SWHC046-03 | 1778.1667 | 2021 | 679.11 | 2021 | 0 | -50.67 | SWHC046-03 | Com Central HVAC (Small) - Fuel Sub - ZEAS 2030 - Hot-Dry ¦ SDG&E ¦ Hot-Dry | Com Central HVAC (Small) - Fuel Sub - ZEAS 2030 - Hot-Dry | 0.041427 | 0.814 | 0 | CBSA 2014, adjusted to reflect new efficiencies | 9.5849 | 2032 | 1 | SWHC046-03
COM-HVAC-FS-23-ZEAS.94 | Com ¦ Small Packaged Heat Pump (SEER 17) - Fuel Sub - ZEAS 2030 - Hot-Dry ¦ SDG&E ¦ Hot-Dry | Com ¦ Small Packaged Heat Pump (SEER 17) - Fuel Sub - ZEAS 2030 - Hot-Dry | SDG&E ¦ Hot-Dry | SDG&E | All | Electric & Gas | SEER17 Heat Pump, <65 kbtuh, NR | Efficient |  |  | 1 | Conventional | HVAC | Com - Retail | Com | ROB Only | 1 | 1000 sqft2 of floor space | Cap-Tons | 15 | DEER:HVAC_Split-Package_HP | -240.3501 | 0 | -9.8184 | SWHC046-03 | 1778.1667 | 2021 | 679.11 | 2021 | 0 | -50.67 | SWHC046-03 | Com Central HVAC (Small) - Fuel Sub - ZEAS 2030 - Hot-Dry ¦ SDG&E ¦ Hot-Dry | Com Central HVAC (Small) - Fuel Sub - ZEAS 2030 - Hot-Dry | 0.016794 | 0.814 | 0 | CBSA 2014, adjusted to reflect new efficiencies | 132.953 | 2032 | 1 | SWHC046-03
COM-HVAC-FS-23-ZEAS.95 | Com ¦ Small Packaged Heat Pump (SEER 17) - Fuel Sub - ZEAS 2030 - Hot-Dry ¦ SDG&E ¦ Hot-Dry | Com ¦ Small Packaged Heat Pump (SEER 17) - Fuel Sub - ZEAS 2030 - Hot-Dry | SDG&E ¦ Hot-Dry | SDG&E | All | Electric & Gas | SEER17 Heat Pump, <65 kbtuh, NR | Efficient |  |  | 1 | Conventional | HVAC | Com - School | Com | ROB Only | 1 | 1000 sqft2 of floor space | Cap-Tons | 15 | DEER:HVAC_Split-Package_HP | -84.2097 | 0 | -10.9429 | SWHC046-03 | 1778.1667 | 2021 | 679.11 | 2021 | 0 | -50.67 | SWHC046-03 | Com Central HVAC (Small) - Fuel Sub - ZEAS 2030 - Hot-Dry ¦ SDG&E ¦ Hot-Dry | Com Central HVAC (Small) - Fuel Sub - ZEAS 2030 - Hot-Dry | 0.028241 | 0.814 | 0 | CBSA 2014, adjusted to reflect new efficiencies | 38.8664 | 2032 | 1 | SWHC046-03
COM-HVAC-FS-23-ZEAS.96 | Com ¦ Small Packaged Heat Pump (SEER 17) - Fuel Sub - ZEAS 2030 - Hot-Dry ¦ SDG&E ¦ Hot-Dry | Com ¦ Small Packaged Heat Pump (SEER 17) - Fuel Sub - ZEAS 2030 - Hot-Dry | SDG&E ¦ Hot-Dry | SDG&E | All | Electric & Gas | SEER17 Heat Pump, <65 kbtuh, NR | Efficient |  |  | 1 | Conventional | HVAC | Com - Warehouse | Com | ROB Only | 1 | 1000 sqft2 of floor space | Cap-Tons | 15 | DEER:HVAC_Split-Package_HP | -81.75 | 0 | -31.9 | SWHC046-03 | 1778.1667 | 2021 | 679.11 | 2021 | 0 | -50.67 | SWHC046-03 | Com Central HVAC (Small) - Fuel Sub - ZEAS 2030 - Hot-Dry ¦ SDG&E ¦ Hot-Dry | Com Central HVAC (Small) - Fuel Sub - ZEAS 2030 - Hot-Dry | 0.0051502 | 0.814 | 0 | CBSA 2014, adjusted to reflect new efficiencies | 158.976 | 2032 | 1 | SWHC046-03
COM-HVAC-FS-24-ZEAS.1 | Com ¦ Small Packaged Heat Pump (SEER 18) - Fuel Sub - ZEAS 2030 - Marine ¦ PG&E ¦ Marine | Com ¦ Small Packaged Heat Pump (SEER 18) - Fuel Sub - ZEAS 2030 - Marine | PG&E ¦ Marine | PG&E | All | Electric & Gas | SEER18 Heat Pump, <65 kbtuh, NR | Efficient |  |  | 1 | Conventional | HVAC | Com - College | Com | ROB Only | 1 | 1000 sqft2 of floor space | Cap-Tons | 15 | DEER:HVAC_Split-Package_HP | -62.6166 | 0 | -35.6808 | SWHC046-03 | 1964.6667 | 2021 | 679.11 | 2021 | 0 | -50.67 | SWHC046-03 | Com Central HVAC (Small) - Fuel Sub - ZEAS 2030 - Marine ¦ PG&E ¦ Marine | Com Central HVAC (Small) - Fuel Sub - ZEAS 2030 - Marine | 0.020331 | 0.814 | 0 | CBSA 2014, adjusted to reflect new efficiencies | 122.426 | 2032 | 1 | SWHC046-03
COM-HVAC-FS-24-ZEAS.2 | Com ¦ Small Packaged Heat Pump (SEER 18) - Fuel Sub - ZEAS 2030 - Marine ¦ PG&E ¦ Marine | Com ¦ Small Packaged Heat Pump (SEER 18) - Fuel Sub - ZEAS 2030 - Marine | PG&E ¦ Marine | PG&E | All | Electric & Gas | SEER18 Heat Pump, <65 kbtuh, NR | Efficient |  |  | 1 | Conventional | HVAC | Com - Grocery | Com | ROB Only | 1 | 1000 sqft2 of floor space | Cap-Tons | 15 | DEER:HVAC_Split-Package_HP | 270 | 0 | -181 | SWHC046-03 | 1964.6667 | 2021 | 679.11 | 2021 | 0 | -50.67 | SWHC046-03 | Com Central HVAC (Small) - Fuel Sub - ZEAS 2030 - Marine ¦ PG&E ¦ Marine | Com Central HVAC (Small) - Fuel Sub - ZEAS 2030 - Marine | 0.033922 | 0.814 | 0 | CBSA 2014, adjusted to reflect new efficiencies | 409.8354 | 2032 | 1 | SWHC046-03
COM-HVAC-FS-24-ZEAS.3 | Com ¦ Small Packaged Heat Pump (SEER 18) - Fuel Sub - ZEAS 2030 - Marine ¦ PG&E ¦ Marine | Com ¦ Small Packaged Heat Pump (SEER 18) - Fuel Sub - ZEAS 2030 - Marine | PG&E ¦ Marine | PG&E | All | Electric & Gas | SEER18 Heat Pump, <65 kbtuh, NR | Efficient |  |  | 1 | Conventional | HVAC | Com - Health | Com | ROB Only | 1 | 1000 sqft2 of floor space | Cap-Tons | 15 | DEER:HVAC_Split-Package_HP | -259.9292 | 0 | -51.2293 | SWHC046-03 | 1964.6667 | 2021 | 679.11 | 2021 | 0 | -50.67 | SWHC046-03 | Com Central HVAC (Small) - Fuel Sub - ZEAS 2030 - Marine ¦ PG&E ¦ Marine | Com Central HVAC (Small) - Fuel Sub - ZEAS 2030 - Marine | 0.030022 | 0.814 | 0 | CBSA 2014, adjusted to reflect new efficiencies | 161.7103 | 2032 | 1 | SWHC046-03
COM-HVAC-FS-24-ZEAS.4 | Com ¦ Small Packaged Heat Pump (SEER 18) - Fuel Sub - ZEAS 2030 - Marine ¦ PG&E ¦ Marine | Com ¦ Small Packaged Heat Pump (SEER 18) - Fuel Sub - ZEAS 2030 - Marine | PG&E ¦ Marine | PG&E | All | Electric & Gas | SEER18 Heat Pump, <65 kbtuh, NR | Efficient |  |  | 1 | Conventional | HVAC | Com - Lodging | Com | ROB Only | 1 | 1000 sqft2 of floor space | Cap-Tons | 15 | DEER:HVAC_Split-Package_HP | 53.2915 | 0 | -101.4521 | SWHC046-03 | 1964.6667 | 2021 | 679.11 | 2021 | 0 | -50.67 | SWHC046-03 | Com Central HVAC (Small) - Fuel Sub - ZEAS 2030 - Marine ¦ PG&E ¦ Marine | Com Central HVAC (Small) - Fuel Sub - ZEAS 2030 - Marine | 0.016003 | 0.814 | 0 | CBSA 2014, adjusted to reflect new efficiencies | 993.7764 | 2032 | 1 | SWHC046-03
COM-HVAC-FS-24-ZEAS.5 | Com ¦ Small Packaged Heat Pump (SEER 18) - Fuel Sub - ZEAS 2030 - Marine ¦ PG&E ¦ Marine | Com ¦ Small Packaged Heat Pump (SEER 18) - Fuel Sub - ZEAS 2030 - Marine | PG&E ¦ Marine | PG&E | All | Electric & Gas | SEER18 Heat Pump, <65 kbtuh, NR | Efficient |  |  | 1 | Conventional | HVAC | Com - Office (Large) | Com | ROB Only | 1 | 1000 sqft2 of floor space | Cap-Tons | 15 | DEER:HVAC_Split-Package_HP | -159 | 0 | -4.64 | SWHC046-03 | 1964.6667 | 2021 | 679.11 | 2021 | 0 | -50.67 | SWHC046-03 | Com Central HVAC (Small) - Fuel Sub - ZEAS 2030 - Marine ¦ PG&E ¦ Marine | Com Central HVAC (Small) - Fuel Sub - ZEAS 2030 - Marine | 0.021319 | 0.814 | 0 | CBSA 2014, adjusted to reflect new efficiencies | 36.6496 | 2032 | 1 | SWHC046-03
COM-HVAC-FS-24-ZEAS.6 | Com ¦ Small Packaged Heat Pump (SEER 18) - Fuel Sub - ZEAS 2030 - Marine ¦ PG&E ¦ Marine | Com ¦ Small Packaged Heat Pump (SEER 18) - Fuel Sub - ZEAS 2030 - Marine | PG&E ¦ Marine | PG&E | All | Electric & Gas | SEER18 Heat Pump, <65 kbtuh, NR | Efficient |  |  | 1 | Conventional | HVAC | Com - Office (Small) | Com | ROB Only | 1 | 1000 sqft2 of floor space | Cap-Tons | 15 | DEER:HVAC_Split-Package_HP | -94.8 | 0 | -17.4 | SWHC046-03 | 1964.6667 | 2021 | 679.11 | 2021 | 0 | -50.67 | SWHC046-03 | Com Central HVAC (Small) - Fuel Sub - ZEAS 2030 - Marine ¦ PG&E ¦ Marine | Com Central HVAC (Small) - Fuel Sub - ZEAS 2030 - Marine | 0.024933 | 0.814 | 0 | CBSA 2014, adjusted to reflect new efficiencies | 38.7927 | 2032 | 1 | SWHC046-03
COM-HVAC-FS-24-ZEAS.7 | Com ¦ Small Packaged Heat Pump (SEER 18) - Fuel Sub - ZEAS 2030 - Marine ¦ PG&E ¦ Marine | Com ¦ Small Packaged Heat Pump (SEER 18) - Fuel Sub - ZEAS 2030 - Marine | PG&E ¦ Marine | PG&E | All | Electric & Gas | SEER18 Heat Pump, <65 kbtuh, NR | Efficient |  |  | 1 | Conventional | HVAC | Com - Other | Com | ROB Only | 1 | 1000 sqft2 of floor space | Cap-Tons | 15 | DEER:HVAC_Split-Package_HP | 31.1 | 0 | -66.4 | SWHC046-03 | 1964.6667 | 2021 | 679.11 | 2021 | 0 | -50.67 | SWHC046-03 | Com Central HVAC (Small) - Fuel Sub - ZEAS 2030 - Marine ¦ PG&E ¦ Marine | Com Central HVAC (Small) - Fuel Sub - ZEAS 2030 - Marine | 0.0353 | 0.814 | 0 | CBSA 2014, adjusted to reflect new efficiencies | 297.3582 | 2032 | 1 | SWHC046-03
COM-HVAC-FS-24-ZEAS.8 | Com ¦ Small Packaged Heat Pump (SEER 18) - Fuel Sub - ZEAS 2030 - Marine ¦ PG&E ¦ Marine | Com ¦ Small Packaged Heat Pump (SEER 18) - Fuel Sub - ZEAS 2030 - Marine | PG&E ¦ Marine | PG&E | All | Electric & Gas | SEER18 Heat Pump, <65 kbtuh, NR | Efficient |  |  | 1 | Conventional | HVAC | Com - Refrig. Warehouse | Com | ROB Only | 1 | 1000 sqft2 of floor space | Cap-Tons | 15 | DEER:HVAC_Split-Package_HP | 0 | 0 | 0 | SWHC046-03 | 0 | 2021 | 0 | 2021 | 0 | -50.67 | SWHC046-03 | Com Central HVAC (Small) - Fuel Sub - ZEAS 2030 - Marine ¦ PG&E ¦ Marine | Com Central HVAC (Small) - Fuel Sub - ZEAS 2030 - Marine | 0 | 0.814 | 0 | CBSA 2014, adjusted to reflect new efficiencies | 0 | 2032 | 1 | SWHC046-03
COM-HVAC-FS-24-ZEAS.9 | Com ¦ Small Packaged Heat Pump (SEER 18) - Fuel Sub - ZEAS 2030 - Marine ¦ PG&E ¦ Marine | Com ¦ Small Packaged Heat Pump (SEER 18) - Fuel Sub - ZEAS 2030 - Marine | PG&E ¦ Marine | PG&E | All | Electric & Gas | SEER18 Heat Pump, <65 kbtuh, NR | Efficient |  |  | 1 | Conventional | HVAC | Com - Restaurant | Com | ROB Only | 1 | 1000 sqft2 of floor space | Cap-Tons | 15 | DEER:HVAC_Split-Package_HP | -97.1955 | 0 | -40.0519 | SWHC046-03 | 1964.6667 | 2021 | 679.11 | 2021 | 0 | -50.67 | SWHC046-03 | Com Central HVAC (Small) - Fuel Sub - ZEAS 2030 - Marine ¦ PG&E ¦ Marine | Com Central HVAC (Small) - Fuel Sub - ZEAS 2030 - Marine | 0.036027 | 0.814 | 0 | CBSA 2014, adjusted to reflect new efficiencies | 31.8158 | 2032 | 1 | SWHC046-03
COM-HVAC-FS-24-ZEAS.10 | Com ¦ Small Packaged Heat Pump (SEER 18) - Fuel Sub - ZEAS 2030 - Marine ¦ PG&E ¦ Marine | Com ¦ Small Packaged Heat Pump (SEER 18) - Fuel Sub - ZEAS 2030 - Marine | PG&E ¦ Marine | PG&E | All | Electric & Gas | SEER18 Heat Pump, <65 kbtuh, NR | Efficient |  |  | 1 | Conventional | HVAC | Com - Retail | Com | ROB Only | 1 | 1000 sqft2 of floor space | Cap-Tons | 15 | DEER:HVAC_Split-Package_HP | -125.4709 | 0 | -34.4464 | SWHC046-03 | 1964.6667 | 2021 | 679.11 | 2021 | 0 | -50.67 | SWHC046-03 | Com Central HVAC (Small) - Fuel Sub - ZEAS 2030 - Marine ¦ PG&E ¦ Marine | Com Central HVAC (Small) - Fuel Sub - ZEAS 2030 - Marine | 0.015015 | 0.814 | 0 | CBSA 2014, adjusted to reflect new efficiencies | 214.2838 | 2032 | 1 | SWHC046-03
COM-HVAC-FS-24-ZEAS.11 | Com ¦ Small Packaged Heat Pump (SEER 18) - Fuel Sub - ZEAS 2030 - Marine ¦ PG&E ¦ Marine | Com ¦ Small Packaged Heat Pump (SEER 18) - Fuel Sub - ZEAS 2030 - Marine | PG&E ¦ Marine | PG&E | All | Electric & Gas | SEER18 Heat Pump, <65 kbtuh, NR | Efficient |  |  | 1 | Conventional | HVAC | Com - School | Com | ROB Only | 1 | 1000 sqft2 of floor space | Cap-Tons | 15 | DEER:HVAC_Split-Package_HP | 20.82 | 0 | -34.7585 | SWHC046-03 | 1964.6667 | 2021 | 679.11 | 2021 | 0 | -50.67 | SWHC046-03 | Com Central HVAC (Small) - Fuel Sub - ZEAS 2030 - Marine ¦ PG&E ¦ Marine | Com Central HVAC (Small) - Fuel Sub - ZEAS 2030 - Marine | 0.0228 | 0.814 | 0 | CBSA 2014, adjusted to reflect new efficiencies | 75.9864 | 2032 | 1 | SWHC046-03
COM-HVAC-FS-24-ZEAS.12 | Com ¦ Small Packaged Heat Pump (SEER 18) - Fuel Sub - ZEAS 2030 - Marine ¦ PG&E ¦ Marine | Com ¦ Small Packaged Heat Pump (SEER 18) - Fuel Sub - ZEAS 2030 - Marine | PG&E ¦ Marine | PG&E | All | Electric & Gas | SEER18 Heat Pump, <65 kbtuh, NR | Efficient |  |  | 1 | Conventional | HVAC | Com - Warehouse | Com | ROB Only | 1 | 1000 sqft2 of floor space | Cap-Tons | 15 | DEER:HVAC_Split-Package_HP | 112 | 0 | -71.4 | SWHC046-03 | 1964.6667 | 2021 | 679.11 | 2021 | 0 | -50.67 | SWHC046-03 | Com Central HVAC (Small) - Fuel Sub - ZEAS 2030 - Marine ¦ PG&E ¦ Marine | Com Central HVAC (Small) - Fuel Sub - ZEAS 2030 - Marine | 0.0046728 | 0.814 | 0 | CBSA 2014, adjusted to reflect new efficiencies | 267.4158 | 2032 | 1 | SWHC046-03
COM-HVAC-FS-24-ZEAS.13 | Com ¦ Small Packaged Heat Pump (SEER 18) - Fuel Sub - ZEAS 2030 - Hot-Dry ¦ PG&E ¦ Hot-Dry | Com ¦ Small Packaged Heat Pump (SEER 18) - Fuel Sub - ZEAS 2030 - Hot-Dry | PG&E ¦ Hot-Dry | PG&E | All | Electric & Gas | SEER18 Heat Pump, <65 kbtuh, NR | Efficient |  |  | 1 | Conventional | HVAC | Com - College | Com | ROB Only | 1 | 1000 sqft2 of floor space | Cap-Tons | 15 | DEER:HVAC_Split-Package_HP | -148.513 | 0 | -36.4895 | SWHC046-03 | 1964.6667 | 2021 | 679.11 | 2021 | 0 | -50.67 | SWHC046-03 | Com Central HVAC (Small) - Fuel Sub - ZEAS 2030 - Hot-Dry ¦ PG&E ¦ Hot-Dry | Com Central HVAC (Small) - Fuel Sub - ZEAS 2030 - Hot-Dry | 0.020331 | 0.814 | 0 | CBSA 2014, adjusted to reflect new efficiencies | 131.5787 | 2032 | 1 | SWHC046-03
COM-HVAC-FS-24-ZEAS.14 | Com ¦ Small Packaged Heat Pump (SEER 18) - Fuel Sub - ZEAS 2030 - Hot-Dry ¦ PG&E ¦ Hot-Dry | Com ¦ Small Packaged Heat Pump (SEER 18) - Fuel Sub - ZEAS 2030 - Hot-Dry | PG&E ¦ Hot-Dry | PG&E | All | Electric & Gas | SEER18 Heat Pump, <65 kbtuh, NR | Efficient |  |  | 1 | Conventional | HVAC | Com - Grocery | Com | ROB Only | 1 | 1000 sqft2 of floor space | Cap-Tons | 15 | DEER:HVAC_Split-Package_HP | -64.8 | 0 | -107 | SWHC046-03 | 1964.6667 | 2021 | 679.11 | 2021 | 0 | -50.67 | SWHC046-03 | Com Central HVAC (Small) - Fuel Sub - ZEAS 2030 - Hot-Dry ¦ PG&E ¦ Hot-Dry | Com Central HVAC (Small) - Fuel Sub - ZEAS 2030 - Hot-Dry | 0.033922 | 0.814 | 0 | CBSA 2014, adjusted to reflect new efficiencies | 254.9014 | 2032 | 1 | SWHC046-03
COM-HVAC-FS-24-ZEAS.15 | Com ¦ Small Packaged Heat Pump (SEER 18) - Fuel Sub - ZEAS 2030 - Hot-Dry ¦ PG&E ¦ Hot-Dry | Com ¦ Small Packaged Heat Pump (SEER 18) - Fuel Sub - ZEAS 2030 - Hot-Dry | PG&E ¦ Hot-Dry | PG&E | All | Electric & Gas | SEER18 Heat Pump, <65 kbtuh, NR | Efficient |  |  | 1 | Conventional | HVAC | Com - Health | Com | ROB Only | 1 | 1000 sqft2 of floor space | Cap-Tons | 15 | DEER:HVAC_Split-Package_HP | -311.5695 | 0 | -56.9423 | SWHC046-03 | 1964.6667 | 2021 | 679.11 | 2021 | 0 | -50.67 | SWHC046-03 | Com Central HVAC (Small) - Fuel Sub - ZEAS 2030 - Hot-Dry ¦ PG&E ¦ Hot-Dry | Com Central HVAC (Small) - Fuel Sub - ZEAS 2030 - Hot-Dry | 0.030022 | 0.814 | 0 | CBSA 2014, adjusted to reflect new efficiencies | 181.2262 | 2032 | 1 | SWHC046-03
COM-HVAC-FS-24-ZEAS.16 | Com ¦ Small Packaged Heat Pump (SEER 18) - Fuel Sub - ZEAS 2030 - Hot-Dry ¦ PG&E ¦ Hot-Dry | Com ¦ Small Packaged Heat Pump (SEER 18) - Fuel Sub - ZEAS 2030 - Hot-Dry | PG&E ¦ Hot-Dry | PG&E | All | Electric & Gas | SEER18 Heat Pump, <65 kbtuh, NR | Efficient |  |  | 1 | Conventional | HVAC | Com - Lodging | Com | ROB Only | 1 | 1000 sqft2 of floor space | Cap-Tons | 15 | DEER:HVAC_Split-Package_HP | -82.6142 | 0 | -94.0446 | SWHC046-03 | 1964.6667 | 2021 | 679.11 | 2021 | 0 | -50.67 | SWHC046-03 | Com Central HVAC (Small) - Fuel Sub - ZEAS 2030 - Hot-Dry ¦ PG&E ¦ Hot-Dry | Com Central HVAC (Small) - Fuel Sub - ZEAS 2030 - Hot-Dry | 0.016003 | 0.814 | 0 | CBSA 2014, adjusted to reflect new efficiencies | 942.0324 | 2032 | 1 | SWHC046-03
COM-HVAC-FS-24-ZEAS.17 | Com ¦ Small Packaged Heat Pump (SEER 18) - Fuel Sub - ZEAS 2030 - Hot-Dry ¦ PG&E ¦ Hot-Dry | Com ¦ Small Packaged Heat Pump (SEER 18) - Fuel Sub - ZEAS 2030 - Hot-Dry | PG&E ¦ Hot-Dry | PG&E | All | Electric & Gas | SEER18 Heat Pump, <65 kbtuh, NR | Efficient |  |  | 1 | Conventional | HVAC | Com - Office (Large) | Com | ROB Only | 1 | 1000 sqft2 of floor space | Cap-Tons | 15 | DEER:HVAC_Split-Package_HP | -237 | 0 | -6.14 | SWHC046-03 | 1964.6667 | 2021 | 679.11 | 2021 | 0 | -50.67 | SWHC046-03 | Com Central HVAC (Small) - Fuel Sub - ZEAS 2030 - Hot-Dry ¦ PG&E ¦ Hot-Dry | Com Central HVAC (Small) - Fuel Sub - ZEAS 2030 - Hot-Dry | 0.021319 | 0.814 | 0 | CBSA 2014, adjusted to reflect new efficiencies | 51.1429 | 2032 | 1 | SWHC046-03
COM-HVAC-FS-24-ZEAS.18 | Com ¦ Small Packaged Heat Pump (SEER 18) - Fuel Sub - ZEAS 2030 - Hot-Dry ¦ PG&E ¦ Hot-Dry | Com ¦ Small Packaged Heat Pump (SEER 18) - Fuel Sub - ZEAS 2030 - Hot-Dry | PG&E ¦ Hot-Dry | PG&E | All | Electric & Gas | SEER18 Heat Pump, <65 kbtuh, NR | Efficient |  |  | 1 | Conventional | HVAC | Com - Office (Small) | Com | ROB Only | 1 | 1000 sqft2 of floor space | Cap-Tons | 15 | DEER:HVAC_Split-Package_HP | -172 | 0 | -17.2 | SWHC046-03 | 1964.6667 | 2021 | 679.11 | 2021 | 0 | -50.67 | SWHC046-03 | Com Central HVAC (Small) - Fuel Sub - ZEAS 2030 - Hot-Dry ¦ PG&E ¦ Hot-Dry | Com Central HVAC (Small) - Fuel Sub - ZEAS 2030 - Hot-Dry | 0.024933 | 0.814 | 0 | CBSA 2014, adjusted to reflect new efficiencies | 41.9363 | 2032 | 1 | SWHC046-03
COM-HVAC-FS-24-ZEAS.19 | Com ¦ Small Packaged Heat Pump (SEER 18) - Fuel Sub - ZEAS 2030 - Hot-Dry ¦ PG&E ¦ Hot-Dry | Com ¦ Small Packaged Heat Pump (SEER 18) - Fuel Sub - ZEAS 2030 - Hot-Dry | PG&E ¦ Hot-Dry | PG&E | All | Electric & Gas | SEER18 Heat Pump, <65 kbtuh, NR | Efficient |  |  | 1 | Conventional | HVAC | Com - Other | Com | ROB Only | 1 | 1000 sqft2 of floor space | Cap-Tons | 15 | DEER:HVAC_Split-Package_HP | -87.6 | 0 | -65.5 | SWHC046-03 | 1964.6667 | 2021 | 679.11 | 2021 | 0 | -50.67 | SWHC046-03 | Com Central HVAC (Small) - Fuel Sub - ZEAS 2030 - Hot-Dry ¦ PG&E ¦ Hot-Dry | Com Central HVAC (Small) - Fuel Sub - ZEAS 2030 - Hot-Dry | 0.0353 | 0.814 | 0 | CBSA 2014, adjusted to reflect new efficiencies | 306.3886 | 2032 | 1 | SWHC046-03
COM-HVAC-FS-24-ZEAS.20 | Com ¦ Small Packaged Heat Pump (SEER 18) - Fuel Sub - ZEAS 2030 - Hot-Dry ¦ PG&E ¦ Hot-Dry | Com ¦ Small Packaged Heat Pump (SEER 18) - Fuel Sub - ZEAS 2030 - Hot-Dry | PG&E ¦ Hot-Dry | PG&E | All | Electric & Gas | SEER18 Heat Pump, <65 kbtuh, NR | Efficient |  |  | 1 | Conventional | HVAC | Com - Refrig. Warehouse | Com | ROB Only | 1 | 1000 sqft2 of floor space | Cap-Tons | 15 | DEER:HVAC_Split-Package_HP | 0 | 0 | 0 | SWHC046-03 | 0 | 2021 | 0 | 2021 | 0 | -50.67 | SWHC046-03 | Com Central HVAC (Small) - Fuel Sub - ZEAS 2030 - Hot-Dry ¦ PG&E ¦ Hot-Dry | Com Central HVAC (Small) - Fuel Sub - ZEAS 2030 - Hot-Dry | 0 | 0.814 | 0 | CBSA 2014, adjusted to reflect new efficiencies | 0 | 2032 | 1 | SWHC046-03
COM-HVAC-FS-24-ZEAS.21 | Com ¦ Small Packaged Heat Pump (SEER 18) - Fuel Sub - ZEAS 2030 - Hot-Dry ¦ PG&E ¦ Hot-Dry | Com ¦ Small Packaged Heat Pump (SEER 18) - Fuel Sub - ZEAS 2030 - Hot-Dry | PG&E ¦ Hot-Dry | PG&E | All | Electric & Gas | SEER18 Heat Pump, <65 kbtuh, NR | Efficient |  |  | 1 | Conventional | HVAC | Com - Restaurant | Com | ROB Only | 1 | 1000 sqft2 of floor space | Cap-Tons | 15 | DEER:HVAC_Split-Package_HP | -221.4949 | 0 | -43.4766 | SWHC046-03 | 1964.6667 | 2021 | 679.11 | 2021 | 0 | -50.67 | SWHC046-03 | Com Central HVAC (Small) - Fuel Sub - ZEAS 2030 - Hot-Dry ¦ PG&E ¦ Hot-Dry | Com Central HVAC (Small) - Fuel Sub - ZEAS 2030 - Hot-Dry | 0.036027 | 0.814 | 0 | CBSA 2014, adjusted to reflect new efficiencies | 36.5974 | 2032 | 1 | SWHC046-03
COM-HVAC-FS-24-ZEAS.22 | Com ¦ Small Packaged Heat Pump (SEER 18) - Fuel Sub - ZEAS 2030 - Hot-Dry ¦ PG&E ¦ Hot-Dry | Com ¦ Small Packaged Heat Pump (SEER 18) - Fuel Sub - ZEAS 2030 - Hot-Dry | PG&E ¦ Hot-Dry | PG&E | All | Electric & Gas | SEER18 Heat Pump, <65 kbtuh, NR | Efficient |  |  | 1 | Conventional | HVAC | Com - Retail | Com | ROB Only | 1 | 1000 sqft2 of floor space | Cap-Tons | 15 | DEER:HVAC_Split-Package_HP | -277.1699 | 0 | -30.8133 | SWHC046-03 | 1964.6667 | 2021 | 679.11 | 2021 | 0 | -50.67 | SWHC046-03 | Com Central HVAC (Small) - Fuel Sub - ZEAS 2030 - Hot-Dry ¦ PG&E ¦ Hot-Dry | Com Central HVAC (Small) - Fuel Sub - ZEAS 2030 - Hot-Dry | 0.015015 | 0.814 | 0 | CBSA 2014, adjusted to reflect new efficiencies | 249.6265 | 2032 | 1 | SWHC046-03
COM-HVAC-FS-24-ZEAS.23 | Com ¦ Small Packaged Heat Pump (SEER 18) - Fuel Sub - ZEAS 2030 - Hot-Dry ¦ PG&E ¦ Hot-Dry | Com ¦ Small Packaged Heat Pump (SEER 18) - Fuel Sub - ZEAS 2030 - Hot-Dry | PG&E ¦ Hot-Dry | PG&E | All | Electric & Gas | SEER18 Heat Pump, <65 kbtuh, NR | Efficient |  |  | 1 | Conventional | HVAC | Com - School | Com | ROB Only | 1 | 1000 sqft2 of floor space | Cap-Tons | 15 | DEER:HVAC_Split-Package_HP | -9.6537 | 0 | -36.8542 | SWHC046-03 | 1964.6667 | 2021 | 679.11 | 2021 | 0 | -50.67 | SWHC046-03 | Com Central HVAC (Small) - Fuel Sub - ZEAS 2030 - Hot-Dry ¦ PG&E ¦ Hot-Dry | Com Central HVAC (Small) - Fuel Sub - ZEAS 2030 - Hot-Dry | 0.0228 | 0.814 | 0 | CBSA 2014, adjusted to reflect new efficiencies | 85.7918 | 2032 | 1 | SWHC046-03
COM-HVAC-FS-24-ZEAS.24 | Com ¦ Small Packaged Heat Pump (SEER 18) - Fuel Sub - ZEAS 2030 - Hot-Dry ¦ PG&E ¦ Hot-Dry | Com ¦ Small Packaged Heat Pump (SEER 18) - Fuel Sub - ZEAS 2030 - Hot-Dry | PG&E ¦ Hot-Dry | PG&E | All | Electric & Gas | SEER18 Heat Pump, <65 kbtuh, NR | Efficient |  |  | 1 | Conventional | HVAC | Com - Warehouse | Com | ROB Only | 1 | 1000 sqft2 of floor space | Cap-Tons | 15 | DEER:HVAC_Split-Package_HP | 91.8 | 0 | -79.6 | SWHC046-03 | 1964.6667 | 2021 | 679.11 | 2021 | 0 | -50.67 | SWHC046-03 | Com Central HVAC (Small) - Fuel Sub - ZEAS 2030 - Hot-Dry ¦ PG&E ¦ Hot-Dry | Com Central HVAC (Small) - Fuel Sub - ZEAS 2030 - Hot-Dry | 0.0046728 | 0.814 | 0 | CBSA 2014, adjusted to reflect new efficiencies | 308.0371 | 2032 | 1 | SWHC046-03
COM-HVAC-FS-24-ZEAS.25 | Com ¦ Small Packaged Heat Pump (SEER 18) - Fuel Sub - ZEAS 2030 - Cold ¦ PG&E ¦ Cold | Com ¦ Small Packaged Heat Pump (SEER 18) - Fuel Sub - ZEAS 2030 - Cold | PG&E ¦ Cold | PG&E | All | Electric & Gas | SEER18 Heat Pump, <65 kbtuh, NR | Efficient |  |  | 1 | Conventional | HVAC | Com - College | Com | ROB Only | 1 | 1000 sqft2 of floor space | Cap-Tons | 15 | DEER:HVAC_Split-Package_HP | 305.9041 | 0 | -92.6695 | SWHC046-03 | 1964.6667 | 2021 | 679.11 | 2021 | 0 | -50.67 | SWHC046-03 | Com Central HVAC (Small) - Fuel Sub - ZEAS 2030 - Cold ¦ PG&E ¦ Cold | Com Central HVAC (Small) - Fuel Sub - ZEAS 2030 - Cold | 0.020331 | 0.814 | 0 | CBSA 2014, adjusted to reflect new efficiencies | 282.5893 | 2032 | 1 | SWHC046-03
COM-HVAC-FS-24-ZEAS.26 | Com ¦ Small Packaged Heat Pump (SEER 18) - Fuel Sub - ZEAS 2030 - Cold ¦ PG&E ¦ Cold | Com ¦ Small Packaged Heat Pump (SEER 18) - Fuel Sub - ZEAS 2030 - Cold | PG&E ¦ Cold | PG&E | All | Electric & Gas | SEER18 Heat Pump, <65 kbtuh, NR | Efficient |  |  | 1 | Conventional | HVAC | Com - Grocery | Com | ROB Only | 1 | 1000 sqft2 of floor space | Cap-Tons | 15 | DEER:HVAC_Split-Package_HP | 1300 | 0 | -332 | SWHC046-03 | 1964.6667 | 2021 | 679.11 | 2021 | 0 | -50.67 | SWHC046-03 | Com Central HVAC (Small) - Fuel Sub - ZEAS 2030 - Cold ¦ PG&E ¦ Cold | Com Central HVAC (Small) - Fuel Sub - ZEAS 2030 - Cold | 0.033922 | 0.814 | 0 | CBSA 2014, adjusted to reflect new efficiencies | 706.4759 | 2032 | 1 | SWHC046-03
COM-HVAC-FS-24-ZEAS.27 | Com ¦ Small Packaged Heat Pump (SEER 18) - Fuel Sub - ZEAS 2030 - Cold ¦ PG&E ¦ Cold | Com ¦ Small Packaged Heat Pump (SEER 18) - Fuel Sub - ZEAS 2030 - Cold | PG&E ¦ Cold | PG&E | All | Electric & Gas | SEER18 Heat Pump, <65 kbtuh, NR | Efficient |  |  | 1 | Conventional | HVAC | Com - Health | Com | ROB Only | 1 | 1000 sqft2 of floor space | Cap-Tons | 15 | DEER:HVAC_Split-Package_HP | 175.1343 | 0 | -128.9495 | SWHC046-03 | 1964.6667 | 2021 | 679.11 | 2021 | 0 | -50.67 | SWHC046-03 | Com Central HVAC (Small) - Fuel Sub - ZEAS 2030 - Cold ¦ PG&E ¦ Cold | Com Central HVAC (Small) - Fuel Sub - ZEAS 2030 - Cold | 0.030022 | 0.814 | 0 | CBSA 2014, adjusted to reflect new efficiencies | 352.768 | 2032 | 1 | SWHC046-03
COM-HVAC-FS-24-ZEAS.28 | Com ¦ Small Packaged Heat Pump (SEER 18) - Fuel Sub - ZEAS 2030 - Cold ¦ PG&E ¦ Cold | Com ¦ Small Packaged Heat Pump (SEER 18) - Fuel Sub - ZEAS 2030 - Cold | PG&E ¦ Cold | PG&E | All | Electric & Gas | SEER18 Heat Pump, <65 kbtuh, NR | Efficient |  |  | 1 | Conventional | HVAC | Com - Lodging | Com | ROB Only | 1 | 1000 sqft2 of floor space | Cap-Tons | 15 | DEER:HVAC_Split-Package_HP | 868.3606 | 0 | -210.3596 | SWHC046-03 | 1964.6667 | 2021 | 679.11 | 2021 | 0 | -50.67 | SWHC046-03 | Com Central HVAC (Small) - Fuel Sub - ZEAS 2030 - Cold ¦ PG&E ¦ Cold | Com Central HVAC (Small) - Fuel Sub - ZEAS 2030 - Cold | 0.016003 | 0.814 | 0 | CBSA 2014, adjusted to reflect new efficiencies | 1941.0809 | 2032 | 1 | SWHC046-03
COM-HVAC-FS-24-ZEAS.29 | Com ¦ Small Packaged Heat Pump (SEER 18) - Fuel Sub - ZEAS 2030 - Cold ¦ PG&E ¦ Cold | Com ¦ Small Packaged Heat Pump (SEER 18) - Fuel Sub - ZEAS 2030 - Cold | PG&E ¦ Cold | PG&E | All | Electric & Gas | SEER18 Heat Pump, <65 kbtuh, NR | Efficient |  |  | 1 | Conventional | HVAC | Com - Office (Large) | Com | ROB Only | 1 | 1000 sqft2 of floor space | Cap-Tons | 15 | DEER:HVAC_Split-Package_HP | -71.3 | 0 | -24.4 | SWHC046-03 | 1964.6667 | 2021 | 679.11 | 2021 | 0 | -50.67 | SWHC046-03 | Com Central HVAC (Small) - Fuel Sub - ZEAS 2030 - Cold ¦ PG&E ¦ Cold | Com Central HVAC (Small) - Fuel Sub - ZEAS 2030 - Cold | 0.021319 | 0.814 | 0 | CBSA 2014, adjusted to reflect new efficiencies | 116.6638 | 2032 | 1 | SWHC046-03
COM-HVAC-FS-24-ZEAS.30 | Com ¦ Small Packaged Heat Pump (SEER 18) - Fuel Sub - ZEAS 2030 - Cold ¦ PG&E ¦ Cold | Com ¦ Small Packaged Heat Pump (SEER 18) - Fuel Sub - ZEAS 2030 - Cold | PG&E ¦ Cold | PG&E | All | Electric & Gas | SEER18 Heat Pump, <65 kbtuh, NR | Efficient |  |  | 1 | Conventional | HVAC | Com - Office (Small) | Com | ROB Only | 1 | 1000 sqft2 of floor space | Cap-Tons | 15 | DEER:HVAC_Split-Package_HP | 110 | 0 | -49.4 | SWHC046-03 | 1964.6667 | 2021 | 679.11 | 2021 | 0 | -50.67 | SWHC046-03 | Com Central HVAC (Small) - Fuel Sub - ZEAS 2030 - Cold ¦ PG&E ¦ Cold | Com Central HVAC (Small) - Fuel Sub - ZEAS 2030 - Cold | 0.024933 | 0.814 | 0 | CBSA 2014, adjusted to reflect new efficiencies | 92.7527 | 2032 | 1 | SWHC046-03
COM-HVAC-FS-24-ZEAS.31 | Com ¦ Small Packaged Heat Pump (SEER 18) - Fuel Sub - ZEAS 2030 - Cold ¦ PG&E ¦ Cold | Com ¦ Small Packaged Heat Pump (SEER 18) - Fuel Sub - ZEAS 2030 - Cold | PG&E ¦ Cold | PG&E | All | Electric & Gas | SEER18 Heat Pump, <65 kbtuh, NR | Efficient |  |  | 1 | Conventional | HVAC | Com - Other | Com | ROB Only | 1 | 1000 sqft2 of floor space | Cap-Tons | 15 | DEER:HVAC_Split-Package_HP | 662 | 0 | -172 | SWHC046-03 | 1964.6667 | 2021 | 679.11 | 2021 | 0 | -50.67 | SWHC046-03 | Com Central HVAC (Small) - Fuel Sub - ZEAS 2030 - Cold ¦ PG&E ¦ Cold | Com Central HVAC (Small) - Fuel Sub - ZEAS 2030 - Cold | 0.0353 | 0.814 | 0 | CBSA 2014, adjusted to reflect new efficiencies | 706.0601 | 2032 | 1 | SWHC046-03
COM-HVAC-FS-24-ZEAS.32 | Com ¦ Small Packaged Heat Pump (SEER 18) - Fuel Sub - ZEAS 2030 - Cold ¦ PG&E ¦ Cold | Com ¦ Small Packaged Heat Pump (SEER 18) - Fuel Sub - ZEAS 2030 - Cold | PG&E ¦ Cold | PG&E | All | Electric & Gas | SEER18 Heat Pump, <65 kbtuh, NR | Efficient |  |  | 1 | Conventional | HVAC | Com - Refrig. Warehouse | Com | ROB Only | 1 | 1000 sqft2 of floor space | Cap-Tons | 15 | DEER:HVAC_Split-Package_HP | 0 | 0 | 0 | SWHC046-03 | 0 | 2021 | 0 | 2021 | 0 | -50.67 | SWHC046-03 | Com Central HVAC (Small) - Fuel Sub - ZEAS 2030 - Cold ¦ PG&E ¦ Cold | Com Central HVAC (Small) - Fuel Sub - ZEAS 2030 - Cold | 0 | 0.814 | 0 | CBSA 2014, adjusted to reflect new efficiencies | 0 | 2032 | 1 | SWHC046-03
COM-HVAC-FS-24-ZEAS.33 | Com ¦ Small Packaged Heat Pump (SEER 18) - Fuel Sub - ZEAS 2030 - Cold ¦ PG&E ¦ Cold | Com ¦ Small Packaged Heat Pump (SEER 18) - Fuel Sub - ZEAS 2030 - Cold | PG&E ¦ Cold | PG&E | All | Electric & Gas | SEER18 Heat Pump, <65 kbtuh, NR | Efficient |  |  | 1 | Conventional | HVAC | Com - Restaurant | Com | ROB Only | 1 | 1000 sqft2 of floor space | Cap-Tons | 15 | DEER:HVAC_Split-Package_HP | 381.2646 | 0 | -140.5022 | SWHC046-03 | 1964.6667 | 2021 | 679.11 | 2021 | 0 | -50.67 | SWHC046-03 | Com Central HVAC (Small) - Fuel Sub - ZEAS 2030 - Cold ¦ PG&E ¦ Cold | Com Central HVAC (Small) - Fuel Sub - ZEAS 2030 - Cold | 0.036027 | 0.814 | 0 | CBSA 2014, adjusted to reflect new efficiencies | 98.775 | 2032 | 1 | SWHC046-03
COM-HVAC-FS-24-ZEAS.34 | Com ¦ Small Packaged Heat Pump (SEER 18) - Fuel Sub - ZEAS 2030 - Cold ¦ PG&E ¦ Cold | Com ¦ Small Packaged Heat Pump (SEER 18) - Fuel Sub - ZEAS 2030 - Cold | PG&E ¦ Cold | PG&E | All | Electric & Gas | SEER18 Heat Pump, <65 kbtuh, NR | Efficient |  |  | 1 | Conventional | HVAC | Com - Retail | Com | ROB Only | 1 | 1000 sqft2 of floor space | Cap-Tons | 15 | DEER:HVAC_Split-Package_HP | 307.8367 | 0 | -114.1883 | SWHC046-03 | 1964.6667 | 2021 | 679.11 | 2021 | 0 | -50.67 | SWHC046-03 | Com Central HVAC (Small) - Fuel Sub - ZEAS 2030 - Cold ¦ PG&E ¦ Cold | Com Central HVAC (Small) - Fuel Sub - ZEAS 2030 - Cold | 0.015015 | 0.814 | 0 | CBSA 2014, adjusted to reflect new efficiencies | 456.0692 | 2032 | 1 | SWHC046-03
COM-HVAC-FS-24-ZEAS.35 | Com ¦ Small Packaged Heat Pump (SEER 18) - Fuel Sub - ZEAS 2030 - Cold ¦ PG&E ¦ Cold | Com ¦ Small Packaged Heat Pump (SEER 18) - Fuel Sub - ZEAS 2030 - Cold | PG&E ¦ Cold | PG&E | All | Electric & Gas | SEER18 Heat Pump, <65 kbtuh, NR | Efficient |  |  | 1 | Conventional | HVAC | Com - School | Com | ROB Only | 1 | 1000 sqft2 of floor space | Cap-Tons | 15 | DEER:HVAC_Split-Package_HP | 428.0987 | 0 | -96.149 | SWHC046-03 | 1964.6667 | 2021 | 679.11 | 2021 | 0 | -50.67 | SWHC046-03 | Com Central HVAC (Small) - Fuel Sub - ZEAS 2030 - Cold ¦ PG&E ¦ Cold | Com Central HVAC (Small) - Fuel Sub - ZEAS 2030 - Cold | 0.0228 | 0.814 | 0 | CBSA 2014, adjusted to reflect new efficiencies | 149.1908 | 2032 | 1 | SWHC046-03
COM-HVAC-FS-24-ZEAS.36 | Com ¦ Small Packaged Heat Pump (SEER 18) - Fuel Sub - ZEAS 2030 - Cold ¦ PG&E ¦ Cold | Com ¦ Small Packaged Heat Pump (SEER 18) - Fuel Sub - ZEAS 2030 - Cold | PG&E ¦ Cold | PG&E | All | Electric & Gas | SEER18 Heat Pump, <65 kbtuh, NR | Efficient |  |  | 1 | Conventional | HVAC | Com - Warehouse | Com | ROB Only | 1 | 1000 sqft2 of floor space | Cap-Tons | 15 | DEER:HVAC_Split-Package_HP | 726 | 0 | -152 | SWHC046-03 | 1964.6667 | 2021 | 679.11 | 2021 | 0 | -50.67 | SWHC046-03 | Com Central HVAC (Small) - Fuel Sub - ZEAS 2030 - Cold ¦ PG&E ¦ Cold | Com Central HVAC (Small) - Fuel Sub - ZEAS 2030 - Cold | 0.0046728 | 0.814 | 0 | CBSA 2014, adjusted to reflect new efficiencies | 423.1525 | 2032 | 1 | SWHC046-03
COM-HVAC-FS-24-ZEAS.37 | Com ¦ Small Packaged Heat Pump (SEER 18) - Fuel Sub - ZEAS 2030 - Marine ¦ SCG ¦ Marine | Com ¦ Small Packaged Heat Pump (SEER 18) - Fuel Sub - ZEAS 2030 - Marine | SCG ¦ Marine | SCG | All | Electric & Gas | SEER18 Heat Pump, <65 kbtuh, NR | Efficient |  |  | 1 | Conventional | HVAC | Com - College | Com | ROB Only | 1 | 1000 sqft2 of floor space | Cap-Tons | 15 | DEER:HVAC_Split-Package_HP | -226.3478 | 0 | -12.4101 | SWHC046-03 | 1964.6667 | 2021 | 679.11 | 2021 | 0 | -50.67 | SWHC046-03 | Com Central HVAC (Small) - Fuel Sub - ZEAS 2030 - Marine ¦ SCG ¦ Marine | Com Central HVAC (Small) - Fuel Sub - ZEAS 2030 - Marine | 0.022689 | 0.814 | 0 | CBSA 2014, adjusted to reflect new efficiencies | 58.0253 | 2032 | 1 | SWHC046-03
COM-HVAC-FS-24-ZEAS.38 | Com ¦ Small Packaged Heat Pump (SEER 18) - Fuel Sub - ZEAS 2030 - Marine ¦ SCG ¦ Marine | Com ¦ Small Packaged Heat Pump (SEER 18) - Fuel Sub - ZEAS 2030 - Marine | SCG ¦ Marine | SCG | All | Electric & Gas | SEER18 Heat Pump, <65 kbtuh, NR | Efficient |  |  | 1 | Conventional | HVAC | Com - Grocery | Com | ROB Only | 1 | 1000 sqft2 of floor space | Cap-Tons | 15 | DEER:HVAC_Split-Package_HP | -208 | 0 | -80.6 | SWHC046-03 | 1964.6667 | 2021 | 679.11 | 2021 | 0 | -50.67 | SWHC046-03 | Com Central HVAC (Small) - Fuel Sub - ZEAS 2030 - Marine ¦ SCG ¦ Marine | Com Central HVAC (Small) - Fuel Sub - ZEAS 2030 - Marine | 0.040359 | 0.814 | 0 | CBSA 2014, adjusted to reflect new efficiencies | 200.9639 | 2032 | 1 | SWHC046-03
COM-HVAC-FS-24-ZEAS.39 | Com ¦ Small Packaged Heat Pump (SEER 18) - Fuel Sub - ZEAS 2030 - Marine ¦ SCG ¦ Marine | Com ¦ Small Packaged Heat Pump (SEER 18) - Fuel Sub - ZEAS 2030 - Marine | SCG ¦ Marine | SCG | All | Electric & Gas | SEER18 Heat Pump, <65 kbtuh, NR | Efficient |  |  | 1 | Conventional | HVAC | Com - Health | Com | ROB Only | 1 | 1000 sqft2 of floor space | Cap-Tons | 15 | DEER:HVAC_Split-Package_HP | -439.1087 | 0 | -22.4855 | SWHC046-03 | 1964.6667 | 2021 | 679.11 | 2021 | 0 | -50.67 | SWHC046-03 | Com Central HVAC (Small) - Fuel Sub - ZEAS 2030 - Marine ¦ SCG ¦ Marine | Com Central HVAC (Small) - Fuel Sub - ZEAS 2030 - Marine | 0.032178 | 0.814 | 0 | CBSA 2014, adjusted to reflect new efficiencies | 92.246 | 2032 | 1 | SWHC046-03
COM-HVAC-FS-24-ZEAS.40 | Com ¦ Small Packaged Heat Pump (SEER 18) - Fuel Sub - ZEAS 2030 - Marine ¦ SCG ¦ Marine | Com ¦ Small Packaged Heat Pump (SEER 18) - Fuel Sub - ZEAS 2030 - Marine | SCG ¦ Marine | SCG | All | Electric & Gas | SEER18 Heat Pump, <65 kbtuh, NR | Efficient |  |  | 1 | Conventional | HVAC | Com - Lodging | Com | ROB Only | 1 | 1000 sqft2 of floor space | Cap-Tons | 15 | DEER:HVAC_Split-Package_HP | -271.2338 | 0 | -41.9064 | SWHC046-03 | 1964.6667 | 2021 | 679.11 | 2021 | 0 | -50.67 | SWHC046-03 | Com Central HVAC (Small) - Fuel Sub - ZEAS 2030 - Marine ¦ SCG ¦ Marine | Com Central HVAC (Small) - Fuel Sub - ZEAS 2030 - Marine | 0.018069 | 0.814 | 0 | CBSA 2014, adjusted to reflect new efficiencies | 456.7347 | 2032 | 1 | SWHC046-03
COM-HVAC-FS-24-ZEAS.41 | Com ¦ Small Packaged Heat Pump (SEER 18) - Fuel Sub - ZEAS 2030 - Marine ¦ SCG ¦ Marine | Com ¦ Small Packaged Heat Pump (SEER 18) - Fuel Sub - ZEAS 2030 - Marine | SCG ¦ Marine | SCG | All | Electric & Gas | SEER18 Heat Pump, <65 kbtuh, NR | Efficient |  |  | 1 | Conventional | HVAC | Com - Office (Large) | Com | ROB Only | 1 | 1000 sqft2 of floor space | Cap-Tons | 15 | DEER:HVAC_Split-Package_HP | -247 | 0 | -0.948 | SWHC046-03 | 1964.6667 | 2021 | 679.11 | 2021 | 0 | -50.67 | SWHC046-03 | Com Central HVAC (Small) - Fuel Sub - ZEAS 2030 - Marine ¦ SCG ¦ Marine | Com Central HVAC (Small) - Fuel Sub - ZEAS 2030 - Marine | 0.023953 | 0.814 | 0 | CBSA 2014, adjusted to reflect new efficiencies | 28.8217 | 2032 | 1 | SWHC046-03
COM-HVAC-FS-24-ZEAS.42 | Com ¦ Small Packaged Heat Pump (SEER 18) - Fuel Sub - ZEAS 2030 - Marine ¦ SCG ¦ Marine | Com ¦ Small Packaged Heat Pump (SEER 18) - Fuel Sub - ZEAS 2030 - Marine | SCG ¦ Marine | SCG | All | Electric & Gas | SEER18 Heat Pump, <65 kbtuh, NR | Efficient |  |  | 1 | Conventional | HVAC | Com - Office (Small) | Com | ROB Only | 1 | 1000 sqft2 of floor space | Cap-Tons | 15 | DEER:HVAC_Split-Package_HP | -217 | 0 | -5.55 | SWHC046-03 | 1964.6667 | 2021 | 679.11 | 2021 | 0 | -50.67 | SWHC046-03 | Com Central HVAC (Small) - Fuel Sub - ZEAS 2030 - Marine ¦ SCG ¦ Marine | Com Central HVAC (Small) - Fuel Sub - ZEAS 2030 - Marine | 0.027176 | 0.814 | 0 | CBSA 2014, adjusted to reflect new efficiencies | 20.9362 | 2032 | 1 | SWHC046-03
COM-HVAC-FS-24-ZEAS.43 | Com ¦ Small Packaged Heat Pump (SEER 18) - Fuel Sub - ZEAS 2030 - Marine ¦ SCG ¦ Marine | Com ¦ Small Packaged Heat Pump (SEER 18) - Fuel Sub - ZEAS 2030 - Marine | SCG ¦ Marine | SCG | All | Electric & Gas | SEER18 Heat Pump, <65 kbtuh, NR | Efficient |  |  | 1 | Conventional | HVAC | Com - Other | Com | ROB Only | 1 | 1000 sqft2 of floor space | Cap-Tons | 15 | DEER:HVAC_Split-Package_HP | -205 | 0 | -25 | SWHC046-03 | 1964.6667 | 2021 | 679.11 | 2021 | 0 | -50.67 | SWHC046-03 | Com Central HVAC (Small) - Fuel Sub - ZEAS 2030 - Marine ¦ SCG ¦ Marine | Com Central HVAC (Small) - Fuel Sub - ZEAS 2030 - Marine | 0.038925 | 0.814 | 0 | CBSA 2014, adjusted to reflect new efficiencies | 135.8872 | 2032 | 1 | SWHC046-03
COM-HVAC-FS-24-ZEAS.44 | Com ¦ Small Packaged Heat Pump (SEER 18) - Fuel Sub - ZEAS 2030 - Marine ¦ SCG ¦ Marine | Com ¦ Small Packaged Heat Pump (SEER 18) - Fuel Sub - ZEAS 2030 - Marine | SCG ¦ Marine | SCG | All | Electric & Gas | SEER18 Heat Pump, <65 kbtuh, NR | Efficient |  |  | 1 | Conventional | HVAC | Com - Refrig. Warehouse | Com | ROB Only | 1 | 1000 sqft2 of floor space | Cap-Tons | 15 | DEER:HVAC_Split-Package_HP | 0 | 0 | 0 | SWHC046-03 | 0 | 2021 | 0 | 2021 | 0 | -50.67 | SWHC046-03 | Com Central HVAC (Small) - Fuel Sub - ZEAS 2030 - Marine ¦ SCG ¦ Marine | Com Central HVAC (Small) - Fuel Sub - ZEAS 2030 - Marine | 0 | 0.814 | 0 | CBSA 2014, adjusted to reflect new efficiencies | 0 | 2032 | 1 | SWHC046-03
COM-HVAC-FS-24-ZEAS.45 | Com ¦ Small Packaged Heat Pump (SEER 18) - Fuel Sub - ZEAS 2030 - Marine ¦ SCG ¦ Marine | Com ¦ Small Packaged Heat Pump (SEER 18) - Fuel Sub - ZEAS 2030 - Marine | SCG ¦ Marine | SCG | All | Electric & Gas | SEER18 Heat Pump, <65 kbtuh, NR | Efficient |  |  | 1 | Conventional | HVAC | Com - Restaurant | Com | ROB Only | 1 | 1000 sqft2 of floor space | Cap-Tons | 15 | DEER:HVAC_Split-Package_HP | -261.2502 | 0 | -11.7207 | SWHC046-03 | 1964.6667 | 2021 | 679.11 | 2021 | 0 | -50.67 | SWHC046-03 | Com Central HVAC (Small) - Fuel Sub - ZEAS 2030 - Marine ¦ SCG ¦ Marine | Com Central HVAC (Small) - Fuel Sub - ZEAS 2030 - Marine | 0.039657 | 0.814 | 0 | CBSA 2014, adjusted to reflect new efficiencies | 13.4477 | 2032 | 1 | SWHC046-03
COM-HVAC-FS-24-ZEAS.46 | Com ¦ Small Packaged Heat Pump (SEER 18) - Fuel Sub - ZEAS 2030 - Marine ¦ SCG ¦ Marine | Com ¦ Small Packaged Heat Pump (SEER 18) - Fuel Sub - ZEAS 2030 - Marine | SCG ¦ Marine | SCG | All | Electric & Gas | SEER18 Heat Pump, <65 kbtuh, NR | Efficient |  |  | 1 | Conventional | HVAC | Com - Retail | Com | ROB Only | 1 | 1000 sqft2 of floor space | Cap-Tons | 15 | DEER:HVAC_Split-Package_HP | -318.6752 | 0 | -11.8403 | SWHC046-03 | 1964.6667 | 2021 | 679.11 | 2021 | 0 | -50.67 | SWHC046-03 | Com Central HVAC (Small) - Fuel Sub - ZEAS 2030 - Marine ¦ SCG ¦ Marine | Com Central HVAC (Small) - Fuel Sub - ZEAS 2030 - Marine | 0.016778 | 0.814 | 0 | CBSA 2014, adjusted to reflect new efficiencies | 170.4605 | 2032 | 1 | SWHC046-03
COM-HVAC-FS-24-ZEAS.47 | Com ¦ Small Packaged Heat Pump (SEER 18) - Fuel Sub - ZEAS 2030 - Marine ¦ SCG ¦ Marine | Com ¦ Small Packaged Heat Pump (SEER 18) - Fuel Sub - ZEAS 2030 - Marine | SCG ¦ Marine | SCG | All | Electric & Gas | SEER18 Heat Pump, <65 kbtuh, NR | Efficient |  |  | 1 | Conventional | HVAC | Com - School | Com | ROB Only | 1 | 1000 sqft2 of floor space | Cap-Tons | 15 | DEER:HVAC_Split-Package_HP | -112.5677 | 0 | -12.1639 | SWHC046-03 | 1964.6667 | 2021 | 679.11 | 2021 | 0 | -50.67 | SWHC046-03 | Com Central HVAC (Small) - Fuel Sub - ZEAS 2030 - Marine ¦ SCG ¦ Marine | Com Central HVAC (Small) - Fuel Sub - ZEAS 2030 - Marine | 0.027322 | 0.814 | 0 | CBSA 2014, adjusted to reflect new efficiencies | 46.3252 | 2032 | 1 | SWHC046-03
COM-HVAC-FS-24-ZEAS.48 | Com ¦ Small Packaged Heat Pump (SEER 18) - Fuel Sub - ZEAS 2030 - Marine ¦ SCG ¦ Marine | Com ¦ Small Packaged Heat Pump (SEER 18) - Fuel Sub - ZEAS 2030 - Marine | SCG ¦ Marine | SCG | All | Electric & Gas | SEER18 Heat Pump, <65 kbtuh, NR | Efficient |  |  | 1 | Conventional | HVAC | Com - Warehouse | Com | ROB Only | 1 | 1000 sqft2 of floor space | Cap-Tons | 15 | DEER:HVAC_Split-Package_HP | -87.7 | 0 | -34.2 | SWHC046-03 | 1964.6667 | 2021 | 679.11 | 2021 | 0 | -50.67 | SWHC046-03 | Com Central HVAC (Small) - Fuel Sub - ZEAS 2030 - Marine ¦ SCG ¦ Marine | Com Central HVAC (Small) - Fuel Sub - ZEAS 2030 - Marine | 0.0051386 | 0.814 | 0 | CBSA 2014, adjusted to reflect new efficiencies | 170.455 | 2032 | 1 | SWHC046-03
COM-HVAC-FS-24-ZEAS.49 | Com ¦ Small Packaged Heat Pump (SEER 18) - Fuel Sub - ZEAS 2030 - Hot-Dry ¦ SCG ¦ Hot-Dry | Com ¦ Small Packaged Heat Pump (SEER 18) - Fuel Sub - ZEAS 2030 - Hot-Dry | SCG ¦ Hot-Dry | SCG | All | Electric & Gas | SEER18 Heat Pump, <65 kbtuh, NR | Efficient |  |  | 1 | Conventional | HVAC | Com - College | Com | ROB Only | 1 | 1000 sqft2 of floor space | Cap-Tons | 15 | DEER:HVAC_Split-Package_HP | -263.3738 | 0 | -13.1859 | SWHC046-03 | 1964.6667 | 2021 | 679.11 | 2021 | 0 | -50.67 | SWHC046-03 | Com Central HVAC (Small) - Fuel Sub - ZEAS 2030 - Hot-Dry ¦ SCG ¦ Hot-Dry | Com Central HVAC (Small) - Fuel Sub - ZEAS 2030 - Hot-Dry | 0.022689 | 0.814 | 0 | CBSA 2014, adjusted to reflect new efficiencies | 63.3798 | 2032 | 1 | SWHC046-03
COM-HVAC-FS-24-ZEAS.50 | Com ¦ Small Packaged Heat Pump (SEER 18) - Fuel Sub - ZEAS 2030 - Hot-Dry ¦ SCG ¦ Hot-Dry | Com ¦ Small Packaged Heat Pump (SEER 18) - Fuel Sub - ZEAS 2030 - Hot-Dry | SCG ¦ Hot-Dry | SCG | All | Electric & Gas | SEER18 Heat Pump, <65 kbtuh, NR | Efficient |  |  | 1 | Conventional | HVAC | Com - Grocery | Com | ROB Only | 1 | 1000 sqft2 of floor space | Cap-Tons | 15 | DEER:HVAC_Split-Package_HP | -313 | 0 | -84.7 | SWHC046-03 | 1964.6667 | 2021 | 679.11 | 2021 | 0 | -50.67 | SWHC046-03 | Com Central HVAC (Small) - Fuel Sub - ZEAS 2030 - Hot-Dry ¦ SCG ¦ Hot-Dry | Com Central HVAC (Small) - Fuel Sub - ZEAS 2030 - Hot-Dry | 0.040359 | 0.814 | 0 | CBSA 2014, adjusted to reflect new efficiencies | 216.4977 | 2032 | 1 | SWHC046-03
COM-HVAC-FS-24-ZEAS.51 | Com ¦ Small Packaged Heat Pump (SEER 18) - Fuel Sub - ZEAS 2030 - Hot-Dry ¦ SCG ¦ Hot-Dry | Com ¦ Small Packaged Heat Pump (SEER 18) - Fuel Sub - ZEAS 2030 - Hot-Dry | SCG ¦ Hot-Dry | SCG | All | Electric & Gas | SEER18 Heat Pump, <65 kbtuh, NR | Efficient |  |  | 1 | Conventional | HVAC | Com - Health | Com | ROB Only | 1 | 1000 sqft2 of floor space | Cap-Tons | 15 | DEER:HVAC_Split-Package_HP | -461.4684 | 0 | -25.6229 | SWHC046-03 | 1964.6667 | 2021 | 679.11 | 2021 | 0 | -50.67 | SWHC046-03 | Com Central HVAC (Small) - Fuel Sub - ZEAS 2030 - Hot-Dry ¦ SCG ¦ Hot-Dry | Com Central HVAC (Small) - Fuel Sub - ZEAS 2030 - Hot-Dry | 0.032178 | 0.814 | 0 | CBSA 2014, adjusted to reflect new efficiencies | 102.571 | 2032 | 1 | SWHC046-03
COM-HVAC-FS-24-ZEAS.52 | Com ¦ Small Packaged Heat Pump (SEER 18) - Fuel Sub - ZEAS 2030 - Hot-Dry ¦ SCG ¦ Hot-Dry | Com ¦ Small Packaged Heat Pump (SEER 18) - Fuel Sub - ZEAS 2030 - Hot-Dry | SCG ¦ Hot-Dry | SCG | All | Electric & Gas | SEER18 Heat Pump, <65 kbtuh, NR | Efficient |  |  | 1 | Conventional | HVAC | Com - Lodging | Com | ROB Only | 1 | 1000 sqft2 of floor space | Cap-Tons | 15 | DEER:HVAC_Split-Package_HP | -340.8364 | 0 | -40.2704 | SWHC046-03 | 1964.6667 | 2021 | 679.11 | 2021 | 0 | -50.67 | SWHC046-03 | Com Central HVAC (Small) - Fuel Sub - ZEAS 2030 - Hot-Dry ¦ SCG ¦ Hot-Dry | Com Central HVAC (Small) - Fuel Sub - ZEAS 2030 - Hot-Dry | 0.018069 | 0.814 | 0 | CBSA 2014, adjusted to reflect new efficiencies | 451.5492 | 2032 | 1 | SWHC046-03
COM-HVAC-FS-24-ZEAS.53 | Com ¦ Small Packaged Heat Pump (SEER 18) - Fuel Sub - ZEAS 2030 - Hot-Dry ¦ SCG ¦ Hot-Dry | Com ¦ Small Packaged Heat Pump (SEER 18) - Fuel Sub - ZEAS 2030 - Hot-Dry | SCG ¦ Hot-Dry | SCG | All | Electric & Gas | SEER18 Heat Pump, <65 kbtuh, NR | Efficient |  |  | 1 | Conventional | HVAC | Com - Office (Large) | Com | ROB Only | 1 | 1000 sqft2 of floor space | Cap-Tons | 15 | DEER:HVAC_Split-Package_HP | -274 | 0 | -1.48 | SWHC046-03 | 1964.6667 | 2021 | 679.11 | 2021 | 0 | -50.67 | SWHC046-03 | Com Central HVAC (Small) - Fuel Sub - ZEAS 2030 - Hot-Dry ¦ SCG ¦ Hot-Dry | Com Central HVAC (Small) - Fuel Sub - ZEAS 2030 - Hot-Dry | 0.023953 | 0.814 | 0 | CBSA 2014, adjusted to reflect new efficiencies | 33.8959 | 2032 | 1 | SWHC046-03
COM-HVAC-FS-24-ZEAS.54 | Com ¦ Small Packaged Heat Pump (SEER 18) - Fuel Sub - ZEAS 2030 - Hot-Dry ¦ SCG ¦ Hot-Dry | Com ¦ Small Packaged Heat Pump (SEER 18) - Fuel Sub - ZEAS 2030 - Hot-Dry | SCG ¦ Hot-Dry | SCG | All | Electric & Gas | SEER18 Heat Pump, <65 kbtuh, NR | Efficient |  |  | 1 | Conventional | HVAC | Com - Office (Small) | Com | ROB Only | 1 | 1000 sqft2 of floor space | Cap-Tons | 15 | DEER:HVAC_Split-Package_HP | -245 | 0 | -6.68 | SWHC046-03 | 1964.6667 | 2021 | 679.11 | 2021 | 0 | -50.67 | SWHC046-03 | Com Central HVAC (Small) - Fuel Sub - ZEAS 2030 - Hot-Dry ¦ SCG ¦ Hot-Dry | Com Central HVAC (Small) - Fuel Sub - ZEAS 2030 - Hot-Dry | 0.027176 | 0.814 | 0 | CBSA 2014, adjusted to reflect new efficiencies | 24.457 | 2032 | 1 | SWHC046-03
COM-HVAC-FS-24-ZEAS.55 | Com ¦ Small Packaged Heat Pump (SEER 18) - Fuel Sub - ZEAS 2030 - Hot-Dry ¦ SCG ¦ Hot-Dry | Com ¦ Small Packaged Heat Pump (SEER 18) - Fuel Sub - ZEAS 2030 - Hot-Dry | SCG ¦ Hot-Dry | SCG | All | Electric & Gas | SEER18 Heat Pump, <65 kbtuh, NR | Efficient |  |  | 1 | Conventional | HVAC | Com - Other | Com | ROB Only | 1 | 1000 sqft2 of floor space | Cap-Tons | 15 | DEER:HVAC_Split-Package_HP | -264 | 0 | -24.5 | SWHC046-03 | 1964.6667 | 2021 | 679.11 | 2021 | 0 | -50.67 | SWHC046-03 | Com Central HVAC (Small) - Fuel Sub - ZEAS 2030 - Hot-Dry ¦ SCG ¦ Hot-Dry | Com Central HVAC (Small) - Fuel Sub - ZEAS 2030 - Hot-Dry | 0.038925 | 0.814 | 0 | CBSA 2014, adjusted to reflect new efficiencies | 140.1372 | 2032 | 1 | SWHC046-03
COM-HVAC-FS-24-ZEAS.56 | Com ¦ Small Packaged Heat Pump (SEER 18) - Fuel Sub - ZEAS 2030 - Hot-Dry ¦ SCG ¦ Hot-Dry | Com ¦ Small Packaged Heat Pump (SEER 18) - Fuel Sub - ZEAS 2030 - Hot-Dry | SCG ¦ Hot-Dry | SCG | All | Electric & Gas | SEER18 Heat Pump, <65 kbtuh, NR | Efficient |  |  | 1 | Conventional | HVAC | Com - Refrig. Warehouse | Com | ROB Only | 1 | 1000 sqft2 of floor space | Cap-Tons | 15 | DEER:HVAC_Split-Package_HP | 0 | 0 | 0 | SWHC046-03 | 0 | 2021 | 0 | 2021 | 0 | -50.67 | SWHC046-03 | Com Central HVAC (Small) - Fuel Sub - ZEAS 2030 - Hot-Dry ¦ SCG ¦ Hot-Dry | Com Central HVAC (Small) - Fuel Sub - ZEAS 2030 - Hot-Dry | 0 | 0.814 | 0 | CBSA 2014, adjusted to reflect new efficiencies | 0 | 2032 | 1 | SWHC046-03
COM-HVAC-FS-24-ZEAS.57 | Com ¦ Small Packaged Heat Pump (SEER 18) - Fuel Sub - ZEAS 2030 - Hot-Dry ¦ SCG ¦ Hot-Dry | Com ¦ Small Packaged Heat Pump (SEER 18) - Fuel Sub - ZEAS 2030 - Hot-Dry | SCG ¦ Hot-Dry | SCG | All | Electric & Gas | SEER18 Heat Pump, <65 kbtuh, NR | Efficient |  |  | 1 | Conventional | HVAC | Com - Restaurant | Com | ROB Only | 1 | 1000 sqft2 of floor space | Cap-Tons | 15 | DEER:HVAC_Split-Package_HP | -331.5001 | 0 | -12.6233 | SWHC046-03 | 1964.6667 | 2021 | 679.11 | 2021 | 0 | -50.67 | SWHC046-03 | Com Central HVAC (Small) - Fuel Sub - ZEAS 2030 - Hot-Dry ¦ SCG ¦ Hot-Dry | Com Central HVAC (Small) - Fuel Sub - ZEAS 2030 - Hot-Dry | 0.039657 | 0.814 | 0 | CBSA 2014, adjusted to reflect new efficiencies | 15.3742 | 2032 | 1 | SWHC046-03
COM-HVAC-FS-24-ZEAS.58 | Com ¦ Small Packaged Heat Pump (SEER 18) - Fuel Sub - ZEAS 2030 - Hot-Dry ¦ SCG ¦ Hot-Dry | Com ¦ Small Packaged Heat Pump (SEER 18) - Fuel Sub - ZEAS 2030 - Hot-Dry | SCG ¦ Hot-Dry | SCG | All | Electric & Gas | SEER18 Heat Pump, <65 kbtuh, NR | Efficient |  |  | 1 | Conventional | HVAC | Com - Retail | Com | ROB Only | 1 | 1000 sqft2 of floor space | Cap-Tons | 15 | DEER:HVAC_Split-Package_HP | -373.5844 | 0 | -10.1827 | SWHC046-03 | 1964.6667 | 2021 | 679.11 | 2021 | 0 | -50.67 | SWHC046-03 | Com Central HVAC (Small) - Fuel Sub - ZEAS 2030 - Hot-Dry ¦ SCG ¦ Hot-Dry | Com Central HVAC (Small) - Fuel Sub - ZEAS 2030 - Hot-Dry | 0.016778 | 0.814 | 0 | CBSA 2014, adjusted to reflect new efficiencies | 181.5607 | 2032 | 1 | SWHC046-03
COM-HVAC-FS-24-ZEAS.59 | Com ¦ Small Packaged Heat Pump (SEER 18) - Fuel Sub - ZEAS 2030 - Hot-Dry ¦ SCG ¦ Hot-Dry | Com ¦ Small Packaged Heat Pump (SEER 18) - Fuel Sub - ZEAS 2030 - Hot-Dry | SCG ¦ Hot-Dry | SCG | All | Electric & Gas | SEER18 Heat Pump, <65 kbtuh, NR | Efficient |  |  | 1 | Conventional | HVAC | Com - School | Com | ROB Only | 1 | 1000 sqft2 of floor space | Cap-Tons | 15 | DEER:HVAC_Split-Package_HP | -140.1614 | 0 | -12.0107 | SWHC046-03 | 1964.6667 | 2021 | 679.11 | 2021 | 0 | -50.67 | SWHC046-03 | Com Central HVAC (Small) - Fuel Sub - ZEAS 2030 - Hot-Dry ¦ SCG ¦ Hot-Dry | Com Central HVAC (Small) - Fuel Sub - ZEAS 2030 - Hot-Dry | 0.027322 | 0.814 | 0 | CBSA 2014, adjusted to reflect new efficiencies | 50.5184 | 2032 | 1 | SWHC046-03
COM-HVAC-FS-24-ZEAS.60 | Com ¦ Small Packaged Heat Pump (SEER 18) - Fuel Sub - ZEAS 2030 - Hot-Dry ¦ SCG ¦ Hot-Dry | Com ¦ Small Packaged Heat Pump (SEER 18) - Fuel Sub - ZEAS 2030 - Hot-Dry | SCG ¦ Hot-Dry | SCG | All | Electric & Gas | SEER18 Heat Pump, <65 kbtuh, NR | Efficient |  |  | 1 | Conventional | HVAC | Com - Warehouse | Com | ROB Only | 1 | 1000 sqft2 of floor space | Cap-Tons | 15 | DEER:HVAC_Split-Package_HP | -162 | 0 | -33.6 | SWHC046-03 | 1964.6667 | 2021 | 679.11 | 2021 | 0 | -50.67 | SWHC046-03 | Com Central HVAC (Small) - Fuel Sub - ZEAS 2030 - Hot-Dry ¦ SCG ¦ Hot-Dry | Com Central HVAC (Small) - Fuel Sub - ZEAS 2030 - Hot-Dry | 0.0051386 | 0.814 | 0 | CBSA 2014, adjusted to reflect new efficiencies | 190.1952 | 2032 | 1 | SWHC046-03
COM-HVAC-FS-24-ZEAS.61 | Com ¦ Small Packaged Heat Pump (SEER 18) - Fuel Sub - ZEAS 2030 - Cold ¦ SCG ¦ Cold | Com ¦ Small Packaged Heat Pump (SEER 18) - Fuel Sub - ZEAS 2030 - Cold | SCG ¦ Cold | SCG | All | Electric & Gas | SEER18 Heat Pump, <65 kbtuh, NR | Efficient |  |  | 1 | Conventional | HVAC | Com - College | Com | ROB Only | 1 | 1000 sqft2 of floor space | Cap-Tons | 15 | DEER:HVAC_Split-Package_HP | 305.9041 | 0 | -92.6695 | SWHC046-03 | 1964.6667 | 2021 | 679.11 | 2021 | 0 | -50.67 | SWHC046-03 | Com Central HVAC (Small) - Fuel Sub - ZEAS 2030 - Cold ¦ SCG ¦ Cold | Com Central HVAC (Small) - Fuel Sub - ZEAS 2030 - Cold | 0.022689 | 0.814 | 0 | CBSA 2014, adjusted to reflect new efficiencies | 282.5893 | 2032 | 1 | SWHC046-03
COM-HVAC-FS-24-ZEAS.62 | Com ¦ Small Packaged Heat Pump (SEER 18) - Fuel Sub - ZEAS 2030 - Cold ¦ SCG ¦ Cold | Com ¦ Small Packaged Heat Pump (SEER 18) - Fuel Sub - ZEAS 2030 - Cold | SCG ¦ Cold | SCG | All | Electric & Gas | SEER18 Heat Pump, <65 kbtuh, NR | Efficient |  |  | 1 | Conventional | HVAC | Com - Grocery | Com | ROB Only | 1 | 1000 sqft2 of floor space | Cap-Tons | 15 | DEER:HVAC_Split-Package_HP | 1300 | 0 | -332 | SWHC046-03 | 1964.6667 | 2021 | 679.11 | 2021 | 0 | -50.67 | SWHC046-03 | Com Central HVAC (Small) - Fuel Sub - ZEAS 2030 - Cold ¦ SCG ¦ Cold | Com Central HVAC (Small) - Fuel Sub - ZEAS 2030 - Cold | 0.040359 | 0.814 | 0 | CBSA 2014, adjusted to reflect new efficiencies | 706.4759 | 2032 | 1 | SWHC046-03
COM-HVAC-FS-24-ZEAS.63 | Com ¦ Small Packaged Heat Pump (SEER 18) - Fuel Sub - ZEAS 2030 - Cold ¦ SCG ¦ Cold | Com ¦ Small Packaged Heat Pump (SEER 18) - Fuel Sub - ZEAS 2030 - Cold | SCG ¦ Cold | SCG | All | Electric & Gas | SEER18 Heat Pump, <65 kbtuh, NR | Efficient |  |  | 1 | Conventional | HVAC | Com - Health | Com | ROB Only | 1 | 1000 sqft2 of floor space | Cap-Tons | 15 | DEER:HVAC_Split-Package_HP | 175.1343 | 0 | -128.9495 | SWHC046-03 | 1964.6667 | 2021 | 679.11 | 2021 | 0 | -50.67 | SWHC046-03 | Com Central HVAC (Small) - Fuel Sub - ZEAS 2030 - Cold ¦ SCG ¦ Cold | Com Central HVAC (Small) - Fuel Sub - ZEAS 2030 - Cold | 0.032178 | 0.814 | 0 | CBSA 2014, adjusted to reflect new efficiencies | 352.768 | 2032 | 1 | SWHC046-03
COM-HVAC-FS-24-ZEAS.64 | Com ¦ Small Packaged Heat Pump (SEER 18) - Fuel Sub - ZEAS 2030 - Cold ¦ SCG ¦ Cold | Com ¦ Small Packaged Heat Pump (SEER 18) - Fuel Sub - ZEAS 2030 - Cold | SCG ¦ Cold | SCG | All | Electric & Gas | SEER18 Heat Pump, <65 kbtuh, NR | Efficient |  |  | 1 | Conventional | HVAC | Com - Lodging | Com | ROB Only | 1 | 1000 sqft2 of floor space | Cap-Tons | 15 | DEER:HVAC_Split-Package_HP | 868.3606 | 0 | -210.3596 | SWHC046-03 | 1964.6667 | 2021 | 679.11 | 2021 | 0 | -50.67 | SWHC046-03 | Com Central HVAC (Small) - Fuel Sub - ZEAS 2030 - Cold ¦ SCG ¦ Cold | Com Central HVAC (Small) - Fuel Sub - ZEAS 2030 - Cold | 0.018069 | 0.814 | 0 | CBSA 2014, adjusted to reflect new efficiencies | 1941.0809 | 2032 | 1 | SWHC046-03
COM-HVAC-FS-24-ZEAS.65 | Com ¦ Small Packaged Heat Pump (SEER 18) - Fuel Sub - ZEAS 2030 - Cold ¦ SCG ¦ Cold | Com ¦ Small Packaged Heat Pump (SEER 18) - Fuel Sub - ZEAS 2030 - Cold | SCG ¦ Cold | SCG | All | Electric & Gas | SEER18 Heat Pump, <65 kbtuh, NR | Efficient |  |  | 1 | Conventional | HVAC | Com - Office (Large) | Com | ROB Only | 1 | 1000 sqft2 of floor space | Cap-Tons | 15 | DEER:HVAC_Split-Package_HP | -71.3 | 0 | -24.4 | SWHC046-03 | 1964.6667 | 2021 | 679.11 | 2021 | 0 | -50.67 | SWHC046-03 | Com Central HVAC (Small) - Fuel Sub - ZEAS 2030 - Cold ¦ SCG ¦ Cold | Com Central HVAC (Small) - Fuel Sub - ZEAS 2030 - Cold | 0.023953 | 0.814 | 0 | CBSA 2014, adjusted to reflect new efficiencies | 116.6638 | 2032 | 1 | SWHC046-03
COM-HVAC-FS-24-ZEAS.66 | Com ¦ Small Packaged Heat Pump (SEER 18) - Fuel Sub - ZEAS 2030 - Cold ¦ SCG ¦ Cold | Com ¦ Small Packaged Heat Pump (SEER 18) - Fuel Sub - ZEAS 2030 - Cold | SCG ¦ Cold | SCG | All | Electric & Gas | SEER18 Heat Pump, <65 kbtuh, NR | Efficient |  |  | 1 | Conventional | HVAC | Com - Office (Small) | Com | ROB Only | 1 | 1000 sqft2 of floor space | Cap-Tons | 15 | DEER:HVAC_Split-Package_HP | 110 | 0 | -49.4 | SWHC046-03 | 1964.6667 | 2021 | 679.11 | 2021 | 0 | -50.67 | SWHC046-03 | Com Central HVAC (Small) - Fuel Sub - ZEAS 2030 - Cold ¦ SCG ¦ Cold | Com Central HVAC (Small) - Fuel Sub - ZEAS 2030 - Cold | 0.027176 | 0.814 | 0 | CBSA 2014, adjusted to reflect new efficiencies | 92.7527 | 2032 | 1 | SWHC046-03
COM-HVAC-FS-24-ZEAS.67 | Com ¦ Small Packaged Heat Pump (SEER 18) - Fuel Sub - ZEAS 2030 - Cold ¦ SCG ¦ Cold | Com ¦ Small Packaged Heat Pump (SEER 18) - Fuel Sub - ZEAS 2030 - Cold | SCG ¦ Cold | SCG | All | Electric & Gas | SEER18 Heat Pump, <65 kbtuh, NR | Efficient |  |  | 1 | Conventional | HVAC | Com - Other | Com | ROB Only | 1 | 1000 sqft2 of floor space | Cap-Tons | 15 | DEER:HVAC_Split-Package_HP | 662 | 0 | -172 | SWHC046-03 | 1964.6667 | 2021 | 679.11 | 2021 | 0 | -50.67 | SWHC046-03 | Com Central HVAC (Small) - Fuel Sub - ZEAS 2030 - Cold ¦ SCG ¦ Cold | Com Central HVAC (Small) - Fuel Sub - ZEAS 2030 - Cold | 0.038925 | 0.814 | 0 | CBSA 2014, adjusted to reflect new efficiencies | 706.0601 | 2032 | 1 | SWHC046-03
COM-HVAC-FS-24-ZEAS.68 | Com ¦ Small Packaged Heat Pump (SEER 18) - Fuel Sub - ZEAS 2030 - Cold ¦ SCG ¦ Cold | Com ¦ Small Packaged Heat Pump (SEER 18) - Fuel Sub - ZEAS 2030 - Cold | SCG ¦ Cold | SCG | All | Electric & Gas | SEER18 Heat Pump, <65 kbtuh, NR | Efficient |  |  | 1 | Conventional | HVAC | Com - Refrig. Warehouse | Com | ROB Only | 1 | 1000 sqft2 of floor space | Cap-Tons | 15 | DEER:HVAC_Split-Package_HP | 0 | 0 | 0 | SWHC046-03 | 0 | 2021 | 0 | 2021 | 0 | -50.67 | SWHC046-03 | Com Central HVAC (Small) - Fuel Sub - ZEAS 2030 - Cold ¦ SCG ¦ Cold | Com Central HVAC (Small) - Fuel Sub - ZEAS 2030 - Cold | 0 | 0.814 | 0 | CBSA 2014, adjusted to reflect new efficiencies | 0 | 2032 | 1 | SWHC046-03
COM-HVAC-FS-24-ZEAS.69 | Com ¦ Small Packaged Heat Pump (SEER 18) - Fuel Sub - ZEAS 2030 - Cold ¦ SCG ¦ Cold | Com ¦ Small Packaged Heat Pump (SEER 18) - Fuel Sub - ZEAS 2030 - Cold | SCG ¦ Cold | SCG | All | Electric & Gas | SEER18 Heat Pump, <65 kbtuh, NR | Efficient |  |  | 1 | Conventional | HVAC | Com - Restaurant | Com | ROB Only | 1 | 1000 sqft2 of floor space | Cap-Tons | 15 | DEER:HVAC_Split-Package_HP | 381.2646 | 0 | -140.5022 | SWHC046-03 | 1964.6667 | 2021 | 679.11 | 2021 | 0 | -50.67 | SWHC046-03 | Com Central HVAC (Small) - Fuel Sub - ZEAS 2030 - Cold ¦ SCG ¦ Cold | Com Central HVAC (Small) - Fuel Sub - ZEAS 2030 - Cold | 0.039657 | 0.814 | 0 | CBSA 2014, adjusted to reflect new efficiencies | 98.775 | 2032 | 1 | SWHC046-03
COM-HVAC-FS-24-ZEAS.70 | Com ¦ Small Packaged Heat Pump (SEER 18) - Fuel Sub - ZEAS 2030 - Cold ¦ SCG ¦ Cold | Com ¦ Small Packaged Heat Pump (SEER 18) - Fuel Sub - ZEAS 2030 - Cold | SCG ¦ Cold | SCG | All | Electric & Gas | SEER18 Heat Pump, <65 kbtuh, NR | Efficient |  |  | 1 | Conventional | HVAC | Com - Retail | Com | ROB Only | 1 | 1000 sqft2 of floor space | Cap-Tons | 15 | DEER:HVAC_Split-Package_HP | 307.8367 | 0 | -114.1883 | SWHC046-03 | 1964.6667 | 2021 | 679.11 | 2021 | 0 | -50.67 | SWHC046-03 | Com Central HVAC (Small) - Fuel Sub - ZEAS 2030 - Cold ¦ SCG ¦ Cold | Com Central HVAC (Small) - Fuel Sub - ZEAS 2030 - Cold | 0.016778 | 0.814 | 0 | CBSA 2014, adjusted to reflect new efficiencies | 456.0692 | 2032 | 1 | SWHC046-03
COM-HVAC-FS-24-ZEAS.71 | Com ¦ Small Packaged Heat Pump (SEER 18) - Fuel Sub - ZEAS 2030 - Cold ¦ SCG ¦ Cold | Com ¦ Small Packaged Heat Pump (SEER 18) - Fuel Sub - ZEAS 2030 - Cold | SCG ¦ Cold | SCG | All | Electric & Gas | SEER18 Heat Pump, <65 kbtuh, NR | Efficient |  |  | 1 | Conventional | HVAC | Com - School | Com | ROB Only | 1 | 1000 sqft2 of floor space | Cap-Tons | 15 | DEER:HVAC_Split-Package_HP | 428.0987 | 0 | -96.149 | SWHC046-03 | 1964.6667 | 2021 | 679.11 | 2021 | 0 | -50.67 | SWHC046-03 | Com Central HVAC (Small) - Fuel Sub - ZEAS 2030 - Cold ¦ SCG ¦ Cold | Com Central HVAC (Small) - Fuel Sub - ZEAS 2030 - Cold | 0.027322 | 0.814 | 0 | CBSA 2014, adjusted to reflect new efficiencies | 149.1908 | 2032 | 1 | SWHC046-03
COM-HVAC-FS-24-ZEAS.72 | Com ¦ Small Packaged Heat Pump (SEER 18) - Fuel Sub - ZEAS 2030 - Cold ¦ SCG ¦ Cold | Com ¦ Small Packaged Heat Pump (SEER 18) - Fuel Sub - ZEAS 2030 - Cold | SCG ¦ Cold | SCG | All | Electric & Gas | SEER18 Heat Pump, <65 kbtuh, NR | Efficient |  |  | 1 | Conventional | HVAC | Com - Warehouse | Com | ROB Only | 1 | 1000 sqft2 of floor space | Cap-Tons | 15 | DEER:HVAC_Split-Package_HP | 726 | 0 | -152 | SWHC046-03 | 1964.6667 | 2021 | 679.11 | 2021 | 0 | -50.67 | SWHC046-03 | Com Central HVAC (Small) - Fuel Sub - ZEAS 2030 - Cold ¦ SCG ¦ Cold | Com Central HVAC (Small) - Fuel Sub - ZEAS 2030 - Cold | 0.0051386 | 0.814 | 0 | CBSA 2014, adjusted to reflect new efficiencies | 423.1525 | 2032 | 1 | SWHC046-03
COM-HVAC-FS-24-ZEAS.73 | Com ¦ Small Packaged Heat Pump (SEER 18) - Fuel Sub - ZEAS 2030 - Marine ¦ SDG&E ¦ Marine | Com ¦ Small Packaged Heat Pump (SEER 18) - Fuel Sub - ZEAS 2030 - Marine | SDG&E ¦ Marine | SDG&E | All | Electric & Gas | SEER18 Heat Pump, <65 kbtuh, NR | Efficient |  |  | 1 | Conventional | HVAC | Com - College | Com | ROB Only | 1 | 1000 sqft2 of floor space | Cap-Tons | 15 | DEER:HVAC_Split-Package_HP | -226.3478 | 0 | -12.4101 | SWHC046-03 | 1964.6667 | 2021 | 679.11 | 2021 | 0 | -50.67 | SWHC046-03 | Com Central HVAC (Small) - Fuel Sub - ZEAS 2030 - Marine ¦ SDG&E ¦ Marine | Com Central HVAC (Small) - Fuel Sub - ZEAS 2030 - Marine | 0.022234 | 0.814 | 0 | CBSA 2014, adjusted to reflect new efficiencies | 58.0253 | 2032 | 1 | SWHC046-03
COM-HVAC-FS-24-ZEAS.74 | Com ¦ Small Packaged Heat Pump (SEER 18) - Fuel Sub - ZEAS 2030 - Marine ¦ SDG&E ¦ Marine | Com ¦ Small Packaged Heat Pump (SEER 18) - Fuel Sub - ZEAS 2030 - Marine | SDG&E ¦ Marine | SDG&E | All | Electric & Gas | SEER18 Heat Pump, <65 kbtuh, NR | Efficient |  |  | 1 | Conventional | HVAC | Com - Grocery | Com | ROB Only | 1 | 1000 sqft2 of floor space | Cap-Tons | 15 | DEER:HVAC_Split-Package_HP | -208 | 0 | -80.6 | SWHC046-03 | 1964.6667 | 2021 | 679.11 | 2021 | 0 | -50.67 | SWHC046-03 | Com Central HVAC (Small) - Fuel Sub - ZEAS 2030 - Marine ¦ SDG&E ¦ Marine | Com Central HVAC (Small) - Fuel Sub - ZEAS 2030 - Marine | 0.041033 | 0.814 | 0 | CBSA 2014, adjusted to reflect new efficiencies | 200.9639 | 2032 | 1 | SWHC046-03
COM-HVAC-FS-24-ZEAS.75 | Com ¦ Small Packaged Heat Pump (SEER 18) - Fuel Sub - ZEAS 2030 - Marine ¦ SDG&E ¦ Marine | Com ¦ Small Packaged Heat Pump (SEER 18) - Fuel Sub - ZEAS 2030 - Marine | SDG&E ¦ Marine | SDG&E | All | Electric & Gas | SEER18 Heat Pump, <65 kbtuh, NR | Efficient |  |  | 1 | Conventional | HVAC | Com - Health | Com | ROB Only | 1 | 1000 sqft2 of floor space | Cap-Tons | 15 | DEER:HVAC_Split-Package_HP | -439.1087 | 0 | -22.4855 | SWHC046-03 | 1964.6667 | 2021 | 679.11 | 2021 | 0 | -50.67 | SWHC046-03 | Com Central HVAC (Small) - Fuel Sub - ZEAS 2030 - Marine ¦ SDG&E ¦ Marine | Com Central HVAC (Small) - Fuel Sub - ZEAS 2030 - Marine | 0.031998 | 0.814 | 0 | CBSA 2014, adjusted to reflect new efficiencies | 92.246 | 2032 | 1 | SWHC046-03
COM-HVAC-FS-24-ZEAS.76 | Com ¦ Small Packaged Heat Pump (SEER 18) - Fuel Sub - ZEAS 2030 - Marine ¦ SDG&E ¦ Marine | Com ¦ Small Packaged Heat Pump (SEER 18) - Fuel Sub - ZEAS 2030 - Marine | SDG&E ¦ Marine | SDG&E | All | Electric & Gas | SEER18 Heat Pump, <65 kbtuh, NR | Efficient |  |  | 1 | Conventional | HVAC | Com - Lodging | Com | ROB Only | 1 | 1000 sqft2 of floor space | Cap-Tons | 15 | DEER:HVAC_Split-Package_HP | -271.2338 | 0 | -41.9064 | SWHC046-03 | 1964.6667 | 2021 | 679.11 | 2021 | 0 | -50.67 | SWHC046-03 | Com Central HVAC (Small) - Fuel Sub - ZEAS 2030 - Marine ¦ SDG&E ¦ Marine | Com Central HVAC (Small) - Fuel Sub - ZEAS 2030 - Marine | 0.017903 | 0.814 | 0 | CBSA 2014, adjusted to reflect new efficiencies | 456.7347 | 2032 | 1 | SWHC046-03
COM-HVAC-FS-24-ZEAS.77 | Com ¦ Small Packaged Heat Pump (SEER 18) - Fuel Sub - ZEAS 2030 - Marine ¦ SDG&E ¦ Marine | Com ¦ Small Packaged Heat Pump (SEER 18) - Fuel Sub - ZEAS 2030 - Marine | SDG&E ¦ Marine | SDG&E | All | Electric & Gas | SEER18 Heat Pump, <65 kbtuh, NR | Efficient |  |  | 1 | Conventional | HVAC | Com - Office (Large) | Com | ROB Only | 1 | 1000 sqft2 of floor space | Cap-Tons | 15 | DEER:HVAC_Split-Package_HP | -247 | 0 | -0.948 | SWHC046-03 | 1964.6667 | 2021 | 679.11 | 2021 | 0 | -50.67 | SWHC046-03 | Com Central HVAC (Small) - Fuel Sub - ZEAS 2030 - Marine ¦ SDG&E ¦ Marine | Com Central HVAC (Small) - Fuel Sub - ZEAS 2030 - Marine | 0.023374 | 0.814 | 0 | CBSA 2014, adjusted to reflect new efficiencies | 28.8217 | 2032 | 1 | SWHC046-03
COM-HVAC-FS-24-ZEAS.78 | Com ¦ Small Packaged Heat Pump (SEER 18) - Fuel Sub - ZEAS 2030 - Marine ¦ SDG&E ¦ Marine | Com ¦ Small Packaged Heat Pump (SEER 18) - Fuel Sub - ZEAS 2030 - Marine | SDG&E ¦ Marine | SDG&E | All | Electric & Gas | SEER18 Heat Pump, <65 kbtuh, NR | Efficient |  |  | 1 | Conventional | HVAC | Com - Office (Small) | Com | ROB Only | 1 | 1000 sqft2 of floor space | Cap-Tons | 15 | DEER:HVAC_Split-Package_HP | -217 | 0 | -5.55 | SWHC046-03 | 1964.6667 | 2021 | 679.11 | 2021 | 0 | -50.67 | SWHC046-03 | Com Central HVAC (Small) - Fuel Sub - ZEAS 2030 - Marine ¦ SDG&E ¦ Marine | Com Central HVAC (Small) - Fuel Sub - ZEAS 2030 - Marine | 0.028381 | 0.814 | 0 | CBSA 2014, adjusted to reflect new efficiencies | 20.9362 | 2032 | 1 | SWHC046-03
COM-HVAC-FS-24-ZEAS.79 | Com ¦ Small Packaged Heat Pump (SEER 18) - Fuel Sub - ZEAS 2030 - Marine ¦ SDG&E ¦ Marine | Com ¦ Small Packaged Heat Pump (SEER 18) - Fuel Sub - ZEAS 2030 - Marine | SDG&E ¦ Marine | SDG&E | All | Electric & Gas | SEER18 Heat Pump, <65 kbtuh, NR | Efficient |  |  | 1 | Conventional | HVAC | Com - Other | Com | ROB Only | 1 | 1000 sqft2 of floor space | Cap-Tons | 15 | DEER:HVAC_Split-Package_HP | -205 | 0 | -25 | SWHC046-03 | 1964.6667 | 2021 | 679.11 | 2021 | 0 | -50.67 | SWHC046-03 | Com Central HVAC (Small) - Fuel Sub - ZEAS 2030 - Marine ¦ SDG&E ¦ Marine | Com Central HVAC (Small) - Fuel Sub - ZEAS 2030 - Marine | 0.03826 | 0.814 | 0 | CBSA 2014, adjusted to reflect new efficiencies | 135.8872 | 2032 | 1 | SWHC046-03
COM-HVAC-FS-24-ZEAS.80 | Com ¦ Small Packaged Heat Pump (SEER 18) - Fuel Sub - ZEAS 2030 - Marine ¦ SDG&E ¦ Marine | Com ¦ Small Packaged Heat Pump (SEER 18) - Fuel Sub - ZEAS 2030 - Marine | SDG&E ¦ Marine | SDG&E | All | Electric & Gas | SEER18 Heat Pump, <65 kbtuh, NR | Efficient |  |  | 1 | Conventional | HVAC | Com - Refrig. Warehouse | Com | ROB Only | 1 | 1000 sqft2 of floor space | Cap-Tons | 15 | DEER:HVAC_Split-Package_HP | 0 | 0 | 0 | SWHC046-03 | 0 | 2021 | 0 | 2021 | 0 | -50.67 | SWHC046-03 | Com Central HVAC (Small) - Fuel Sub - ZEAS 2030 - Marine ¦ SDG&E ¦ Marine | Com Central HVAC (Small) - Fuel Sub - ZEAS 2030 - Marine | 0 | 0.814 | 0 | CBSA 2014, adjusted to reflect new efficiencies | 0 | 2032 | 1 | SWHC046-03
COM-HVAC-FS-24-ZEAS.81 | Com ¦ Small Packaged Heat Pump (SEER 18) - Fuel Sub - ZEAS 2030 - Marine ¦ SDG&E ¦ Marine | Com ¦ Small Packaged Heat Pump (SEER 18) - Fuel Sub - ZEAS 2030 - Marine | SDG&E ¦ Marine | SDG&E | All | Electric & Gas | SEER18 Heat Pump, <65 kbtuh, NR | Efficient |  |  | 1 | Conventional | HVAC | Com - Restaurant | Com | ROB Only | 1 | 1000 sqft2 of floor space | Cap-Tons | 15 | DEER:HVAC_Split-Package_HP | -261.2502 | 0 | -11.7207 | SWHC046-03 | 1964.6667 | 2021 | 679.11 | 2021 | 0 | -50.67 | SWHC046-03 | Com Central HVAC (Small) - Fuel Sub - ZEAS 2030 - Marine ¦ SDG&E ¦ Marine | Com Central HVAC (Small) - Fuel Sub - ZEAS 2030 - Marine | 0.041427 | 0.814 | 0 | CBSA 2014, adjusted to reflect new efficiencies | 13.4477 | 2032 | 1 | SWHC046-03
COM-HVAC-FS-24-ZEAS.82 | Com ¦ Small Packaged Heat Pump (SEER 18) - Fuel Sub - ZEAS 2030 - Marine ¦ SDG&E ¦ Marine | Com ¦ Small Packaged Heat Pump (SEER 18) - Fuel Sub - ZEAS 2030 - Marine | SDG&E ¦ Marine | SDG&E | All | Electric & Gas | SEER18 Heat Pump, <65 kbtuh, NR | Efficient |  |  | 1 | Conventional | HVAC | Com - Retail | Com | ROB Only | 1 | 1000 sqft2 of floor space | Cap-Tons | 15 | DEER:HVAC_Split-Package_HP | -318.6752 | 0 | -11.8403 | SWHC046-03 | 1964.6667 | 2021 | 679.11 | 2021 | 0 | -50.67 | SWHC046-03 | Com Central HVAC (Small) - Fuel Sub - ZEAS 2030 - Marine ¦ SDG&E ¦ Marine | Com Central HVAC (Small) - Fuel Sub - ZEAS 2030 - Marine | 0.016794 | 0.814 | 0 | CBSA 2014, adjusted to reflect new efficiencies | 170.4605 | 2032 | 1 | SWHC046-03
COM-HVAC-FS-24-ZEAS.83 | Com ¦ Small Packaged Heat Pump (SEER 18) - Fuel Sub - ZEAS 2030 - Marine ¦ SDG&E ¦ Marine | Com ¦ Small Packaged Heat Pump (SEER 18) - Fuel Sub - ZEAS 2030 - Marine | SDG&E ¦ Marine | SDG&E | All | Electric & Gas | SEER18 Heat Pump, <65 kbtuh, NR | Efficient |  |  | 1 | Conventional | HVAC | Com - School | Com | ROB Only | 1 | 1000 sqft2 of floor space | Cap-Tons | 15 | DEER:HVAC_Split-Package_HP | -112.5677 | 0 | -12.1639 | SWHC046-03 | 1964.6667 | 2021 | 679.11 | 2021 | 0 | -50.67 | SWHC046-03 | Com Central HVAC (Small) - Fuel Sub - ZEAS 2030 - Marine ¦ SDG&E ¦ Marine | Com Central HVAC (Small) - Fuel Sub - ZEAS 2030 - Marine | 0.028241 | 0.814 | 0 | CBSA 2014, adjusted to reflect new efficiencies | 46.3252 | 2032 | 1 | SWHC046-03
COM-HVAC-FS-24-ZEAS.84 | Com ¦ Small Packaged Heat Pump (SEER 18) - Fuel Sub - ZEAS 2030 - Marine ¦ SDG&E ¦ Marine | Com ¦ Small Packaged Heat Pump (SEER 18) - Fuel Sub - ZEAS 2030 - Marine | SDG&E ¦ Marine | SDG&E | All | Electric & Gas | SEER18 Heat Pump, <65 kbtuh, NR | Efficient |  |  | 1 | Conventional | HVAC | Com - Warehouse | Com | ROB Only | 1 | 1000 sqft2 of floor space | Cap-Tons | 15 | DEER:HVAC_Split-Package_HP | -87.7 | 0 | -34.2 | SWHC046-03 | 1964.6667 | 2021 | 679.11 | 2021 | 0 | -50.67 | SWHC046-03 | Com Central HVAC (Small) - Fuel Sub - ZEAS 2030 - Marine ¦ SDG&E ¦ Marine | Com Central HVAC (Small) - Fuel Sub - ZEAS 2030 - Marine | 0.0051502 | 0.814 | 0 | CBSA 2014, adjusted to reflect new efficiencies | 170.455 | 2032 | 1 | SWHC046-03
COM-HVAC-FS-24-ZEAS.85 | Com ¦ Small Packaged Heat Pump (SEER 18) - Fuel Sub - ZEAS 2030 - Hot-Dry ¦ SDG&E ¦ Hot-Dry | Com ¦ Small Packaged Heat Pump (SEER 18) - Fuel Sub - ZEAS 2030 - Hot-Dry | SDG&E ¦ Hot-Dry | SDG&E | All | Electric & Gas | SEER18 Heat Pump, <65 kbtuh, NR | Efficient |  |  | 1 | Conventional | HVAC | Com - College | Com | ROB Only | 1 | 1000 sqft2 of floor space | Cap-Tons | 15 | DEER:HVAC_Split-Package_HP | -203.0782 | 0 | -10.793 | SWHC046-03 | 1964.6667 | 2021 | 679.11 | 2021 | 0 | -50.67 | SWHC046-03 | Com Central HVAC (Small) - Fuel Sub - ZEAS 2030 - Hot-Dry ¦ SDG&E ¦ Hot-Dry | Com Central HVAC (Small) - Fuel Sub - ZEAS 2030 - Hot-Dry | 0.022234 | 0.814 | 0 | CBSA 2014, adjusted to reflect new efficiencies | 50.9344 | 2032 | 1 | SWHC046-03
COM-HVAC-FS-24-ZEAS.86 | Com ¦ Small Packaged Heat Pump (SEER 18) - Fuel Sub - ZEAS 2030 - Hot-Dry ¦ SDG&E ¦ Hot-Dry | Com ¦ Small Packaged Heat Pump (SEER 18) - Fuel Sub - ZEAS 2030 - Hot-Dry | SDG&E ¦ Hot-Dry | SDG&E | All | Electric & Gas | SEER18 Heat Pump, <65 kbtuh, NR | Efficient |  |  | 1 | Conventional | HVAC | Com - Grocery | Com | ROB Only | 1 | 1000 sqft2 of floor space | Cap-Tons | 15 | DEER:HVAC_Split-Package_HP | -206 | 0 | -79.1 | SWHC046-03 | 1964.6667 | 2021 | 679.11 | 2021 | 0 | -50.67 | SWHC046-03 | Com Central HVAC (Small) - Fuel Sub - ZEAS 2030 - Hot-Dry ¦ SDG&E ¦ Hot-Dry | Com Central HVAC (Small) - Fuel Sub - ZEAS 2030 - Hot-Dry | 0.041033 | 0.814 | 0 | CBSA 2014, adjusted to reflect new efficiencies | 197.3292 | 2032 | 1 | SWHC046-03
COM-HVAC-FS-24-ZEAS.87 | Com ¦ Small Packaged Heat Pump (SEER 18) - Fuel Sub - ZEAS 2030 - Hot-Dry ¦ SDG&E ¦ Hot-Dry | Com ¦ Small Packaged Heat Pump (SEER 18) - Fuel Sub - ZEAS 2030 - Hot-Dry | SDG&E ¦ Hot-Dry | SDG&E | All | Electric & Gas | SEER18 Heat Pump, <65 kbtuh, NR | Efficient |  |  | 1 | Conventional | HVAC | Com - Health | Com | ROB Only | 1 | 1000 sqft2 of floor space | Cap-Tons | 15 | DEER:HVAC_Split-Package_HP | -415.1878 | 0 | -17.1467 | SWHC046-03 | 1964.6667 | 2021 | 679.11 | 2021 | 0 | -50.67 | SWHC046-03 | Com Central HVAC (Small) - Fuel Sub - ZEAS 2030 - Hot-Dry ¦ SDG&E ¦ Hot-Dry | Com Central HVAC (Small) - Fuel Sub - ZEAS 2030 - Hot-Dry | 0.031998 | 0.814 | 0 | CBSA 2014, adjusted to reflect new efficiencies | 75.6007 | 2032 | 1 | SWHC046-03
COM-HVAC-FS-24-ZEAS.88 | Com ¦ Small Packaged Heat Pump (SEER 18) - Fuel Sub - ZEAS 2030 - Hot-Dry ¦ SDG&E ¦ Hot-Dry | Com ¦ Small Packaged Heat Pump (SEER 18) - Fuel Sub - ZEAS 2030 - Hot-Dry | SDG&E ¦ Hot-Dry | SDG&E | All | Electric & Gas | SEER18 Heat Pump, <65 kbtuh, NR | Efficient |  |  | 1 | Conventional | HVAC | Com - Lodging | Com | ROB Only | 1 | 1000 sqft2 of floor space | Cap-Tons | 15 | DEER:HVAC_Split-Package_HP | -275.3034 | 0 | -33.7874 | SWHC046-03 | 1964.6667 | 2021 | 679.11 | 2021 | 0 | -50.67 | SWHC046-03 | Com Central HVAC (Small) - Fuel Sub - ZEAS 2030 - Hot-Dry ¦ SDG&E ¦ Hot-Dry | Com Central HVAC (Small) - Fuel Sub - ZEAS 2030 - Hot-Dry | 0.017903 | 0.814 | 0 | CBSA 2014, adjusted to reflect new efficiencies | 377.1747 | 2032 | 1 | SWHC046-03
COM-HVAC-FS-24-ZEAS.89 | Com ¦ Small Packaged Heat Pump (SEER 18) - Fuel Sub - ZEAS 2030 - Hot-Dry ¦ SDG&E ¦ Hot-Dry | Com ¦ Small Packaged Heat Pump (SEER 18) - Fuel Sub - ZEAS 2030 - Hot-Dry | SDG&E ¦ Hot-Dry | SDG&E | All | Electric & Gas | SEER18 Heat Pump, <65 kbtuh, NR | Efficient |  |  | 1 | Conventional | HVAC | Com - Office (Large) | Com | ROB Only | 1 | 1000 sqft2 of floor space | Cap-Tons | 15 | DEER:HVAC_Split-Package_HP | -219 | 0 | -0.58 | SWHC046-03 | 1964.6667 | 2021 | 679.11 | 2021 | 0 | -50.67 | SWHC046-03 | Com Central HVAC (Small) - Fuel Sub - ZEAS 2030 - Hot-Dry ¦ SDG&E ¦ Hot-Dry | Com Central HVAC (Small) - Fuel Sub - ZEAS 2030 - Hot-Dry | 0.023374 | 0.814 | 0 | CBSA 2014, adjusted to reflect new efficiencies | 24.3845 | 2032 | 1 | SWHC046-03
COM-HVAC-FS-24-ZEAS.90 | Com ¦ Small Packaged Heat Pump (SEER 18) - Fuel Sub - ZEAS 2030 - Hot-Dry ¦ SDG&E ¦ Hot-Dry | Com ¦ Small Packaged Heat Pump (SEER 18) - Fuel Sub - ZEAS 2030 - Hot-Dry | SDG&E ¦ Hot-Dry | SDG&E | All | Electric & Gas | SEER18 Heat Pump, <65 kbtuh, NR | Efficient |  |  | 1 | Conventional | HVAC | Com - Office (Small) | Com | ROB Only | 1 | 1000 sqft2 of floor space | Cap-Tons | 15 | DEER:HVAC_Split-Package_HP | -199 | 0 | -4.44 | SWHC046-03 | 1964.6667 | 2021 | 679.11 | 2021 | 0 | -50.67 | SWHC046-03 | Com Central HVAC (Small) - Fuel Sub - ZEAS 2030 - Hot-Dry ¦ SDG&E ¦ Hot-Dry | Com Central HVAC (Small) - Fuel Sub - ZEAS 2030 - Hot-Dry | 0.028381 | 0.814 | 0 | CBSA 2014, adjusted to reflect new efficiencies | 17.9135 | 2032 | 1 | SWHC046-03
COM-HVAC-FS-24-ZEAS.91 | Com ¦ Small Packaged Heat Pump (SEER 18) - Fuel Sub - ZEAS 2030 - Hot-Dry ¦ SDG&E ¦ Hot-Dry | Com ¦ Small Packaged Heat Pump (SEER 18) - Fuel Sub - ZEAS 2030 - Hot-Dry | SDG&E ¦ Hot-Dry | SDG&E | All | Electric & Gas | SEER18 Heat Pump, <65 kbtuh, NR | Efficient |  |  | 1 | Conventional | HVAC | Com - Other | Com | ROB Only | 1 | 1000 sqft2 of floor space | Cap-Tons | 15 | DEER:HVAC_Split-Package_HP | -186 | 0 | -21.8 | SWHC046-03 | 1964.6667 | 2021 | 679.11 | 2021 | 0 | -50.67 | SWHC046-03 | Com Central HVAC (Small) - Fuel Sub - ZEAS 2030 - Hot-Dry ¦ SDG&E ¦ Hot-Dry | Com Central HVAC (Small) - Fuel Sub - ZEAS 2030 - Hot-Dry | 0.03826 | 0.814 | 0 | CBSA 2014, adjusted to reflect new efficiencies | 119.2931 | 2032 | 1 | SWHC046-03
COM-HVAC-FS-24-ZEAS.92 | Com ¦ Small Packaged Heat Pump (SEER 18) - Fuel Sub - ZEAS 2030 - Hot-Dry ¦ SDG&E ¦ Hot-Dry | Com ¦ Small Packaged Heat Pump (SEER 18) - Fuel Sub - ZEAS 2030 - Hot-Dry | SDG&E ¦ Hot-Dry | SDG&E | All | Electric & Gas | SEER18 Heat Pump, <65 kbtuh, NR | Efficient |  |  | 1 | Conventional | HVAC | Com - Refrig. Warehouse | Com | ROB Only | 1 | 1000 sqft2 of floor space | Cap-Tons | 15 | DEER:HVAC_Split-Package_HP | 0 | 0 | 0 | SWHC046-03 | 0 | 2021 | 0 | 2021 | 0 | -50.67 | SWHC046-03 | Com Central HVAC (Small) - Fuel Sub - ZEAS 2030 - Hot-Dry ¦ SDG&E ¦ Hot-Dry | Com Central HVAC (Small) - Fuel Sub - ZEAS 2030 - Hot-Dry | 0 | 0.814 | 0 | CBSA 2014, adjusted to reflect new efficiencies | 0 | 2032 | 1 | SWHC046-03
COM-HVAC-FS-24-ZEAS.93 | Com ¦ Small Packaged Heat Pump (SEER 18) - Fuel Sub - ZEAS 2030 - Hot-Dry ¦ SDG&E ¦ Hot-Dry | Com ¦ Small Packaged Heat Pump (SEER 18) - Fuel Sub - ZEAS 2030 - Hot-Dry | SDG&E ¦ Hot-Dry | SDG&E | All | Electric & Gas | SEER18 Heat Pump, <65 kbtuh, NR | Efficient |  |  | 1 | Conventional | HVAC | Com - Restaurant | Com | ROB Only | 1 | 1000 sqft2 of floor space | Cap-Tons | 15 | DEER:HVAC_Split-Package_HP | -233.7513 | 0 | -8.0956 | SWHC046-03 | 1964.6667 | 2021 | 679.11 | 2021 | 0 | -50.67 | SWHC046-03 | Com Central HVAC (Small) - Fuel Sub - ZEAS 2030 - Hot-Dry ¦ SDG&E ¦ Hot-Dry | Com Central HVAC (Small) - Fuel Sub - ZEAS 2030 - Hot-Dry | 0.041427 | 0.814 | 0 | CBSA 2014, adjusted to reflect new efficiencies | 10.2357 | 2032 | 1 | SWHC046-03
COM-HVAC-FS-24-ZEAS.94 | Com ¦ Small Packaged Heat Pump (SEER 18) - Fuel Sub - ZEAS 2030 - Hot-Dry ¦ SDG&E ¦ Hot-Dry | Com ¦ Small Packaged Heat Pump (SEER 18) - Fuel Sub - ZEAS 2030 - Hot-Dry | SDG&E ¦ Hot-Dry | SDG&E | All | Electric & Gas | SEER18 Heat Pump, <65 kbtuh, NR | Efficient |  |  | 1 | Conventional | HVAC | Com - Retail | Com | ROB Only | 1 | 1000 sqft2 of floor space | Cap-Tons | 15 | DEER:HVAC_Split-Package_HP | -282.8757 | 0 | -9.8185 | SWHC046-03 | 1964.6667 | 2021 | 679.11 | 2021 | 0 | -50.67 | SWHC046-03 | Com Central HVAC (Small) - Fuel Sub - ZEAS 2030 - Hot-Dry ¦ SDG&E ¦ Hot-Dry | Com Central HVAC (Small) - Fuel Sub - ZEAS 2030 - Hot-Dry | 0.016794 | 0.814 | 0 | CBSA 2014, adjusted to reflect new efficiencies | 147.8935 | 2032 | 1 | SWHC046-03
COM-HVAC-FS-24-ZEAS.95 | Com ¦ Small Packaged Heat Pump (SEER 18) - Fuel Sub - ZEAS 2030 - Hot-Dry ¦ SDG&E ¦ Hot-Dry | Com ¦ Small Packaged Heat Pump (SEER 18) - Fuel Sub - ZEAS 2030 - Hot-Dry | SDG&E ¦ Hot-Dry | SDG&E | All | Electric & Gas | SEER18 Heat Pump, <65 kbtuh, NR | Efficient |  |  | 1 | Conventional | HVAC | Com - School | Com | ROB Only | 1 | 1000 sqft2 of floor space | Cap-Tons | 15 | DEER:HVAC_Split-Package_HP | -99.5748 | 0 | -10.9429 | SWHC046-03 | 1964.6667 | 2021 | 679.11 | 2021 | 0 | -50.67 | SWHC046-03 | Com Central HVAC (Small) - Fuel Sub - ZEAS 2030 - Hot-Dry ¦ SDG&E ¦ Hot-Dry | Com Central HVAC (Small) - Fuel Sub - ZEAS 2030 - Hot-Dry | 0.028241 | 0.814 | 0 | CBSA 2014, adjusted to reflect new efficiencies | 41.3962 | 2032 | 1 | SWHC046-03
COM-HVAC-FS-24-ZEAS.96 | Com ¦ Small Packaged Heat Pump (SEER 18) - Fuel Sub - ZEAS 2030 - Hot-Dry ¦ SDG&E ¦ Hot-Dry | Com ¦ Small Packaged Heat Pump (SEER 18) - Fuel Sub - ZEAS 2030 - Hot-Dry | SDG&E ¦ Hot-Dry | SDG&E | All | Electric & Gas | SEER18 Heat Pump, <65 kbtuh, NR | Efficient |  |  | 1 | Conventional | HVAC | Com - Warehouse | Com | ROB Only | 1 | 1000 sqft2 of floor space | Cap-Tons | 15 | DEER:HVAC_Split-Package_HP | -95.5 | 0 | -31.9 | SWHC046-03 | 1964.6667 | 2021 | 679.11 | 2021 | 0 | -50.67 | SWHC046-03 | Com Central HVAC (Small) - Fuel Sub - ZEAS 2030 - Hot-Dry ¦ SDG&E ¦ Hot-Dry | Com Central HVAC (Small) - Fuel Sub - ZEAS 2030 - Hot-Dry | 0.0051502 | 0.814 | 0 | CBSA 2014, adjusted to reflect new efficiencies | 163.0973 | 2032 | 1 | SWHC046-03
COM-HVAC-FS-PU-20-ZEAS.1 | Com ¦ Small Code HVAC System Integrated Furnace and AC - Panel Upgrade - ZEAS 2030 - Marine ¦ PG&E ¦ Marine | Com ¦ Small Code HVAC System Integrated Furnace and AC - Panel Upgrade - ZEAS 2030 - Marine | PG&E ¦ Marine | PG&E | All | Electric & Gas | Code AC with gas furnace, <65 kbtuh | Average Existing and Code |  | 2030 | 1 | Conventional | HVAC | Com - College | Com | ROB Only | 0 | 1000 sqft2 of floor space | Cap-Tons | 15 | DEER:HVAC_Split-Package_HP | 0 | 0 | 0 | SWHC046-03 | 1093.6667 | 2021 | 569.55 | 2021 | 0 | 0 | SWHC046-03 | Com Central HVAC (Small) - Fuel Sub - Panel Upgrade - ZEAS 2030 - Marine ¦ PG&E ¦ Marine | Com Central HVAC (Small) - Fuel Sub - Panel Upgrade - ZEAS 2030 - Marine | 0.020331 | 0.186 | 1 | CBSA 2014, adjusted to reflect new efficiencies | 0 | 2012 | 1 | SWHC046-03
COM-HVAC-FS-PU-20-ZEAS.2 | Com ¦ Small Code HVAC System Integrated Furnace and AC - Panel Upgrade - ZEAS 2030 - Marine ¦ PG&E ¦ Marine | Com ¦ Small Code HVAC System Integrated Furnace and AC - Panel Upgrade - ZEAS 2030 - Marine | PG&E ¦ Marine | PG&E | All | Electric & Gas | Code AC with gas furnace, <65 kbtuh | Average Existing and Code |  | 2030 | 1 | Conventional | HVAC | Com - Grocery | Com | ROB Only | 0 | 1000 sqft2 of floor space | Cap-Tons | 15 | DEER:HVAC_Split-Package_HP | 0 | 0 | 0 | SWHC046-03 | 1093.6667 | 2021 | 569.55 | 2021 | 0 | 0 | SWHC046-03 | Com Central HVAC (Small) - Fuel Sub - Panel Upgrade - ZEAS 2030 - Marine ¦ PG&E ¦ Marine | Com Central HVAC (Small) - Fuel Sub - Panel Upgrade - ZEAS 2030 - Marine | 0.033922 | 0.186 | 1 | CBSA 2014, adjusted to reflect new efficiencies | 0 | 2012 | 1 | SWHC046-03
COM-HVAC-FS-PU-20-ZEAS.3 | Com ¦ Small Code HVAC System Integrated Furnace and AC - Panel Upgrade - ZEAS 2030 - Marine ¦ PG&E ¦ Marine | Com ¦ Small Code HVAC System Integrated Furnace and AC - Panel Upgrade - ZEAS 2030 - Marine | PG&E ¦ Marine | PG&E | All | Electric & Gas | Code AC with gas furnace, <65 kbtuh | Average Existing and Code |  | 2030 | 1 | Conventional | HVAC | Com - Health | Com | ROB Only | 0 | 1000 sqft2 of floor space | Cap-Tons | 15 | DEER:HVAC_Split-Package_HP | 0 | 0 | 0 | SWHC046-03 | 1093.6667 | 2021 | 569.55 | 2021 | 0 | 0 | SWHC046-03 | Com Central HVAC (Small) - Fuel Sub - Panel Upgrade - ZEAS 2030 - Marine ¦ PG&E ¦ Marine | Com Central HVAC (Small) - Fuel Sub - Panel Upgrade - ZEAS 2030 - Marine | 0.030022 | 0.186 | 1 | CBSA 2014, adjusted to reflect new efficiencies | 0 | 2012 | 1 | SWHC046-03
COM-HVAC-FS-PU-20-ZEAS.4 | Com ¦ Small Code HVAC System Integrated Furnace and AC - Panel Upgrade - ZEAS 2030 - Marine ¦ PG&E ¦ Marine | Com ¦ Small Code HVAC System Integrated Furnace and AC - Panel Upgrade - ZEAS 2030 - Marine | PG&E ¦ Marine | PG&E | All | Electric & Gas | Code AC with gas furnace, <65 kbtuh | Average Existing and Code |  | 2030 | 1 | Conventional | HVAC | Com - Lodging | Com | ROB Only | 0 | 1000 sqft2 of floor space | Cap-Tons | 15 | DEER:HVAC_Split-Package_HP | 0 | 0 | 0 | SWHC046-03 | 1093.6667 | 2021 | 569.55 | 2021 | 0 | 0 | SWHC046-03 | Com Central HVAC (Small) - Fuel Sub - Panel Upgrade - ZEAS 2030 - Marine ¦ PG&E ¦ Marine | Com Central HVAC (Small) - Fuel Sub - Panel Upgrade - ZEAS 2030 - Marine | 0.016003 | 0.186 | 1 | CBSA 2014, adjusted to reflect new efficiencies | 0 | 2012 | 1 | SWHC046-03
COM-HVAC-FS-PU-20-ZEAS.5 | Com ¦ Small Code HVAC System Integrated Furnace and AC - Panel Upgrade - ZEAS 2030 - Marine ¦ PG&E ¦ Marine | Com ¦ Small Code HVAC System Integrated Furnace and AC - Panel Upgrade - ZEAS 2030 - Marine | PG&E ¦ Marine | PG&E | All | Electric & Gas | Code AC with gas furnace, <65 kbtuh | Average Existing and Code |  | 2030 | 1 | Conventional | HVAC | Com - Office (Large) | Com | ROB Only | 0 | 1000 sqft2 of floor space | Cap-Tons | 15 | DEER:HVAC_Split-Package_HP | 0 | 0 | 0 | SWHC046-03 | 1093.6667 | 2021 | 569.55 | 2021 | 0 | 0 | SWHC046-03 | Com Central HVAC (Small) - Fuel Sub - Panel Upgrade - ZEAS 2030 - Marine ¦ PG&E ¦ Marine | Com Central HVAC (Small) - Fuel Sub - Panel Upgrade - ZEAS 2030 - Marine | 0.021319 | 0.186 | 1 | CBSA 2014, adjusted to reflect new efficiencies | 0 | 2012 | 1 | SWHC046-03
COM-HVAC-FS-PU-20-ZEAS.6 | Com ¦ Small Code HVAC System Integrated Furnace and AC - Panel Upgrade - ZEAS 2030 - Marine ¦ PG&E ¦ Marine | Com ¦ Small Code HVAC System Integrated Furnace and AC - Panel Upgrade - ZEAS 2030 - Marine | PG&E ¦ Marine | PG&E | All | Electric & Gas | Code AC with gas furnace, <65 kbtuh | Average Existing and Code |  | 2030 | 1 | Conventional | HVAC | Com - Office (Small) | Com | ROB Only | 0 | 1000 sqft2 of floor space | Cap-Tons | 15 | DEER:HVAC_Split-Package_HP | 0 | 0 | 0 | SWHC046-03 | 1093.6667 | 2021 | 569.55 | 2021 | 0 | 0 | SWHC046-03 | Com Central HVAC (Small) - Fuel Sub - Panel Upgrade - ZEAS 2030 - Marine ¦ PG&E ¦ Marine | Com Central HVAC (Small) - Fuel Sub - Panel Upgrade - ZEAS 2030 - Marine | 0.024933 | 0.186 | 1 | CBSA 2014, adjusted to reflect new efficiencies | 0 | 2012 | 1 | SWHC046-03
COM-HVAC-FS-PU-20-ZEAS.7 | Com ¦ Small Code HVAC System Integrated Furnace and AC - Panel Upgrade - ZEAS 2030 - Marine ¦ PG&E ¦ Marine | Com ¦ Small Code HVAC System Integrated Furnace and AC - Panel Upgrade - ZEAS 2030 - Marine | PG&E ¦ Marine | PG&E | All | Electric & Gas | Code AC with gas furnace, <65 kbtuh | Average Existing and Code |  | 2030 | 1 | Conventional | HVAC | Com - Other | Com | ROB Only | 0 | 1000 sqft2 of floor space | Cap-Tons | 15 | DEER:HVAC_Split-Package_HP | 0 | 0 | 0 | SWHC046-03 | 1093.6667 | 2021 | 569.55 | 2021 | 0 | 0 | SWHC046-03 | Com Central HVAC (Small) - Fuel Sub - Panel Upgrade - ZEAS 2030 - Marine ¦ PG&E ¦ Marine | Com Central HVAC (Small) - Fuel Sub - Panel Upgrade - ZEAS 2030 - Marine | 0.0353 | 0.186 | 1 | CBSA 2014, adjusted to reflect new efficiencies | 0 | 2012 | 1 | SWHC046-03
COM-HVAC-FS-PU-20-ZEAS.8 | Com ¦ Small Code HVAC System Integrated Furnace and AC - Panel Upgrade - ZEAS 2030 - Marine ¦ PG&E ¦ Marine | Com ¦ Small Code HVAC System Integrated Furnace and AC - Panel Upgrade - ZEAS 2030 - Marine | PG&E ¦ Marine | PG&E | All | Electric & Gas | Code AC with gas furnace, <65 kbtuh | Average Existing and Code |  | 2030 | 1 | Conventional | HVAC | Com - Refrig. Warehouse | Com | ROB Only | 0 | 1000 sqft2 of floor space | Cap-Tons | 15 | DEER:HVAC_Split-Package_HP | 0 | 0 | 0 | SWHC046-03 | 0 | 2021 | 0 | 2021 | 0 | 0 | SWHC046-03 | Com Central HVAC (Small) - Fuel Sub - Panel Upgrade - ZEAS 2030 - Marine ¦ PG&E ¦ Marine | Com Central HVAC (Small) - Fuel Sub - Panel Upgrade - ZEAS 2030 - Marine | 0 | 0.186 | 1 | CBSA 2014, adjusted to reflect new efficiencies | 0 | 2012 | 1 | SWHC046-03
COM-HVAC-FS-PU-20-ZEAS.9 | Com ¦ Small Code HVAC System Integrated Furnace and AC - Panel Upgrade - ZEAS 2030 - Marine ¦ PG&E ¦ Marine | Com ¦ Small Code HVAC System Integrated Furnace and AC - Panel Upgrade - ZEAS 2030 - Marine | PG&E ¦ Marine | PG&E | All | Electric & Gas | Code AC with gas furnace, <65 kbtuh | Average Existing and Code |  | 2030 | 1 | Conventional | HVAC | Com - Restaurant | Com | ROB Only | 0 | 1000 sqft2 of floor space | Cap-Tons | 15 | DEER:HVAC_Split-Package_HP | 0 | 0 | 0 | SWHC046-03 | 1093.6667 | 2021 | 569.55 | 2021 | 0 | 0 | SWHC046-03 | Com Central HVAC (Small) - Fuel Sub - Panel Upgrade - ZEAS 2030 - Marine ¦ PG&E ¦ Marine | Com Central HVAC (Small) - Fuel Sub - Panel Upgrade - ZEAS 2030 - Marine | 0.036027 | 0.186 | 1 | CBSA 2014, adjusted to reflect new efficiencies | 0 | 2012 | 1 | SWHC046-03
COM-HVAC-FS-PU-20-ZEAS.10 | Com ¦ Small Code HVAC System Integrated Furnace and AC - Panel Upgrade - ZEAS 2030 - Marine ¦ PG&E ¦ Marine | Com ¦ Small Code HVAC System Integrated Furnace and AC - Panel Upgrade - ZEAS 2030 - Marine | PG&E ¦ Marine | PG&E | All | Electric & Gas | Code AC with gas furnace, <65 kbtuh | Average Existing and Code |  | 2030 | 1 | Conventional | HVAC | Com - Retail | Com | ROB Only | 0 | 1000 sqft2 of floor space | Cap-Tons | 15 | DEER:HVAC_Split-Package_HP | 0 | 0 | 0 | SWHC046-03 | 1093.6667 | 2021 | 569.55 | 2021 | 0 | 0 | SWHC046-03 | Com Central HVAC (Small) - Fuel Sub - Panel Upgrade - ZEAS 2030 - Marine ¦ PG&E ¦ Marine | Com Central HVAC (Small) - Fuel Sub - Panel Upgrade - ZEAS 2030 - Marine | 0.015015 | 0.186 | 1 | CBSA 2014, adjusted to reflect new efficiencies | 0 | 2012 | 1 | SWHC046-03
COM-HVAC-FS-PU-20-ZEAS.11 | Com ¦ Small Code HVAC System Integrated Furnace and AC - Panel Upgrade - ZEAS 2030 - Marine ¦ PG&E ¦ Marine | Com ¦ Small Code HVAC System Integrated Furnace and AC - Panel Upgrade - ZEAS 2030 - Marine | PG&E ¦ Marine | PG&E | All | Electric & Gas | Code AC with gas furnace, <65 kbtuh | Average Existing and Code |  | 2030 | 1 | Conventional | HVAC | Com - School | Com | ROB Only | 0 | 1000 sqft2 of floor space | Cap-Tons | 15 | DEER:HVAC_Split-Package_HP | 0 | 0 | 0 | SWHC046-03 | 1093.6667 | 2021 | 569.55 | 2021 | 0 | 0 | SWHC046-03 | Com Central HVAC (Small) - Fuel Sub - Panel Upgrade - ZEAS 2030 - Marine ¦ PG&E ¦ Marine | Com Central HVAC (Small) - Fuel Sub - Panel Upgrade - ZEAS 2030 - Marine | 0.0228 | 0.186 | 1 | CBSA 2014, adjusted to reflect new efficiencies | 0 | 2012 | 1 | SWHC046-03
COM-HVAC-FS-PU-20-ZEAS.12 | Com ¦ Small Code HVAC System Integrated Furnace and AC - Panel Upgrade - ZEAS 2030 - Marine ¦ PG&E ¦ Marine | Com ¦ Small Code HVAC System Integrated Furnace and AC - Panel Upgrade - ZEAS 2030 - Marine | PG&E ¦ Marine | PG&E | All | Electric & Gas | Code AC with gas furnace, <65 kbtuh | Average Existing and Code |  | 2030 | 1 | Conventional | HVAC | Com - Warehouse | Com | ROB Only | 0 | 1000 sqft2 of floor space | Cap-Tons | 15 | DEER:HVAC_Split-Package_HP | 0 | 0 | 0 | SWHC046-03 | 1093.6667 | 2021 | 569.55 | 2021 | 0 | 0 | SWHC046-03 | Com Central HVAC (Small) - Fuel Sub - Panel Upgrade - ZEAS 2030 - Marine ¦ PG&E ¦ Marine | Com Central HVAC (Small) - Fuel Sub - Panel Upgrade - ZEAS 2030 - Marine | 0.0046728 | 0.186 | 1 | CBSA 2014, adjusted to reflect new efficiencies | 0 | 2012 | 1 | SWHC046-03
COM-HVAC-FS-PU-20-ZEAS.13 | Com ¦ Small Code HVAC System Integrated Furnace and AC - Panel Upgrade - ZEAS 2030 - Hot-Dry ¦ PG&E ¦ Hot-Dry | Com ¦ Small Code HVAC System Integrated Furnace and AC - Panel Upgrade - ZEAS 2030 - Hot-Dry | PG&E ¦ Hot-Dry | PG&E | All | Electric & Gas | Code AC with gas furnace, <65 kbtuh | Average Existing and Code |  | 2030 | 1 | Conventional | HVAC | Com - College | Com | ROB Only | 0 | 1000 sqft2 of floor space | Cap-Tons | 15 | DEER:HVAC_Split-Package_HP | 0 | 0 | 0 | SWHC046-03 | 1093.6667 | 2021 | 569.55 | 2021 | 0 | 0 | SWHC046-03 | Com Central HVAC (Small) - Fuel Sub - Panel Upgrade - ZEAS 2030 - Hot-Dry ¦ PG&E ¦ Hot-Dry | Com Central HVAC (Small) - Fuel Sub - Panel Upgrade - ZEAS 2030 - Hot-Dry | 0.020331 | 0.186 | 1 | CBSA 2014, adjusted to reflect new efficiencies | 0 | 2012 | 1 | SWHC046-03
COM-HVAC-FS-PU-20-ZEAS.14 | Com ¦ Small Code HVAC System Integrated Furnace and AC - Panel Upgrade - ZEAS 2030 - Hot-Dry ¦ PG&E ¦ Hot-Dry | Com ¦ Small Code HVAC System Integrated Furnace and AC - Panel Upgrade - ZEAS 2030 - Hot-Dry | PG&E ¦ Hot-Dry | PG&E | All | Electric & Gas | Code AC with gas furnace, <65 kbtuh | Average Existing and Code |  | 2030 | 1 | Conventional | HVAC | Com - Grocery | Com | ROB Only | 0 | 1000 sqft2 of floor space | Cap-Tons | 15 | DEER:HVAC_Split-Package_HP | 0 | 0 | 0 | SWHC046-03 | 1093.6667 | 2021 | 569.55 | 2021 | 0 | 0 | SWHC046-03 | Com Central HVAC (Small) - Fuel Sub - Panel Upgrade - ZEAS 2030 - Hot-Dry ¦ PG&E ¦ Hot-Dry | Com Central HVAC (Small) - Fuel Sub - Panel Upgrade - ZEAS 2030 - Hot-Dry | 0.033922 | 0.186 | 1 | CBSA 2014, adjusted to reflect new efficiencies | 0 | 2012 | 1 | SWHC046-03
COM-HVAC-FS-PU-20-ZEAS.15 | Com ¦ Small Code HVAC System Integrated Furnace and AC - Panel Upgrade - ZEAS 2030 - Hot-Dry ¦ PG&E ¦ Hot-Dry | Com ¦ Small Code HVAC System Integrated Furnace and AC - Panel Upgrade - ZEAS 2030 - Hot-Dry | PG&E ¦ Hot-Dry | PG&E | All | Electric & Gas | Code AC with gas furnace, <65 kbtuh | Average Existing and Code |  | 2030 | 1 | Conventional | HVAC | Com - Health | Com | ROB Only | 0 | 1000 sqft2 of floor space | Cap-Tons | 15 | DEER:HVAC_Split-Package_HP | 0 | 0 | 0 | SWHC046-03 | 1093.6667 | 2021 | 569.55 | 2021 | 0 | 0 | SWHC046-03 | Com Central HVAC (Small) - Fuel Sub - Panel Upgrade - ZEAS 2030 - Hot-Dry ¦ PG&E ¦ Hot-Dry | Com Central HVAC (Small) - Fuel Sub - Panel Upgrade - ZEAS 2030 - Hot-Dry | 0.030022 | 0.186 | 1 | CBSA 2014, adjusted to reflect new efficiencies | 0 | 2012 | 1 | SWHC046-03
COM-HVAC-FS-PU-20-ZEAS.16 | Com ¦ Small Code HVAC System Integrated Furnace and AC - Panel Upgrade - ZEAS 2030 - Hot-Dry ¦ PG&E ¦ Hot-Dry | Com ¦ Small Code HVAC System Integrated Furnace and AC - Panel Upgrade - ZEAS 2030 - Hot-Dry | PG&E ¦ Hot-Dry | PG&E | All | Electric & Gas | Code AC with gas furnace, <65 kbtuh | Average Existing and Code |  | 2030 | 1 | Conventional | HVAC | Com - Lodging | Com | ROB Only | 0 | 1000 sqft2 of floor space | Cap-Tons | 15 | DEER:HVAC_Split-Package_HP | 0 | 0 | 0 | SWHC046-03 | 1093.6667 | 2021 | 569.55 | 2021 | 0 | 0 | SWHC046-03 | Com Central HVAC (Small) - Fuel Sub - Panel Upgrade - ZEAS 2030 - Hot-Dry ¦ PG&E ¦ Hot-Dry | Com Central HVAC (Small) - Fuel Sub - Panel Upgrade - ZEAS 2030 - Hot-Dry | 0.016003 | 0.186 | 1 | CBSA 2014, adjusted to reflect new efficiencies | 0 | 2012 | 1 | SWHC046-03
COM-HVAC-FS-PU-20-ZEAS.17 | Com ¦ Small Code HVAC System Integrated Furnace and AC - Panel Upgrade - ZEAS 2030 - Hot-Dry ¦ PG&E ¦ Hot-Dry | Com ¦ Small Code HVAC System Integrated Furnace and AC - Panel Upgrade - ZEAS 2030 - Hot-Dry | PG&E ¦ Hot-Dry | PG&E | All | Electric & Gas | Code AC with gas furnace, <65 kbtuh | Average Existing and Code |  | 2030 | 1 | Conventional | HVAC | Com - Office (Large) | Com | ROB Only | 0 | 1000 sqft2 of floor space | Cap-Tons | 15 | DEER:HVAC_Split-Package_HP | 0 | 0 | 0 | SWHC046-03 | 1093.6667 | 2021 | 569.55 | 2021 | 0 | 0 | SWHC046-03 | Com Central HVAC (Small) - Fuel Sub - Panel Upgrade - ZEAS 2030 - Hot-Dry ¦ PG&E ¦ Hot-Dry | Com Central HVAC (Small) - Fuel Sub - Panel Upgrade - ZEAS 2030 - Hot-Dry | 0.021319 | 0.186 | 1 | CBSA 2014, adjusted to reflect new efficiencies | 0 | 2012 | 1 | SWHC046-03
COM-HVAC-FS-PU-20-ZEAS.18 | Com ¦ Small Code HVAC System Integrated Furnace and AC - Panel Upgrade - ZEAS 2030 - Hot-Dry ¦ PG&E ¦ Hot-Dry | Com ¦ Small Code HVAC System Integrated Furnace and AC - Panel Upgrade - ZEAS 2030 - Hot-Dry | PG&E ¦ Hot-Dry | PG&E | All | Electric & Gas | Code AC with gas furnace, <65 kbtuh | Average Existing and Code |  | 2030 | 1 | Conventional | HVAC | Com - Office (Small) | Com | ROB Only | 0 | 1000 sqft2 of floor space | Cap-Tons | 15 | DEER:HVAC_Split-Package_HP | 0 | 0 | 0 | SWHC046-03 | 1093.6667 | 2021 | 569.55 | 2021 | 0 | 0 | SWHC046-03 | Com Central HVAC (Small) - Fuel Sub - Panel Upgrade - ZEAS 2030 - Hot-Dry ¦ PG&E ¦ Hot-Dry | Com Central HVAC (Small) - Fuel Sub - Panel Upgrade - ZEAS 2030 - Hot-Dry | 0.024933 | 0.186 | 1 | CBSA 2014, adjusted to reflect new efficiencies | 0 | 2012 | 1 | SWHC046-03
COM-HVAC-FS-PU-20-ZEAS.19 | Com ¦ Small Code HVAC System Integrated Furnace and AC - Panel Upgrade - ZEAS 2030 - Hot-Dry ¦ PG&E ¦ Hot-Dry | Com ¦ Small Code HVAC System Integrated Furnace and AC - Panel Upgrade - ZEAS 2030 - Hot-Dry | PG&E ¦ Hot-Dry | PG&E | All | Electric & Gas | Code AC with gas furnace, <65 kbtuh | Average Existing and Code |  | 2030 | 1 | Conventional | HVAC | Com - Other | Com | ROB Only | 0 | 1000 sqft2 of floor space | Cap-Tons | 15 | DEER:HVAC_Split-Package_HP | 0 | 0 | 0 | SWHC046-03 | 1093.6667 | 2021 | 569.55 | 2021 | 0 | 0 | SWHC046-03 | Com Central HVAC (Small) - Fuel Sub - Panel Upgrade - ZEAS 2030 - Hot-Dry ¦ PG&E ¦ Hot-Dry | Com Central HVAC (Small) - Fuel Sub - Panel Upgrade - ZEAS 2030 - Hot-Dry | 0.0353 | 0.186 | 1 | CBSA 2014, adjusted to reflect new efficiencies | 0 | 2012 | 1 | SWHC046-03
COM-HVAC-FS-PU-20-ZEAS.20 | Com ¦ Small Code HVAC System Integrated Furnace and AC - Panel Upgrade - ZEAS 2030 - Hot-Dry ¦ PG&E ¦ Hot-Dry | Com ¦ Small Code HVAC System Integrated Furnace and AC - Panel Upgrade - ZEAS 2030 - Hot-Dry | PG&E ¦ Hot-Dry | PG&E | All | Electric & Gas | Code AC with gas furnace, <65 kbtuh | Average Existing and Code |  | 2030 | 1 | Conventional | HVAC | Com - Refrig. Warehouse | Com | ROB Only | 0 | 1000 sqft2 of floor space | Cap-Tons | 15 | DEER:HVAC_Split-Package_HP | 0 | 0 | 0 | SWHC046-03 | 0 | 2021 | 0 | 2021 | 0 | 0 | SWHC046-03 | Com Central HVAC (Small) - Fuel Sub - Panel Upgrade - ZEAS 2030 - Hot-Dry ¦ PG&E ¦ Hot-Dry | Com Central HVAC (Small) - Fuel Sub - Panel Upgrade - ZEAS 2030 - Hot-Dry | 0 | 0.186 | 1 | CBSA 2014, adjusted to reflect new efficiencies | 0 | 2012 | 1 | SWHC046-03
COM-HVAC-FS-PU-20-ZEAS.21 | Com ¦ Small Code HVAC System Integrated Furnace and AC - Panel Upgrade - ZEAS 2030 - Hot-Dry ¦ PG&E ¦ Hot-Dry | Com ¦ Small Code HVAC System Integrated Furnace and AC - Panel Upgrade - ZEAS 2030 - Hot-Dry | PG&E ¦ Hot-Dry | PG&E | All | Electric & Gas | Code AC with gas furnace, <65 kbtuh | Average Existing and Code |  | 2030 | 1 | Conventional | HVAC | Com - Restaurant | Com | ROB Only | 0 | 1000 sqft2 of floor space | Cap-Tons | 15 | DEER:HVAC_Split-Package_HP | 0 | 0 | 0 | SWHC046-03 | 1093.6667 | 2021 | 569.55 | 2021 | 0 | 0 | SWHC046-03 | Com Central HVAC (Small) - Fuel Sub - Panel Upgrade - ZEAS 2030 - Hot-Dry ¦ PG&E ¦ Hot-Dry | Com Central HVAC (Small) - Fuel Sub - Panel Upgrade - ZEAS 2030 - Hot-Dry | 0.036027 | 0.186 | 1 | CBSA 2014, adjusted to reflect new efficiencies | 0 | 2012 | 1 | SWHC046-03
COM-HVAC-FS-PU-20-ZEAS.22 | Com ¦ Small Code HVAC System Integrated Furnace and AC - Panel Upgrade - ZEAS 2030 - Hot-Dry ¦ PG&E ¦ Hot-Dry | Com ¦ Small Code HVAC System Integrated Furnace and AC - Panel Upgrade - ZEAS 2030 - Hot-Dry | PG&E ¦ Hot-Dry | PG&E | All | Electric & Gas | Code AC with gas furnace, <65 kbtuh | Average Existing and Code |  | 2030 | 1 | Conventional | HVAC | Com - Retail | Com | ROB Only | 0 | 1000 sqft2 of floor space | Cap-Tons | 15 | DEER:HVAC_Split-Package_HP | 0 | 0 | 0 | SWHC046-03 | 1093.6667 | 2021 | 569.55 | 2021 | 0 | 0 | SWHC046-03 | Com Central HVAC (Small) - Fuel Sub - Panel Upgrade - ZEAS 2030 - Hot-Dry ¦ PG&E ¦ Hot-Dry | Com Central HVAC (Small) - Fuel Sub - Panel Upgrade - ZEAS 2030 - Hot-Dry | 0.015015 | 0.186 | 1 | CBSA 2014, adjusted to reflect new efficiencies | 0 | 2012 | 1 | SWHC046-03
COM-HVAC-FS-PU-20-ZEAS.23 | Com ¦ Small Code HVAC System Integrated Furnace and AC - Panel Upgrade - ZEAS 2030 - Hot-Dry ¦ PG&E ¦ Hot-Dry | Com ¦ Small Code HVAC System Integrated Furnace and AC - Panel Upgrade - ZEAS 2030 - Hot-Dry | PG&E ¦ Hot-Dry | PG&E | All | Electric & Gas | Code AC with gas furnace, <65 kbtuh | Average Existing and Code |  | 2030 | 1 | Conventional | HVAC | Com - School | Com | ROB Only | 0 | 1000 sqft2 of floor space | Cap-Tons | 15 | DEER:HVAC_Split-Package_HP | 0 | 0 | 0 | SWHC046-03 | 1093.6667 | 2021 | 569.55 | 2021 | 0 | 0 | SWHC046-03 | Com Central HVAC (Small) - Fuel Sub - Panel Upgrade - ZEAS 2030 - Hot-Dry ¦ PG&E ¦ Hot-Dry | Com Central HVAC (Small) - Fuel Sub - Panel Upgrade - ZEAS 2030 - Hot-Dry | 0.0228 | 0.186 | 1 | CBSA 2014, adjusted to reflect new efficiencies | 0 | 2012 | 1 | SWHC046-03
COM-HVAC-FS-PU-20-ZEAS.24 | Com ¦ Small Code HVAC System Integrated Furnace and AC - Panel Upgrade - ZEAS 2030 - Hot-Dry ¦ PG&E ¦ Hot-Dry | Com ¦ Small Code HVAC System Integrated Furnace and AC - Panel Upgrade - ZEAS 2030 - Hot-Dry | PG&E ¦ Hot-Dry | PG&E | All | Electric & Gas | Code AC with gas furnace, <65 kbtuh | Average Existing and Code |  | 2030 | 1 | Conventional | HVAC | Com - Warehouse | Com | ROB Only | 0 | 1000 sqft2 of floor space | Cap-Tons | 15 | DEER:HVAC_Split-Package_HP | 0 | 0 | 0 | SWHC046-03 | 1093.6667 | 2021 | 569.55 | 2021 | 0 | 0 | SWHC046-03 | Com Central HVAC (Small) - Fuel Sub - Panel Upgrade - ZEAS 2030 - Hot-Dry ¦ PG&E ¦ Hot-Dry | Com Central HVAC (Small) - Fuel Sub - Panel Upgrade - ZEAS 2030 - Hot-Dry | 0.0046728 | 0.186 | 1 | CBSA 2014, adjusted to reflect new efficiencies | 0 | 2012 | 1 | SWHC046-03
COM-HVAC-FS-PU-20-ZEAS.25 | Com ¦ Small Code HVAC System Integrated Furnace and AC - Panel Upgrade - ZEAS 2030 - Cold ¦ PG&E ¦ Cold | Com ¦ Small Code HVAC System Integrated Furnace and AC - Panel Upgrade - ZEAS 2030 - Cold | PG&E ¦ Cold | PG&E | All | Electric & Gas | Code AC with gas furnace, <65 kbtuh | Average Existing and Code |  | 2030 | 1 | Conventional | HVAC | Com - College | Com | ROB Only | 0 | 1000 sqft2 of floor space | Cap-Tons | 15 | DEER:HVAC_Split-Package_HP | 0 | 0 | 0 | SWHC046-03 | 1093.6667 | 2021 | 569.55 | 2021 | 0 | 0 | SWHC046-03 | Com Central HVAC (Small) - Fuel Sub - Panel Upgrade - ZEAS 2030 - Cold ¦ PG&E ¦ Cold | Com Central HVAC (Small) - Fuel Sub - Panel Upgrade - ZEAS 2030 - Cold | 0.020331 | 0.186 | 1 | CBSA 2014, adjusted to reflect new efficiencies | 0 | 2012 | 1 | SWHC046-03
COM-HVAC-FS-PU-20-ZEAS.26 | Com ¦ Small Code HVAC System Integrated Furnace and AC - Panel Upgrade - ZEAS 2030 - Cold ¦ PG&E ¦ Cold | Com ¦ Small Code HVAC System Integrated Furnace and AC - Panel Upgrade - ZEAS 2030 - Cold | PG&E ¦ Cold | PG&E | All | Electric & Gas | Code AC with gas furnace, <65 kbtuh | Average Existing and Code |  | 2030 | 1 | Conventional | HVAC | Com - Grocery | Com | ROB Only | 0 | 1000 sqft2 of floor space | Cap-Tons | 15 | DEER:HVAC_Split-Package_HP | 0 | 0 | 0 | SWHC046-03 | 1093.6667 | 2021 | 569.55 | 2021 | 0 | 0 | SWHC046-03 | Com Central HVAC (Small) - Fuel Sub - Panel Upgrade - ZEAS 2030 - Cold ¦ PG&E ¦ Cold | Com Central HVAC (Small) - Fuel Sub - Panel Upgrade - ZEAS 2030 - Cold | 0.033922 | 0.186 | 1 | CBSA 2014, adjusted to reflect new efficiencies | 0 | 2012 | 1 | SWHC046-03
COM-HVAC-FS-PU-20-ZEAS.27 | Com ¦ Small Code HVAC System Integrated Furnace and AC - Panel Upgrade - ZEAS 2030 - Cold ¦ PG&E ¦ Cold | Com ¦ Small Code HVAC System Integrated Furnace and AC - Panel Upgrade - ZEAS 2030 - Cold | PG&E ¦ Cold | PG&E | All | Electric & Gas | Code AC with gas furnace, <65 kbtuh | Average Existing and Code |  | 2030 | 1 | Conventional | HVAC | Com - Health | Com | ROB Only | 0 | 1000 sqft2 of floor space | Cap-Tons | 15 | DEER:HVAC_Split-Package_HP | 0 | 0 | 0 | SWHC046-03 | 1093.6667 | 2021 | 569.55 | 2021 | 0 | 0 | SWHC046-03 | Com Central HVAC (Small) - Fuel Sub - Panel Upgrade - ZEAS 2030 - Cold ¦ PG&E ¦ Cold | Com Central HVAC (Small) - Fuel Sub - Panel Upgrade - ZEAS 2030 - Cold | 0.030022 | 0.186 | 1 | CBSA 2014, adjusted to reflect new efficiencies | 0 | 2012 | 1 | SWHC046-03
COM-HVAC-FS-PU-20-ZEAS.28 | Com ¦ Small Code HVAC System Integrated Furnace and AC - Panel Upgrade - ZEAS 2030 - Cold ¦ PG&E ¦ Cold | Com ¦ Small Code HVAC System Integrated Furnace and AC - Panel Upgrade - ZEAS 2030 - Cold | PG&E ¦ Cold | PG&E | All | Electric & Gas | Code AC with gas furnace, <65 kbtuh | Average Existing and Code |  | 2030 | 1 | Conventional | HVAC | Com - Lodging | Com | ROB Only | 0 | 1000 sqft2 of floor space | Cap-Tons | 15 | DEER:HVAC_Split-Package_HP | 0 | 0 | 0 | SWHC046-03 | 1093.6667 | 2021 | 569.55 | 2021 | 0 | 0 | SWHC046-03 | Com Central HVAC (Small) - Fuel Sub - Panel Upgrade - ZEAS 2030 - Cold ¦ PG&E ¦ Cold | Com Central HVAC (Small) - Fuel Sub - Panel Upgrade - ZEAS 2030 - Cold | 0.016003 | 0.186 | 1 | CBSA 2014, adjusted to reflect new efficiencies | 0 | 2012 | 1 | SWHC046-03
COM-HVAC-FS-PU-20-ZEAS.29 | Com ¦ Small Code HVAC System Integrated Furnace and AC - Panel Upgrade - ZEAS 2030 - Cold ¦ PG&E ¦ Cold | Com ¦ Small Code HVAC System Integrated Furnace and AC - Panel Upgrade - ZEAS 2030 - Cold | PG&E ¦ Cold | PG&E | All | Electric & Gas | Code AC with gas furnace, <65 kbtuh | Average Existing and Code |  | 2030 | 1 | Conventional | HVAC | Com - Office (Large) | Com | ROB Only | 0 | 1000 sqft2 of floor space | Cap-Tons | 15 | DEER:HVAC_Split-Package_HP | 0 | 0 | 0 | SWHC046-03 | 1093.6667 | 2021 | 569.55 | 2021 | 0 | 0 | SWHC046-03 | Com Central HVAC (Small) - Fuel Sub - Panel Upgrade - ZEAS 2030 - Cold ¦ PG&E ¦ Cold | Com Central HVAC (Small) - Fuel Sub - Panel Upgrade - ZEAS 2030 - Cold | 0.021319 | 0.186 | 1 | CBSA 2014, adjusted to reflect new efficiencies | 0 | 2012 | 1 | SWHC046-03
COM-HVAC-FS-PU-20-ZEAS.30 | Com ¦ Small Code HVAC System Integrated Furnace and AC - Panel Upgrade - ZEAS 2030 - Cold ¦ PG&E ¦ Cold | Com ¦ Small Code HVAC System Integrated Furnace and AC - Panel Upgrade - ZEAS 2030 - Cold | PG&E ¦ Cold | PG&E | All | Electric & Gas | Code AC with gas furnace, <65 kbtuh | Average Existing and Code |  | 2030 | 1 | Conventional | HVAC | Com - Office (Small) | Com | ROB Only | 0 | 1000 sqft2 of floor space | Cap-Tons | 15 | DEER:HVAC_Split-Package_HP | 0 | 0 | 0 | SWHC046-03 | 1093.6667 | 2021 | 569.55 | 2021 | 0 | 0 | SWHC046-03 | Com Central HVAC (Small) - Fuel Sub - Panel Upgrade - ZEAS 2030 - Cold ¦ PG&E ¦ Cold | Com Central HVAC (Small) - Fuel Sub - Panel Upgrade - ZEAS 2030 - Cold | 0.024933 | 0.186 | 1 | CBSA 2014, adjusted to reflect new efficiencies | 0 | 2012 | 1 | SWHC046-03
COM-HVAC-FS-PU-20-ZEAS.31 | Com ¦ Small Code HVAC System Integrated Furnace and AC - Panel Upgrade - ZEAS 2030 - Cold ¦ PG&E ¦ Cold | Com ¦ Small Code HVAC System Integrated Furnace and AC - Panel Upgrade - ZEAS 2030 - Cold | PG&E ¦ Cold | PG&E | All | Electric & Gas | Code AC with gas furnace, <65 kbtuh | Average Existing and Code |  | 2030 | 1 | Conventional | HVAC | Com - Other | Com | ROB Only | 0 | 1000 sqft2 of floor space | Cap-Tons | 15 | DEER:HVAC_Split-Package_HP | 0 | 0 | 0 | SWHC046-03 | 1093.6667 | 2021 | 569.55 | 2021 | 0 | 0 | SWHC046-03 | Com Central HVAC (Small) - Fuel Sub - Panel Upgrade - ZEAS 2030 - Cold ¦ PG&E ¦ Cold | Com Central HVAC (Small) - Fuel Sub - Panel Upgrade - ZEAS 2030 - Cold | 0.0353 | 0.186 | 1 | CBSA 2014, adjusted to reflect new efficiencies | 0 | 2012 | 1 | SWHC046-03
COM-HVAC-FS-PU-20-ZEAS.32 | Com ¦ Small Code HVAC System Integrated Furnace and AC - Panel Upgrade - ZEAS 2030 - Cold ¦ PG&E ¦ Cold | Com ¦ Small Code HVAC System Integrated Furnace and AC - Panel Upgrade - ZEAS 2030 - Cold | PG&E ¦ Cold | PG&E | All | Electric & Gas | Code AC with gas furnace, <65 kbtuh | Average Existing and Code |  | 2030 | 1 | Conventional | HVAC | Com - Refrig. Warehouse | Com | ROB Only | 0 | 1000 sqft2 of floor space | Cap-Tons | 15 | DEER:HVAC_Split-Package_HP | 0 | 0 | 0 | SWHC046-03 | 0 | 2021 | 0 | 2021 | 0 | 0 | SWHC046-03 | Com Central HVAC (Small) - Fuel Sub - Panel Upgrade - ZEAS 2030 - Cold ¦ PG&E ¦ Cold | Com Central HVAC (Small) - Fuel Sub - Panel Upgrade - ZEAS 2030 - Cold | 0 | 0.186 | 1 | CBSA 2014, adjusted to reflect new efficiencies | 0 | 2012 | 1 | SWHC046-03
COM-HVAC-FS-PU-20-ZEAS.33 | Com ¦ Small Code HVAC System Integrated Furnace and AC - Panel Upgrade - ZEAS 2030 - Cold ¦ PG&E ¦ Cold | Com ¦ Small Code HVAC System Integrated Furnace and AC - Panel Upgrade - ZEAS 2030 - Cold | PG&E ¦ Cold | PG&E | All | Electric & Gas | Code AC with gas furnace, <65 kbtuh | Average Existing and Code |  | 2030 | 1 | Conventional | HVAC | Com - Restaurant | Com | ROB Only | 0 | 1000 sqft2 of floor space | Cap-Tons | 15 | DEER:HVAC_Split-Package_HP | 0 | 0 | 0 | SWHC046-03 | 1093.6667 | 2021 | 569.55 | 2021 | 0 | 0 | SWHC046-03 | Com Central HVAC (Small) - Fuel Sub - Panel Upgrade - ZEAS 2030 - Cold ¦ PG&E ¦ Cold | Com Central HVAC (Small) - Fuel Sub - Panel Upgrade - ZEAS 2030 - Cold | 0.036027 | 0.186 | 1 | CBSA 2014, adjusted to reflect new efficiencies | 0 | 2012 | 1 | SWHC046-03
COM-HVAC-FS-PU-20-ZEAS.34 | Com ¦ Small Code HVAC System Integrated Furnace and AC - Panel Upgrade - ZEAS 2030 - Cold ¦ PG&E ¦ Cold | Com ¦ Small Code HVAC System Integrated Furnace and AC - Panel Upgrade - ZEAS 2030 - Cold | PG&E ¦ Cold | PG&E | All | Electric & Gas | Code AC with gas furnace, <65 kbtuh | Average Existing and Code |  | 2030 | 1 | Conventional | HVAC | Com - Retail | Com | ROB Only | 0 | 1000 sqft2 of floor space | Cap-Tons | 15 | DEER:HVAC_Split-Package_HP | 0 | 0 | 0 | SWHC046-03 | 1093.6667 | 2021 | 569.55 | 2021 | 0 | 0 | SWHC046-03 | Com Central HVAC (Small) - Fuel Sub - Panel Upgrade - ZEAS 2030 - Cold ¦ PG&E ¦ Cold | Com Central HVAC (Small) - Fuel Sub - Panel Upgrade - ZEAS 2030 - Cold | 0.015015 | 0.186 | 1 | CBSA 2014, adjusted to reflect new efficiencies | 0 | 2012 | 1 | SWHC046-03
COM-HVAC-FS-PU-20-ZEAS.35 | Com ¦ Small Code HVAC System Integrated Furnace and AC - Panel Upgrade - ZEAS 2030 - Cold ¦ PG&E ¦ Cold | Com ¦ Small Code HVAC System Integrated Furnace and AC - Panel Upgrade - ZEAS 2030 - Cold | PG&E ¦ Cold | PG&E | All | Electric & Gas | Code AC with gas furnace, <65 kbtuh | Average Existing and Code |  | 2030 | 1 | Conventional | HVAC | Com - School | Com | ROB Only | 0 | 1000 sqft2 of floor space | Cap-Tons | 15 | DEER:HVAC_Split-Package_HP | 0 | 0 | 0 | SWHC046-03 | 1093.6667 | 2021 | 569.55 | 2021 | 0 | 0 | SWHC046-03 | Com Central HVAC (Small) - Fuel Sub - Panel Upgrade - ZEAS 2030 - Cold ¦ PG&E ¦ Cold | Com Central HVAC (Small) - Fuel Sub - Panel Upgrade - ZEAS 2030 - Cold | 0.0228 | 0.186 | 1 | CBSA 2014, adjusted to reflect new efficiencies | 0 | 2012 | 1 | SWHC046-03
COM-HVAC-FS-PU-20-ZEAS.36 | Com ¦ Small Code HVAC System Integrated Furnace and AC - Panel Upgrade - ZEAS 2030 - Cold ¦ PG&E ¦ Cold | Com ¦ Small Code HVAC System Integrated Furnace and AC - Panel Upgrade - ZEAS 2030 - Cold | PG&E ¦ Cold | PG&E | All | Electric & Gas | Code AC with gas furnace, <65 kbtuh | Average Existing and Code |  | 2030 | 1 | Conventional | HVAC | Com - Warehouse | Com | ROB Only | 0 | 1000 sqft2 of floor space | Cap-Tons | 15 | DEER:HVAC_Split-Package_HP | 0 | 0 | 0 | SWHC046-03 | 1093.6667 | 2021 | 569.55 | 2021 | 0 | 0 | SWHC046-03 | Com Central HVAC (Small) - Fuel Sub - Panel Upgrade - ZEAS 2030 - Cold ¦ PG&E ¦ Cold | Com Central HVAC (Small) - Fuel Sub - Panel Upgrade - ZEAS 2030 - Cold | 0.0046728 | 0.186 | 1 | CBSA 2014, adjusted to reflect new efficiencies | 0 | 2012 | 1 | SWHC046-03
COM-HVAC-FS-PU-20-ZEAS.37 | Com ¦ Small Code HVAC System Integrated Furnace and AC - Panel Upgrade - ZEAS 2030 - Marine ¦ SCG ¦ Marine | Com ¦ Small Code HVAC System Integrated Furnace and AC - Panel Upgrade - ZEAS 2030 - Marine | SCG ¦ Marine | SCG | All | Electric & Gas | Code AC with gas furnace, <65 kbtuh | Average Existing and Code |  | 2030 | 1 | Conventional | HVAC | Com - College | Com | ROB Only | 0 | 1000 sqft2 of floor space | Cap-Tons | 15 | DEER:HVAC_Split-Package_HP | 0 | 0 | 0 | SWHC046-03 | 1093.6667 | 2021 | 569.55 | 2021 | 0 | 0 | SWHC046-03 | Com Central HVAC (Small) - Fuel Sub - Panel Upgrade - ZEAS 2030 - Marine ¦ SCG ¦ Marine | Com Central HVAC (Small) - Fuel Sub - Panel Upgrade - ZEAS 2030 - Marine | 0.022689 | 0.186 | 1 | CBSA 2014, adjusted to reflect new efficiencies | 0 | 2012 | 1 | SWHC046-03
COM-HVAC-FS-PU-20-ZEAS.38 | Com ¦ Small Code HVAC System Integrated Furnace and AC - Panel Upgrade - ZEAS 2030 - Marine ¦ SCG ¦ Marine | Com ¦ Small Code HVAC System Integrated Furnace and AC - Panel Upgrade - ZEAS 2030 - Marine | SCG ¦ Marine | SCG | All | Electric & Gas | Code AC with gas furnace, <65 kbtuh | Average Existing and Code |  | 2030 | 1 | Conventional | HVAC | Com - Grocery | Com | ROB Only | 0 | 1000 sqft2 of floor space | Cap-Tons | 15 | DEER:HVAC_Split-Package_HP | 0 | 0 | 0 | SWHC046-03 | 1093.6667 | 2021 | 569.55 | 2021 | 0 | 0 | SWHC046-03 | Com Central HVAC (Small) - Fuel Sub - Panel Upgrade - ZEAS 2030 - Marine ¦ SCG ¦ Marine | Com Central HVAC (Small) - Fuel Sub - Panel Upgrade - ZEAS 2030 - Marine | 0.040359 | 0.186 | 1 | CBSA 2014, adjusted to reflect new efficiencies | 0 | 2012 | 1 | SWHC046-03
COM-HVAC-FS-PU-20-ZEAS.39 | Com ¦ Small Code HVAC System Integrated Furnace and AC - Panel Upgrade - ZEAS 2030 - Marine ¦ SCG ¦ Marine | Com ¦ Small Code HVAC System Integrated Furnace and AC - Panel Upgrade - ZEAS 2030 - Marine | SCG ¦ Marine | SCG | All | Electric & Gas | Code AC with gas furnace, <65 kbtuh | Average Existing and Code |  | 2030 | 1 | Conventional | HVAC | Com - Health | Com | ROB Only | 0 | 1000 sqft2 of floor space | Cap-Tons | 15 | DEER:HVAC_Split-Package_HP | 0 | 0 | 0 | SWHC046-03 | 1093.6667 | 2021 | 569.55 | 2021 | 0 | 0 | SWHC046-03 | Com Central HVAC (Small) - Fuel Sub - Panel Upgrade - ZEAS 2030 - Marine ¦ SCG ¦ Marine | Com Central HVAC (Small) - Fuel Sub - Panel Upgrade - ZEAS 2030 - Marine | 0.032178 | 0.186 | 1 | CBSA 2014, adjusted to reflect new efficiencies | 0 | 2012 | 1 | SWHC046-03
COM-HVAC-FS-PU-20-ZEAS.40 | Com ¦ Small Code HVAC System Integrated Furnace and AC - Panel Upgrade - ZEAS 2030 - Marine ¦ SCG ¦ Marine | Com ¦ Small Code HVAC System Integrated Furnace and AC - Panel Upgrade - ZEAS 2030 - Marine | SCG ¦ Marine | SCG | All | Electric & Gas | Code AC with gas furnace, <65 kbtuh | Average Existing and Code |  | 2030 | 1 | Conventional | HVAC | Com - Lodging | Com | ROB Only | 0 | 1000 sqft2 of floor space | Cap-Tons | 15 | DEER:HVAC_Split-Package_HP | 0 | 0 | 0 | SWHC046-03 | 1093.6667 | 2021 | 569.55 | 2021 | 0 | 0 | SWHC046-03 | Com Central HVAC (Small) - Fuel Sub - Panel Upgrade - ZEAS 2030 - Marine ¦ SCG ¦ Marine | Com Central HVAC (Small) - Fuel Sub - Panel Upgrade - ZEAS 2030 - Marine | 0.018069 | 0.186 | 1 | CBSA 2014, adjusted to reflect new efficiencies | 0 | 2012 | 1 | SWHC046-03
COM-HVAC-FS-PU-20-ZEAS.41 | Com ¦ Small Code HVAC System Integrated Furnace and AC - Panel Upgrade - ZEAS 2030 - Marine ¦ SCG ¦ Marine | Com ¦ Small Code HVAC System Integrated Furnace and AC - Panel Upgrade - ZEAS 2030 - Marine | SCG ¦ Marine | SCG | All | Electric & Gas | Code AC with gas furnace, <65 kbtuh | Average Existing and Code |  | 2030 | 1 | Conventional | HVAC | Com - Office (Large) | Com | ROB Only | 0 | 1000 sqft2 of floor space | Cap-Tons | 15 | DEER:HVAC_Split-Package_HP | 0 | 0 | 0 | SWHC046-03 | 1093.6667 | 2021 | 569.55 | 2021 | 0 | 0 | SWHC046-03 | Com Central HVAC (Small) - Fuel Sub - Panel Upgrade - ZEAS 2030 - Marine ¦ SCG ¦ Marine | Com Central HVAC (Small) - Fuel Sub - Panel Upgrade - ZEAS 2030 - Marine | 0.023953 | 0.186 | 1 | CBSA 2014, adjusted to reflect new efficiencies | 0 | 2012 | 1 | SWHC046-03
COM-HVAC-FS-PU-20-ZEAS.42 | Com ¦ Small Code HVAC System Integrated Furnace and AC - Panel Upgrade - ZEAS 2030 - Marine ¦ SCG ¦ Marine | Com ¦ Small Code HVAC System Integrated Furnace and AC - Panel Upgrade - ZEAS 2030 - Marine | SCG ¦ Marine | SCG | All | Electric & Gas | Code AC with gas furnace, <65 kbtuh | Average Existing and Code |  | 2030 | 1 | Conventional | HVAC | Com - Office (Small) | Com | ROB Only | 0 | 1000 sqft2 of floor space | Cap-Tons | 15 | DEER:HVAC_Split-Package_HP | 0 | 0 | 0 | SWHC046-03 | 1093.6667 | 2021 | 569.55 | 2021 | 0 | 0 | SWHC046-03 | Com Central HVAC (Small) - Fuel Sub - Panel Upgrade - ZEAS 2030 - Marine ¦ SCG ¦ Marine | Com Central HVAC (Small) - Fuel Sub - Panel Upgrade - ZEAS 2030 - Marine | 0.027176 | 0.186 | 1 | CBSA 2014, adjusted to reflect new efficiencies | 0 | 2012 | 1 | SWHC046-03
COM-HVAC-FS-PU-20-ZEAS.43 | Com ¦ Small Code HVAC System Integrated Furnace and AC - Panel Upgrade - ZEAS 2030 - Marine ¦ SCG ¦ Marine | Com ¦ Small Code HVAC System Integrated Furnace and AC - Panel Upgrade - ZEAS 2030 - Marine | SCG ¦ Marine | SCG | All | Electric & Gas | Code AC with gas furnace, <65 kbtuh | Average Existing and Code |  | 2030 | 1 | Conventional | HVAC | Com - Other | Com | ROB Only | 0 | 1000 sqft2 of floor space | Cap-Tons | 15 | DEER:HVAC_Split-Package_HP | 0 | 0 | 0 | SWHC046-03 | 1093.6667 | 2021 | 569.55 | 2021 | 0 | 0 | SWHC046-03 | Com Central HVAC (Small) - Fuel Sub - Panel Upgrade - ZEAS 2030 - Marine ¦ SCG ¦ Marine | Com Central HVAC (Small) - Fuel Sub - Panel Upgrade - ZEAS 2030 - Marine | 0.038925 | 0.186 | 1 | CBSA 2014, adjusted to reflect new efficiencies | 0 | 2012 | 1 | SWHC046-03
COM-HVAC-FS-PU-20-ZEAS.44 | Com ¦ Small Code HVAC System Integrated Furnace and AC - Panel Upgrade - ZEAS 2030 - Marine ¦ SCG ¦ Marine | Com ¦ Small Code HVAC System Integrated Furnace and AC - Panel Upgrade - ZEAS 2030 - Marine | SCG ¦ Marine | SCG | All | Electric & Gas | Code AC with gas furnace, <65 kbtuh | Average Existing and Code |  | 2030 | 1 | Conventional | HVAC | Com - Refrig. Warehouse | Com | ROB Only | 0 | 1000 sqft2 of floor space | Cap-Tons | 15 | DEER:HVAC_Split-Package_HP | 0 | 0 | 0 | SWHC046-03 | 0 | 2021 | 0 | 2021 | 0 | 0 | SWHC046-03 | Com Central HVAC (Small) - Fuel Sub - Panel Upgrade - ZEAS 2030 - Marine ¦ SCG ¦ Marine | Com Central HVAC (Small) - Fuel Sub - Panel Upgrade - ZEAS 2030 - Marine | 0 | 0.186 | 1 | CBSA 2014, adjusted to reflect new efficiencies | 0 | 2012 | 1 | SWHC046-03
COM-HVAC-FS-PU-20-ZEAS.45 | Com ¦ Small Code HVAC System Integrated Furnace and AC - Panel Upgrade - ZEAS 2030 - Marine ¦ SCG ¦ Marine | Com ¦ Small Code HVAC System Integrated Furnace and AC - Panel Upgrade - ZEAS 2030 - Marine | SCG ¦ Marine | SCG | All | Electric & Gas | Code AC with gas furnace, <65 kbtuh | Average Existing and Code |  | 2030 | 1 | Conventional | HVAC | Com - Restaurant | Com | ROB Only | 0 | 1000 sqft2 of floor space | Cap-Tons | 15 | DEER:HVAC_Split-Package_HP | 0 | 0 | 0 | SWHC046-03 | 1093.6667 | 2021 | 569.55 | 2021 | 0 | 0 | SWHC046-03 | Com Central HVAC (Small) - Fuel Sub - Panel Upgrade - ZEAS 2030 - Marine ¦ SCG ¦ Marine | Com Central HVAC (Small) - Fuel Sub - Panel Upgrade - ZEAS 2030 - Marine | 0.039657 | 0.186 | 1 | CBSA 2014, adjusted to reflect new efficiencies | 0 | 2012 | 1 | SWHC046-03
COM-HVAC-FS-PU-20-ZEAS.46 | Com ¦ Small Code HVAC System Integrated Furnace and AC - Panel Upgrade - ZEAS 2030 - Marine ¦ SCG ¦ Marine | Com ¦ Small Code HVAC System Integrated Furnace and AC - Panel Upgrade - ZEAS 2030 - Marine | SCG ¦ Marine | SCG | All | Electric & Gas | Code AC with gas furnace, <65 kbtuh | Average Existing and Code |  | 2030 | 1 | Conventional | HVAC | Com - Retail | Com | ROB Only | 0 | 1000 sqft2 of floor space | Cap-Tons | 15 | DEER:HVAC_Split-Package_HP | 0 | 0 | 0 | SWHC046-03 | 1093.6667 | 2021 | 569.55 | 2021 | 0 | 0 | SWHC046-03 | Com Central HVAC (Small) - Fuel Sub - Panel Upgrade - ZEAS 2030 - Marine ¦ SCG ¦ Marine | Com Central HVAC (Small) - Fuel Sub - Panel Upgrade - ZEAS 2030 - Marine | 0.016778 | 0.186 | 1 | CBSA 2014, adjusted to reflect new efficiencies | 0 | 2012 | 1 | SWHC046-03
COM-HVAC-FS-PU-20-ZEAS.47 | Com ¦ Small Code HVAC System Integrated Furnace and AC - Panel Upgrade - ZEAS 2030 - Marine ¦ SCG ¦ Marine | Com ¦ Small Code HVAC System Integrated Furnace and AC - Panel Upgrade - ZEAS 2030 - Marine | SCG ¦ Marine | SCG | All | Electric & Gas | Code AC with gas furnace, <65 kbtuh | Average Existing and Code |  | 2030 | 1 | Conventional | HVAC | Com - School | Com | ROB Only | 0 | 1000 sqft2 of floor space | Cap-Tons | 15 | DEER:HVAC_Split-Package_HP | 0 | 0 | 0 | SWHC046-03 | 1093.6667 | 2021 | 569.55 | 2021 | 0 | 0 | SWHC046-03 | Com Central HVAC (Small) - Fuel Sub - Panel Upgrade - ZEAS 2030 - Marine ¦ SCG ¦ Marine | Com Central HVAC (Small) - Fuel Sub - Panel Upgrade - ZEAS 2030 - Marine | 0.027322 | 0.186 | 1 | CBSA 2014, adjusted to reflect new efficiencies | 0 | 2012 | 1 | SWHC046-03
COM-HVAC-FS-PU-20-ZEAS.48 | Com ¦ Small Code HVAC System Integrated Furnace and AC - Panel Upgrade - ZEAS 2030 - Marine ¦ SCG ¦ Marine | Com ¦ Small Code HVAC System Integrated Furnace and AC - Panel Upgrade - ZEAS 2030 - Marine | SCG ¦ Marine | SCG | All | Electric & Gas | Code AC with gas furnace, <65 kbtuh | Average Existing and Code |  | 2030 | 1 | Conventional | HVAC | Com - Warehouse | Com | ROB Only | 0 | 1000 sqft2 of floor space | Cap-Tons | 15 | DEER:HVAC_Split-Package_HP | 0 | 0 | 0 | SWHC046-03 | 1093.6667 | 2021 | 569.55 | 2021 | 0 | 0 | SWHC046-03 | Com Central HVAC (Small) - Fuel Sub - Panel Upgrade - ZEAS 2030 - Marine ¦ SCG ¦ Marine | Com Central HVAC (Small) - Fuel Sub - Panel Upgrade - ZEAS 2030 - Marine | 0.0051386 | 0.186 | 1 | CBSA 2014, adjusted to reflect new efficiencies | 0 | 2012 | 1 | SWHC046-03
COM-HVAC-FS-PU-20-ZEAS.49 | Com ¦ Small Code HVAC System Integrated Furnace and AC - Panel Upgrade - ZEAS 2030 - Hot-Dry ¦ SCG ¦ Hot-Dry | Com ¦ Small Code HVAC System Integrated Furnace and AC - Panel Upgrade - ZEAS 2030 - Hot-Dry | SCG ¦ Hot-Dry | SCG | All | Electric & Gas | Code AC with gas furnace, <65 kbtuh | Average Existing and Code |  | 2030 | 1 | Conventional | HVAC | Com - College | Com | ROB Only | 0 | 1000 sqft2 of floor space | Cap-Tons | 15 | DEER:HVAC_Split-Package_HP | 0 | 0 | 0 | SWHC046-03 | 1093.6667 | 2021 | 569.55 | 2021 | 0 | 0 | SWHC046-03 | Com Central HVAC (Small) - Fuel Sub - Panel Upgrade - ZEAS 2030 - Hot-Dry ¦ SCG ¦ Hot-Dry | Com Central HVAC (Small) - Fuel Sub - Panel Upgrade - ZEAS 2030 - Hot-Dry | 0.022689 | 0.186 | 1 | CBSA 2014, adjusted to reflect new efficiencies | 0 | 2012 | 1 | SWHC046-03
COM-HVAC-FS-PU-20-ZEAS.50 | Com ¦ Small Code HVAC System Integrated Furnace and AC - Panel Upgrade - ZEAS 2030 - Hot-Dry ¦ SCG ¦ Hot-Dry | Com ¦ Small Code HVAC System Integrated Furnace and AC - Panel Upgrade - ZEAS 2030 - Hot-Dry | SCG ¦ Hot-Dry | SCG | All | Electric & Gas | Code AC with gas furnace, <65 kbtuh | Average Existing and Code |  | 2030 | 1 | Conventional | HVAC | Com - Grocery | Com | ROB Only | 0 | 1000 sqft2 of floor space | Cap-Tons | 15 | DEER:HVAC_Split-Package_HP | 0 | 0 | 0 | SWHC046-03 | 1093.6667 | 2021 | 569.55 | 2021 | 0 | 0 | SWHC046-03 | Com Central HVAC (Small) - Fuel Sub - Panel Upgrade - ZEAS 2030 - Hot-Dry ¦ SCG ¦ Hot-Dry | Com Central HVAC (Small) - Fuel Sub - Panel Upgrade - ZEAS 2030 - Hot-Dry | 0.040359 | 0.186 | 1 | CBSA 2014, adjusted to reflect new efficiencies | 0 | 2012 | 1 | SWHC046-03
COM-HVAC-FS-PU-20-ZEAS.51 | Com ¦ Small Code HVAC System Integrated Furnace and AC - Panel Upgrade - ZEAS 2030 - Hot-Dry ¦ SCG ¦ Hot-Dry | Com ¦ Small Code HVAC System Integrated Furnace and AC - Panel Upgrade - ZEAS 2030 - Hot-Dry | SCG ¦ Hot-Dry | SCG | All | Electric & Gas | Code AC with gas furnace, <65 kbtuh | Average Existing and Code |  | 2030 | 1 | Conventional | HVAC | Com - Health | Com | ROB Only | 0 | 1000 sqft2 of floor space | Cap-Tons | 15 | DEER:HVAC_Split-Package_HP | 0 | 0 | 0 | SWHC046-03 | 1093.6667 | 2021 | 569.55 | 2021 | 0 | 0 | SWHC046-03 | Com Central HVAC (Small) - Fuel Sub - Panel Upgrade - ZEAS 2030 - Hot-Dry ¦ SCG ¦ Hot-Dry | Com Central HVAC (Small) - Fuel Sub - Panel Upgrade - ZEAS 2030 - Hot-Dry | 0.032178 | 0.186 | 1 | CBSA 2014, adjusted to reflect new efficiencies | 0 | 2012 | 1 | SWHC046-03
COM-HVAC-FS-PU-20-ZEAS.52 | Com ¦ Small Code HVAC System Integrated Furnace and AC - Panel Upgrade - ZEAS 2030 - Hot-Dry ¦ SCG ¦ Hot-Dry | Com ¦ Small Code HVAC System Integrated Furnace and AC - Panel Upgrade - ZEAS 2030 - Hot-Dry | SCG ¦ Hot-Dry | SCG | All | Electric & Gas | Code AC with gas furnace, <65 kbtuh | Average Existing and Code |  | 2030 | 1 | Conventional | HVAC | Com - Lodging | Com | ROB Only | 0 | 1000 sqft2 of floor space | Cap-Tons | 15 | DEER:HVAC_Split-Package_HP | 0 | 0 | 0 | SWHC046-03 | 1093.6667 | 2021 | 569.55 | 2021 | 0 | 0 | SWHC046-03 | Com Central HVAC (Small) - Fuel Sub - Panel Upgrade - ZEAS 2030 - Hot-Dry ¦ SCG ¦ Hot-Dry | Com Central HVAC (Small) - Fuel Sub - Panel Upgrade - ZEAS 2030 - Hot-Dry | 0.018069 | 0.186 | 1 | CBSA 2014, adjusted to reflect new efficiencies | 0 | 2012 | 1 | SWHC046-03
COM-HVAC-FS-PU-20-ZEAS.53 | Com ¦ Small Code HVAC System Integrated Furnace and AC - Panel Upgrade - ZEAS 2030 - Hot-Dry ¦ SCG ¦ Hot-Dry | Com ¦ Small Code HVAC System Integrated Furnace and AC - Panel Upgrade - ZEAS 2030 - Hot-Dry | SCG ¦ Hot-Dry | SCG | All | Electric & Gas | Code AC with gas furnace, <65 kbtuh | Average Existing and Code |  | 2030 | 1 | Conventional | HVAC | Com - Office (Large) | Com | ROB Only | 0 | 1000 sqft2 of floor space | Cap-Tons | 15 | DEER:HVAC_Split-Package_HP | 0 | 0 | 0 | SWHC046-03 | 1093.6667 | 2021 | 569.55 | 2021 | 0 | 0 | SWHC046-03 | Com Central HVAC (Small) - Fuel Sub - Panel Upgrade - ZEAS 2030 - Hot-Dry ¦ SCG ¦ Hot-Dry | Com Central HVAC (Small) - Fuel Sub - Panel Upgrade - ZEAS 2030 - Hot-Dry | 0.023953 | 0.186 | 1 | CBSA 2014, adjusted to reflect new efficiencies | 0 | 2012 | 1 | SWHC046-03
COM-HVAC-FS-PU-20-ZEAS.54 | Com ¦ Small Code HVAC System Integrated Furnace and AC - Panel Upgrade - ZEAS 2030 - Hot-Dry ¦ SCG ¦ Hot-Dry | Com ¦ Small Code HVAC System Integrated Furnace and AC - Panel Upgrade - ZEAS 2030 - Hot-Dry | SCG ¦ Hot-Dry | SCG | All | Electric & Gas | Code AC with gas furnace, <65 kbtuh | Average Existing and Code |  | 2030 | 1 | Conventional | HVAC | Com - Office (Small) | Com | ROB Only | 0 | 1000 sqft2 of floor space | Cap-Tons | 15 | DEER:HVAC_Split-Package_HP | 0 | 0 | 0 | SWHC046-03 | 1093.6667 | 2021 | 569.55 | 2021 | 0 | 0 | SWHC046-03 | Com Central HVAC (Small) - Fuel Sub - Panel Upgrade - ZEAS 2030 - Hot-Dry ¦ SCG ¦ Hot-Dry | Com Central HVAC (Small) - Fuel Sub - Panel Upgrade - ZEAS 2030 - Hot-Dry | 0.027176 | 0.186 | 1 | CBSA 2014, adjusted to reflect new efficiencies | 0 | 2012 | 1 | SWHC046-03
COM-HVAC-FS-PU-20-ZEAS.55 | Com ¦ Small Code HVAC System Integrated Furnace and AC - Panel Upgrade - ZEAS 2030 - Hot-Dry ¦ SCG ¦ Hot-Dry | Com ¦ Small Code HVAC System Integrated Furnace and AC - Panel Upgrade - ZEAS 2030 - Hot-Dry | SCG ¦ Hot-Dry | SCG | All | Electric & Gas | Code AC with gas furnace, <65 kbtuh | Average Existing and Code |  | 2030 | 1 | Conventional | HVAC | Com - Other | Com | ROB Only | 0 | 1000 sqft2 of floor space | Cap-Tons | 15 | DEER:HVAC_Split-Package_HP | 0 | 0 | 0 | SWHC046-03 | 1093.6667 | 2021 | 569.55 | 2021 | 0 | 0 | SWHC046-03 | Com Central HVAC (Small) - Fuel Sub - Panel Upgrade - ZEAS 2030 - Hot-Dry ¦ SCG ¦ Hot-Dry | Com Central HVAC (Small) - Fuel Sub - Panel Upgrade - ZEAS 2030 - Hot-Dry | 0.038925 | 0.186 | 1 | CBSA 2014, adjusted to reflect new efficiencies | 0 | 2012 | 1 | SWHC046-03
COM-HVAC-FS-PU-20-ZEAS.56 | Com ¦ Small Code HVAC System Integrated Furnace and AC - Panel Upgrade - ZEAS 2030 - Hot-Dry ¦ SCG ¦ Hot-Dry | Com ¦ Small Code HVAC System Integrated Furnace and AC - Panel Upgrade - ZEAS 2030 - Hot-Dry | SCG ¦ Hot-Dry | SCG | All | Electric & Gas | Code AC with gas furnace, <65 kbtuh | Average Existing and Code |  | 2030 | 1 | Conventional | HVAC | Com - Refrig. Warehouse | Com | ROB Only | 0 | 1000 sqft2 of floor space | Cap-Tons | 15 | DEER:HVAC_Split-Package_HP | 0 | 0 | 0 | SWHC046-03 | 0 | 2021 | 0 | 2021 | 0 | 0 | SWHC046-03 | Com Central HVAC (Small) - Fuel Sub - Panel Upgrade - ZEAS 2030 - Hot-Dry ¦ SCG ¦ Hot-Dry | Com Central HVAC (Small) - Fuel Sub - Panel Upgrade - ZEAS 2030 - Hot-Dry | 0 | 0.186 | 1 | CBSA 2014, adjusted to reflect new efficiencies | 0 | 2012 | 1 | SWHC046-03
COM-HVAC-FS-PU-20-ZEAS.57 | Com ¦ Small Code HVAC System Integrated Furnace and AC - Panel Upgrade - ZEAS 2030 - Hot-Dry ¦ SCG ¦ Hot-Dry | Com ¦ Small Code HVAC System Integrated Furnace and AC - Panel Upgrade - ZEAS 2030 - Hot-Dry | SCG ¦ Hot-Dry | SCG | All | Electric & Gas | Code AC with gas furnace, <65 kbtuh | Average Existing and Code |  | 2030 | 1 | Conventional | HVAC | Com - Restaurant | Com | ROB Only | 0 | 1000 sqft2 of floor space | Cap-Tons | 15 | DEER:HVAC_Split-Package_HP | 0 | 0 | 0 | SWHC046-03 | 1093.6667 | 2021 | 569.55 | 2021 | 0 | 0 | SWHC046-03 | Com Central HVAC (Small) - Fuel Sub - Panel Upgrade - ZEAS 2030 - Hot-Dry ¦ SCG ¦ Hot-Dry | Com Central HVAC (Small) - Fuel Sub - Panel Upgrade - ZEAS 2030 - Hot-Dry | 0.039657 | 0.186 | 1 | CBSA 2014, adjusted to reflect new efficiencies | 0 | 2012 | 1 | SWHC046-03
COM-HVAC-FS-PU-20-ZEAS.58 | Com ¦ Small Code HVAC System Integrated Furnace and AC - Panel Upgrade - ZEAS 2030 - Hot-Dry ¦ SCG ¦ Hot-Dry | Com ¦ Small Code HVAC System Integrated Furnace and AC - Panel Upgrade - ZEAS 2030 - Hot-Dry | SCG ¦ Hot-Dry | SCG | All | Electric & Gas | Code AC with gas furnace, <65 kbtuh | Average Existing and Code |  | 2030 | 1 | Conventional | HVAC | Com - Retail | Com | ROB Only | 0 | 1000 sqft2 of floor space | Cap-Tons | 15 | DEER:HVAC_Split-Package_HP | 0 | 0 | 0 | SWHC046-03 | 1093.6667 | 2021 | 569.55 | 2021 | 0 | 0 | SWHC046-03 | Com Central HVAC (Small) - Fuel Sub - Panel Upgrade - ZEAS 2030 - Hot-Dry ¦ SCG ¦ Hot-Dry | Com Central HVAC (Small) - Fuel Sub - Panel Upgrade - ZEAS 2030 - Hot-Dry | 0.016778 | 0.186 | 1 | CBSA 2014, adjusted to reflect new efficiencies | 0 | 2012 | 1 | SWHC046-03
COM-HVAC-FS-PU-20-ZEAS.59 | Com ¦ Small Code HVAC System Integrated Furnace and AC - Panel Upgrade - ZEAS 2030 - Hot-Dry ¦ SCG ¦ Hot-Dry | Com ¦ Small Code HVAC System Integrated Furnace and AC - Panel Upgrade - ZEAS 2030 - Hot-Dry | SCG ¦ Hot-Dry | SCG | All | Electric & Gas | Code AC with gas furnace, <65 kbtuh | Average Existing and Code |  | 2030 | 1 | Conventional | HVAC | Com - School | Com | ROB Only | 0 | 1000 sqft2 of floor space | Cap-Tons | 15 | DEER:HVAC_Split-Package_HP | 0 | 0 | 0 | SWHC046-03 | 1093.6667 | 2021 | 569.55 | 2021 | 0 | 0 | SWHC046-03 | Com Central HVAC (Small) - Fuel Sub - Panel Upgrade - ZEAS 2030 - Hot-Dry ¦ SCG ¦ Hot-Dry | Com Central HVAC (Small) - Fuel Sub - Panel Upgrade - ZEAS 2030 - Hot-Dry | 0.027322 | 0.186 | 1 | CBSA 2014, adjusted to reflect new efficiencies | 0 | 2012 | 1 | SWHC046-03
COM-HVAC-FS-PU-20-ZEAS.60 | Com ¦ Small Code HVAC System Integrated Furnace and AC - Panel Upgrade - ZEAS 2030 - Hot-Dry ¦ SCG ¦ Hot-Dry | Com ¦ Small Code HVAC System Integrated Furnace and AC - Panel Upgrade - ZEAS 2030 - Hot-Dry | SCG ¦ Hot-Dry | SCG | All | Electric & Gas | Code AC with gas furnace, <65 kbtuh | Average Existing and Code |  | 2030 | 1 | Conventional | HVAC | Com - Warehouse | Com | ROB Only | 0 | 1000 sqft2 of floor space | Cap-Tons | 15 | DEER:HVAC_Split-Package_HP | 0 | 0 | 0 | SWHC046-03 | 1093.6667 | 2021 | 569.55 | 2021 | 0 | 0 | SWHC046-03 | Com Central HVAC (Small) - Fuel Sub - Panel Upgrade - ZEAS 2030 - Hot-Dry ¦ SCG ¦ Hot-Dry | Com Central HVAC (Small) - Fuel Sub - Panel Upgrade - ZEAS 2030 - Hot-Dry | 0.0051386 | 0.186 | 1 | CBSA 2014, adjusted to reflect new efficiencies | 0 | 2012 | 1 | SWHC046-03
COM-HVAC-FS-PU-20-ZEAS.61 | Com ¦ Small Code HVAC System Integrated Furnace and AC - Panel Upgrade - ZEAS 2030 - Cold ¦ SCG ¦ Cold | Com ¦ Small Code HVAC System Integrated Furnace and AC - Panel Upgrade - ZEAS 2030 - Cold | SCG ¦ Cold | SCG | All | Electric & Gas | Code AC with gas furnace, <65 kbtuh | Average Existing and Code |  | 2030 | 1 | Conventional | HVAC | Com - College | Com | ROB Only | 0 | 1000 sqft2 of floor space | Cap-Tons | 15 | DEER:HVAC_Split-Package_HP | 0 | 0 | 0 | SWHC046-03 | 1093.6667 | 2021 | 569.55 | 2021 | 0 | 0 | SWHC046-03 | Com Central HVAC (Small) - Fuel Sub - Panel Upgrade - ZEAS 2030 - Cold ¦ SCG ¦ Cold | Com Central HVAC (Small) - Fuel Sub - Panel Upgrade - ZEAS 2030 - Cold | 0.022689 | 0.186 | 1 | CBSA 2014, adjusted to reflect new efficiencies | 0 | 2012 | 1 | SWHC046-03
COM-HVAC-FS-PU-20-ZEAS.62 | Com ¦ Small Code HVAC System Integrated Furnace and AC - Panel Upgrade - ZEAS 2030 - Cold ¦ SCG ¦ Cold | Com ¦ Small Code HVAC System Integrated Furnace and AC - Panel Upgrade - ZEAS 2030 - Cold | SCG ¦ Cold | SCG | All | Electric & Gas | Code AC with gas furnace, <65 kbtuh | Average Existing and Code |  | 2030 | 1 | Conventional | HVAC | Com - Grocery | Com | ROB Only | 0 | 1000 sqft2 of floor space | Cap-Tons | 15 | DEER:HVAC_Split-Package_HP | 0 | 0 | 0 | SWHC046-03 | 1093.6667 | 2021 | 569.55 | 2021 | 0 | 0 | SWHC046-03 | Com Central HVAC (Small) - Fuel Sub - Panel Upgrade - ZEAS 2030 - Cold ¦ SCG ¦ Cold | Com Central HVAC (Small) - Fuel Sub - Panel Upgrade - ZEAS 2030 - Cold | 0.040359 | 0.186 | 1 | CBSA 2014, adjusted to reflect new efficiencies | 0 | 2012 | 1 | SWHC046-03
COM-HVAC-FS-PU-20-ZEAS.63 | Com ¦ Small Code HVAC System Integrated Furnace and AC - Panel Upgrade - ZEAS 2030 - Cold ¦ SCG ¦ Cold | Com ¦ Small Code HVAC System Integrated Furnace and AC - Panel Upgrade - ZEAS 2030 - Cold | SCG ¦ Cold | SCG | All | Electric & Gas | Code AC with gas furnace, <65 kbtuh | Average Existing and Code |  | 2030 | 1 | Conventional | HVAC | Com - Health | Com | ROB Only | 0 | 1000 sqft2 of floor space | Cap-Tons | 15 | DEER:HVAC_Split-Package_HP | 0 | 0 | 0 | SWHC046-03 | 1093.6667 | 2021 | 569.55 | 2021 | 0 | 0 | SWHC046-03 | Com Central HVAC (Small) - Fuel Sub - Panel Upgrade - ZEAS 2030 - Cold ¦ SCG ¦ Cold | Com Central HVAC (Small) - Fuel Sub - Panel Upgrade - ZEAS 2030 - Cold | 0.032178 | 0.186 | 1 | CBSA 2014, adjusted to reflect new efficiencies | 0 | 2012 | 1 | SWHC046-03
COM-HVAC-FS-PU-20-ZEAS.64 | Com ¦ Small Code HVAC System Integrated Furnace and AC - Panel Upgrade - ZEAS 2030 - Cold ¦ SCG ¦ Cold | Com ¦ Small Code HVAC System Integrated Furnace and AC - Panel Upgrade - ZEAS 2030 - Cold | SCG ¦ Cold | SCG | All | Electric & Gas | Code AC with gas furnace, <65 kbtuh | Average Existing and Code |  | 2030 | 1 | Conventional | HVAC | Com - Lodging | Com | ROB Only | 0 | 1000 sqft2 of floor space | Cap-Tons | 15 | DEER:HVAC_Split-Package_HP | 0 | 0 | 0 | SWHC046-03 | 1093.6667 | 2021 | 569.55 | 2021 | 0 | 0 | SWHC046-03 | Com Central HVAC (Small) - Fuel Sub - Panel Upgrade - ZEAS 2030 - Cold ¦ SCG ¦ Cold | Com Central HVAC (Small) - Fuel Sub - Panel Upgrade - ZEAS 2030 - Cold | 0.018069 | 0.186 | 1 | CBSA 2014, adjusted to reflect new efficiencies | 0 | 2012 | 1 | SWHC046-03
COM-HVAC-FS-PU-20-ZEAS.65 | Com ¦ Small Code HVAC System Integrated Furnace and AC - Panel Upgrade - ZEAS 2030 - Cold ¦ SCG ¦ Cold | Com ¦ Small Code HVAC System Integrated Furnace and AC - Panel Upgrade - ZEAS 2030 - Cold | SCG ¦ Cold | SCG | All | Electric & Gas | Code AC with gas furnace, <65 kbtuh | Average Existing and Code |  | 2030 | 1 | Conventional | HVAC | Com - Office (Large) | Com | ROB Only | 0 | 1000 sqft2 of floor space | Cap-Tons | 15 | DEER:HVAC_Split-Package_HP | 0 | 0 | 0 | SWHC046-03 | 1093.6667 | 2021 | 569.55 | 2021 | 0 | 0 | SWHC046-03 | Com Central HVAC (Small) - Fuel Sub - Panel Upgrade - ZEAS 2030 - Cold ¦ SCG ¦ Cold | Com Central HVAC (Small) - Fuel Sub - Panel Upgrade - ZEAS 2030 - Cold | 0.023953 | 0.186 | 1 | CBSA 2014, adjusted to reflect new efficiencies | 0 | 2012 | 1 | SWHC046-03
COM-HVAC-FS-PU-20-ZEAS.66 | Com ¦ Small Code HVAC System Integrated Furnace and AC - Panel Upgrade - ZEAS 2030 - Cold ¦ SCG ¦ Cold | Com ¦ Small Code HVAC System Integrated Furnace and AC - Panel Upgrade - ZEAS 2030 - Cold | SCG ¦ Cold | SCG | All | Electric & Gas | Code AC with gas furnace, <65 kbtuh | Average Existing and Code |  | 2030 | 1 | Conventional | HVAC | Com - Office (Small) | Com | ROB Only | 0 | 1000 sqft2 of floor space | Cap-Tons | 15 | DEER:HVAC_Split-Package_HP | 0 | 0 | 0 | SWHC046-03 | 1093.6667 | 2021 | 569.55 | 2021 | 0 | 0 | SWHC046-03 | Com Central HVAC (Small) - Fuel Sub - Panel Upgrade - ZEAS 2030 - Cold ¦ SCG ¦ Cold | Com Central HVAC (Small) - Fuel Sub - Panel Upgrade - ZEAS 2030 - Cold | 0.027176 | 0.186 | 1 | CBSA 2014, adjusted to reflect new efficiencies | 0 | 2012 | 1 | SWHC046-03
COM-HVAC-FS-PU-20-ZEAS.67 | Com ¦ Small Code HVAC System Integrated Furnace and AC - Panel Upgrade - ZEAS 2030 - Cold ¦ SCG ¦ Cold | Com ¦ Small Code HVAC System Integrated Furnace and AC - Panel Upgrade - ZEAS 2030 - Cold | SCG ¦ Cold | SCG | All | Electric & Gas | Code AC with gas furnace, <65 kbtuh | Average Existing and Code |  | 2030 | 1 | Conventional | HVAC | Com - Other | Com | ROB Only | 0 | 1000 sqft2 of floor space | Cap-Tons | 15 | DEER:HVAC_Split-Package_HP | 0 | 0 | 0 | SWHC046-03 | 1093.6667 | 2021 | 569.55 | 2021 | 0 | 0 | SWHC046-03 | Com Central HVAC (Small) - Fuel Sub - Panel Upgrade - ZEAS 2030 - Cold ¦ SCG ¦ Cold | Com Central HVAC (Small) - Fuel Sub - Panel Upgrade - ZEAS 2030 - Cold | 0.038925 | 0.186 | 1 | CBSA 2014, adjusted to reflect new efficiencies | 0 | 2012 | 1 | SWHC046-03
COM-HVAC-FS-PU-20-ZEAS.68 | Com ¦ Small Code HVAC System Integrated Furnace and AC - Panel Upgrade - ZEAS 2030 - Cold ¦ SCG ¦ Cold | Com ¦ Small Code HVAC System Integrated Furnace and AC - Panel Upgrade - ZEAS 2030 - Cold | SCG ¦ Cold | SCG | All | Electric & Gas | Code AC with gas furnace, <65 kbtuh | Average Existing and Code |  | 2030 | 1 | Conventional | HVAC | Com - Refrig. Warehouse | Com | ROB Only | 0 | 1000 sqft2 of floor space | Cap-Tons | 15 | DEER:HVAC_Split-Package_HP | 0 | 0 | 0 | SWHC046-03 | 0 | 2021 | 0 | 2021 | 0 | 0 | SWHC046-03 | Com Central HVAC (Small) - Fuel Sub - Panel Upgrade - ZEAS 2030 - Cold ¦ SCG ¦ Cold | Com Central HVAC (Small) - Fuel Sub - Panel Upgrade - ZEAS 2030 - Cold | 0 | 0.186 | 1 | CBSA 2014, adjusted to reflect new efficiencies | 0 | 2012 | 1 | SWHC046-03
COM-HVAC-FS-PU-20-ZEAS.69 | Com ¦ Small Code HVAC System Integrated Furnace and AC - Panel Upgrade - ZEAS 2030 - Cold ¦ SCG ¦ Cold | Com ¦ Small Code HVAC System Integrated Furnace and AC - Panel Upgrade - ZEAS 2030 - Cold | SCG ¦ Cold | SCG | All | Electric & Gas | Code AC with gas furnace, <65 kbtuh | Average Existing and Code |  | 2030 | 1 | Conventional | HVAC | Com - Restaurant | Com | ROB Only | 0 | 1000 sqft2 of floor space | Cap-Tons | 15 | DEER:HVAC_Split-Package_HP | 0 | 0 | 0 | SWHC046-03 | 1093.6667 | 2021 | 569.55 | 2021 | 0 | 0 | SWHC046-03 | Com Central HVAC (Small) - Fuel Sub - Panel Upgrade - ZEAS 2030 - Cold ¦ SCG ¦ Cold | Com Central HVAC (Small) - Fuel Sub - Panel Upgrade - ZEAS 2030 - Cold | 0.039657 | 0.186 | 1 | CBSA 2014, adjusted to reflect new efficiencies | 0 | 2012 | 1 | SWHC046-03
COM-HVAC-FS-PU-20-ZEAS.70 | Com ¦ Small Code HVAC System Integrated Furnace and AC - Panel Upgrade - ZEAS 2030 - Cold ¦ SCG ¦ Cold | Com ¦ Small Code HVAC System Integrated Furnace and AC - Panel Upgrade - ZEAS 2030 - Cold | SCG ¦ Cold | SCG | All | Electric & Gas | Code AC with gas furnace, <65 kbtuh | Average Existing and Code |  | 2030 | 1 | Conventional | HVAC | Com - Retail | Com | ROB Only | 0 | 1000 sqft2 of floor space | Cap-Tons | 15 | DEER:HVAC_Split-Package_HP | 0 | 0 | 0 | SWHC046-03 | 1093.6667 | 2021 | 569.55 | 2021 | 0 | 0 | SWHC046-03 | Com Central HVAC (Small) - Fuel Sub - Panel Upgrade - ZEAS 2030 - Cold ¦ SCG ¦ Cold | Com Central HVAC (Small) - Fuel Sub - Panel Upgrade - ZEAS 2030 - Cold | 0.016778 | 0.186 | 1 | CBSA 2014, adjusted to reflect new efficiencies | 0 | 2012 | 1 | SWHC046-03
COM-HVAC-FS-PU-20-ZEAS.71 | Com ¦ Small Code HVAC System Integrated Furnace and AC - Panel Upgrade - ZEAS 2030 - Cold ¦ SCG ¦ Cold | Com ¦ Small Code HVAC System Integrated Furnace and AC - Panel Upgrade - ZEAS 2030 - Cold | SCG ¦ Cold | SCG | All | Electric & Gas | Code AC with gas furnace, <65 kbtuh | Average Existing and Code |  | 2030 | 1 | Conventional | HVAC | Com - School | Com | ROB Only | 0 | 1000 sqft2 of floor space | Cap-Tons | 15 | DEER:HVAC_Split-Package_HP | 0 | 0 | 0 | SWHC046-03 | 1093.6667 | 2021 | 569.55 | 2021 | 0 | 0 | SWHC046-03 | Com Central HVAC (Small) - Fuel Sub - Panel Upgrade - ZEAS 2030 - Cold ¦ SCG ¦ Cold | Com Central HVAC (Small) - Fuel Sub - Panel Upgrade - ZEAS 2030 - Cold | 0.027322 | 0.186 | 1 | CBSA 2014, adjusted to reflect new efficiencies | 0 | 2012 | 1 | SWHC046-03
COM-HVAC-FS-PU-20-ZEAS.72 | Com ¦ Small Code HVAC System Integrated Furnace and AC - Panel Upgrade - ZEAS 2030 - Cold ¦ SCG ¦ Cold | Com ¦ Small Code HVAC System Integrated Furnace and AC - Panel Upgrade - ZEAS 2030 - Cold | SCG ¦ Cold | SCG | All | Electric & Gas | Code AC with gas furnace, <65 kbtuh | Average Existing and Code |  | 2030 | 1 | Conventional | HVAC | Com - Warehouse | Com | ROB Only | 0 | 1000 sqft2 of floor space | Cap-Tons | 15 | DEER:HVAC_Split-Package_HP | 0 | 0 | 0 | SWHC046-03 | 1093.6667 | 2021 | 569.55 | 2021 | 0 | 0 | SWHC046-03 | Com Central HVAC (Small) - Fuel Sub - Panel Upgrade - ZEAS 2030 - Cold ¦ SCG ¦ Cold | Com Central HVAC (Small) - Fuel Sub - Panel Upgrade - ZEAS 2030 - Cold | 0.0051386 | 0.186 | 1 | CBSA 2014, adjusted to reflect new efficiencies | 0 | 2012 | 1 | SWHC046-03
COM-HVAC-FS-PU-20-ZEAS.73 | Com ¦ Small Code HVAC System Integrated Furnace and AC - Panel Upgrade - ZEAS 2030 - Marine ¦ SDG&E ¦ Marine | Com ¦ Small Code HVAC System Integrated Furnace and AC - Panel Upgrade - ZEAS 2030 - Marine | SDG&E ¦ Marine | SDG&E | All | Electric & Gas | Code AC with gas furnace, <65 kbtuh | Average Existing and Code |  | 2030 | 1 | Conventional | HVAC | Com - College | Com | ROB Only | 0 | 1000 sqft2 of floor space | Cap-Tons | 15 | DEER:HVAC_Split-Package_HP | 0 | 0 | 0 | SWHC046-03 | 1093.6667 | 2021 | 569.55 | 2021 | 0 | 0 | SWHC046-03 | Com Central HVAC (Small) - Fuel Sub - Panel Upgrade - ZEAS 2030 - Marine ¦ SDG&E ¦ Marine | Com Central HVAC (Small) - Fuel Sub - Panel Upgrade - ZEAS 2030 - Marine | 0.022234 | 0.186 | 1 | CBSA 2014, adjusted to reflect new efficiencies | 0 | 2012 | 1 | SWHC046-03
COM-HVAC-FS-PU-20-ZEAS.74 | Com ¦ Small Code HVAC System Integrated Furnace and AC - Panel Upgrade - ZEAS 2030 - Marine ¦ SDG&E ¦ Marine | Com ¦ Small Code HVAC System Integrated Furnace and AC - Panel Upgrade - ZEAS 2030 - Marine | SDG&E ¦ Marine | SDG&E | All | Electric & Gas | Code AC with gas furnace, <65 kbtuh | Average Existing and Code |  | 2030 | 1 | Conventional | HVAC | Com - Grocery | Com | ROB Only | 0 | 1000 sqft2 of floor space | Cap-Tons | 15 | DEER:HVAC_Split-Package_HP | 0 | 0 | 0 | SWHC046-03 | 1093.6667 | 2021 | 569.55 | 2021 | 0 | 0 | SWHC046-03 | Com Central HVAC (Small) - Fuel Sub - Panel Upgrade - ZEAS 2030 - Marine ¦ SDG&E ¦ Marine | Com Central HVAC (Small) - Fuel Sub - Panel Upgrade - ZEAS 2030 - Marine | 0.041033 | 0.186 | 1 | CBSA 2014, adjusted to reflect new efficiencies | 0 | 2012 | 1 | SWHC046-03
COM-HVAC-FS-PU-20-ZEAS.75 | Com ¦ Small Code HVAC System Integrated Furnace and AC - Panel Upgrade - ZEAS 2030 - Marine ¦ SDG&E ¦ Marine | Com ¦ Small Code HVAC System Integrated Furnace and AC - Panel Upgrade - ZEAS 2030 - Marine | SDG&E ¦ Marine | SDG&E | All | Electric & Gas | Code AC with gas furnace, <65 kbtuh | Average Existing and Code |  | 2030 | 1 | Conventional | HVAC | Com - Health | Com | ROB Only | 0 | 1000 sqft2 of floor space | Cap-Tons | 15 | DEER:HVAC_Split-Package_HP | 0 | 0 | 0 | SWHC046-03 | 1093.6667 | 2021 | 569.55 | 2021 | 0 | 0 | SWHC046-03 | Com Central HVAC (Small) - Fuel Sub - Panel Upgrade - ZEAS 2030 - Marine ¦ SDG&E ¦ Marine | Com Central HVAC (Small) - Fuel Sub - Panel Upgrade - ZEAS 2030 - Marine | 0.031998 | 0.186 | 1 | CBSA 2014, adjusted to reflect new efficiencies | 0 | 2012 | 1 | SWHC046-03
COM-HVAC-FS-PU-20-ZEAS.76 | Com ¦ Small Code HVAC System Integrated Furnace and AC - Panel Upgrade - ZEAS 2030 - Marine ¦ SDG&E ¦ Marine | Com ¦ Small Code HVAC System Integrated Furnace and AC - Panel Upgrade - ZEAS 2030 - Marine | SDG&E ¦ Marine | SDG&E | All | Electric & Gas | Code AC with gas furnace, <65 kbtuh | Average Existing and Code |  | 2030 | 1 | Conventional | HVAC | Com - Lodging | Com | ROB Only | 0 | 1000 sqft2 of floor space | Cap-Tons | 15 | DEER:HVAC_Split-Package_HP | 0 | 0 | 0 | SWHC046-03 | 1093.6667 | 2021 | 569.55 | 2021 | 0 | 0 | SWHC046-03 | Com Central HVAC (Small) - Fuel Sub - Panel Upgrade - ZEAS 2030 - Marine ¦ SDG&E ¦ Marine | Com Central HVAC (Small) - Fuel Sub - Panel Upgrade - ZEAS 2030 - Marine | 0.017903 | 0.186 | 1 | CBSA 2014, adjusted to reflect new efficiencies | 0 | 2012 | 1 | SWHC046-03
COM-HVAC-FS-PU-20-ZEAS.77 | Com ¦ Small Code HVAC System Integrated Furnace and AC - Panel Upgrade - ZEAS 2030 - Marine ¦ SDG&E ¦ Marine | Com ¦ Small Code HVAC System Integrated Furnace and AC - Panel Upgrade - ZEAS 2030 - Marine | SDG&E ¦ Marine | SDG&E | All | Electric & Gas | Code AC with gas furnace, <65 kbtuh | Average Existing and Code |  | 2030 | 1 | Conventional | HVAC | Com - Office (Large) | Com | ROB Only | 0 | 1000 sqft2 of floor space | Cap-Tons | 15 | DEER:HVAC_Split-Package_HP | 0 | 0 | 0 | SWHC046-03 | 1093.6667 | 2021 | 569.55 | 2021 | 0 | 0 | SWHC046-03 | Com Central HVAC (Small) - Fuel Sub - Panel Upgrade - ZEAS 2030 - Marine ¦ SDG&E ¦ Marine | Com Central HVAC (Small) - Fuel Sub - Panel Upgrade - ZEAS 2030 - Marine | 0.023374 | 0.186 | 1 | CBSA 2014, adjusted to reflect new efficiencies | 0 | 2012 | 1 | SWHC046-03
COM-HVAC-FS-PU-20-ZEAS.78 | Com ¦ Small Code HVAC System Integrated Furnace and AC - Panel Upgrade - ZEAS 2030 - Marine ¦ SDG&E ¦ Marine | Com ¦ Small Code HVAC System Integrated Furnace and AC - Panel Upgrade - ZEAS 2030 - Marine | SDG&E ¦ Marine | SDG&E | All | Electric & Gas | Code AC with gas furnace, <65 kbtuh | Average Existing and Code |  | 2030 | 1 | Conventional | HVAC | Com - Office (Small) | Com | ROB Only | 0 | 1000 sqft2 of floor space | Cap-Tons | 15 | DEER:HVAC_Split-Package_HP | 0 | 0 | 0 | SWHC046-03 | 1093.6667 | 2021 | 569.55 | 2021 | 0 | 0 | SWHC046-03 | Com Central HVAC (Small) - Fuel Sub - Panel Upgrade - ZEAS 2030 - Marine ¦ SDG&E ¦ Marine | Com Central HVAC (Small) - Fuel Sub - Panel Upgrade - ZEAS 2030 - Marine | 0.028381 | 0.186 | 1 | CBSA 2014, adjusted to reflect new efficiencies | 0 | 2012 | 1 | SWHC046-03
COM-HVAC-FS-PU-20-ZEAS.79 | Com ¦ Small Code HVAC System Integrated Furnace and AC - Panel Upgrade - ZEAS 2030 - Marine ¦ SDG&E ¦ Marine | Com ¦ Small Code HVAC System Integrated Furnace and AC - Panel Upgrade - ZEAS 2030 - Marine | SDG&E ¦ Marine | SDG&E | All | Electric & Gas | Code AC with gas furnace, <65 kbtuh | Average Existing and Code |  | 2030 | 1 | Conventional | HVAC | Com - Other | Com | ROB Only | 0 | 1000 sqft2 of floor space | Cap-Tons | 15 | DEER:HVAC_Split-Package_HP | 0 | 0 | 0 | SWHC046-03 | 1093.6667 | 2021 | 569.55 | 2021 | 0 | 0 | SWHC046-03 | Com Central HVAC (Small) - Fuel Sub - Panel Upgrade - ZEAS 2030 - Marine ¦ SDG&E ¦ Marine | Com Central HVAC (Small) - Fuel Sub - Panel Upgrade - ZEAS 2030 - Marine | 0.03826 | 0.186 | 1 | CBSA 2014, adjusted to reflect new efficiencies | 0 | 2012 | 1 | SWHC046-03
COM-HVAC-FS-PU-20-ZEAS.80 | Com ¦ Small Code HVAC System Integrated Furnace and AC - Panel Upgrade - ZEAS 2030 - Marine ¦ SDG&E ¦ Marine | Com ¦ Small Code HVAC System Integrated Furnace and AC - Panel Upgrade - ZEAS 2030 - Marine | SDG&E ¦ Marine | SDG&E | All | Electric & Gas | Code AC with gas furnace, <65 kbtuh | Average Existing and Code |  | 2030 | 1 | Conventional | HVAC | Com - Refrig. Warehouse | Com | ROB Only | 0 | 1000 sqft2 of floor space | Cap-Tons | 15 | DEER:HVAC_Split-Package_HP | 0 | 0 | 0 | SWHC046-03 | 0 | 2021 | 0 | 2021 | 0 | 0 | SWHC046-03 | Com Central HVAC (Small) - Fuel Sub - Panel Upgrade - ZEAS 2030 - Marine ¦ SDG&E ¦ Marine | Com Central HVAC (Small) - Fuel Sub - Panel Upgrade - ZEAS 2030 - Marine | 0 | 0.186 | 1 | CBSA 2014, adjusted to reflect new efficiencies | 0 | 2012 | 1 | SWHC046-03
COM-HVAC-FS-PU-20-ZEAS.81 | Com ¦ Small Code HVAC System Integrated Furnace and AC - Panel Upgrade - ZEAS 2030 - Marine ¦ SDG&E ¦ Marine | Com ¦ Small Code HVAC System Integrated Furnace and AC - Panel Upgrade - ZEAS 2030 - Marine | SDG&E ¦ Marine | SDG&E | All | Electric & Gas | Code AC with gas furnace, <65 kbtuh | Average Existing and Code |  | 2030 | 1 | Conventional | HVAC | Com - Restaurant | Com | ROB Only | 0 | 1000 sqft2 of floor space | Cap-Tons | 15 | DEER:HVAC_Split-Package_HP | 0 | 0 | 0 | SWHC046-03 | 1093.6667 | 2021 | 569.55 | 2021 | 0 | 0 | SWHC046-03 | Com Central HVAC (Small) - Fuel Sub - Panel Upgrade - ZEAS 2030 - Marine ¦ SDG&E ¦ Marine | Com Central HVAC (Small) - Fuel Sub - Panel Upgrade - ZEAS 2030 - Marine | 0.041427 | 0.186 | 1 | CBSA 2014, adjusted to reflect new efficiencies | 0 | 2012 | 1 | SWHC046-03
COM-HVAC-FS-PU-20-ZEAS.82 | Com ¦ Small Code HVAC System Integrated Furnace and AC - Panel Upgrade - ZEAS 2030 - Marine ¦ SDG&E ¦ Marine | Com ¦ Small Code HVAC System Integrated Furnace and AC - Panel Upgrade - ZEAS 2030 - Marine | SDG&E ¦ Marine | SDG&E | All | Electric & Gas | Code AC with gas furnace, <65 kbtuh | Average Existing and Code |  | 2030 | 1 | Conventional | HVAC | Com - Retail | Com | ROB Only | 0 | 1000 sqft2 of floor space | Cap-Tons | 15 | DEER:HVAC_Split-Package_HP | 0 | 0 | 0 | SWHC046-03 | 1093.6667 | 2021 | 569.55 | 2021 | 0 | 0 | SWHC046-03 | Com Central HVAC (Small) - Fuel Sub - Panel Upgrade - ZEAS 2030 - Marine ¦ SDG&E ¦ Marine | Com Central HVAC (Small) - Fuel Sub - Panel Upgrade - ZEAS 2030 - Marine | 0.016794 | 0.186 | 1 | CBSA 2014, adjusted to reflect new efficiencies | 0 | 2012 | 1 | SWHC046-03
COM-HVAC-FS-PU-20-ZEAS.83 | Com ¦ Small Code HVAC System Integrated Furnace and AC - Panel Upgrade - ZEAS 2030 - Marine ¦ SDG&E ¦ Marine | Com ¦ Small Code HVAC System Integrated Furnace and AC - Panel Upgrade - ZEAS 2030 - Marine | SDG&E ¦ Marine | SDG&E | All | Electric & Gas | Code AC with gas furnace, <65 kbtuh | Average Existing and Code |  | 2030 | 1 | Conventional | HVAC | Com - School | Com | ROB Only | 0 | 1000 sqft2 of floor space | Cap-Tons | 15 | DEER:HVAC_Split-Package_HP | 0 | 0 | 0 | SWHC046-03 | 1093.6667 | 2021 | 569.55 | 2021 | 0 | 0 | SWHC046-03 | Com Central HVAC (Small) - Fuel Sub - Panel Upgrade - ZEAS 2030 - Marine ¦ SDG&E ¦ Marine | Com Central HVAC (Small) - Fuel Sub - Panel Upgrade - ZEAS 2030 - Marine | 0.028241 | 0.186 | 1 | CBSA 2014, adjusted to reflect new efficiencies | 0 | 2012 | 1 | SWHC046-03
COM-HVAC-FS-PU-20-ZEAS.84 | Com ¦ Small Code HVAC System Integrated Furnace and AC - Panel Upgrade - ZEAS 2030 - Marine ¦ SDG&E ¦ Marine | Com ¦ Small Code HVAC System Integrated Furnace and AC - Panel Upgrade - ZEAS 2030 - Marine | SDG&E ¦ Marine | SDG&E | All | Electric & Gas | Code AC with gas furnace, <65 kbtuh | Average Existing and Code |  | 2030 | 1 | Conventional | HVAC | Com - Warehouse | Com | ROB Only | 0 | 1000 sqft2 of floor space | Cap-Tons | 15 | DEER:HVAC_Split-Package_HP | 0 | 0 | 0 | SWHC046-03 | 1093.6667 | 2021 | 569.55 | 2021 | 0 | 0 | SWHC046-03 | Com Central HVAC (Small) - Fuel Sub - Panel Upgrade - ZEAS 2030 - Marine ¦ SDG&E ¦ Marine | Com Central HVAC (Small) - Fuel Sub - Panel Upgrade - ZEAS 2030 - Marine | 0.0051502 | 0.186 | 1 | CBSA 2014, adjusted to reflect new efficiencies | 0 | 2012 | 1 | SWHC046-03
COM-HVAC-FS-PU-20-ZEAS.85 | Com ¦ Small Code HVAC System Integrated Furnace and AC - Panel Upgrade - ZEAS 2030 - Hot-Dry ¦ SDG&E ¦ Hot-Dry | Com ¦ Small Code HVAC System Integrated Furnace and AC - Panel Upgrade - ZEAS 2030 - Hot-Dry | SDG&E ¦ Hot-Dry | SDG&E | All | Electric & Gas | Code AC with gas furnace, <65 kbtuh | Average Existing and Code |  | 2030 | 1 | Conventional | HVAC | Com - College | Com | ROB Only | 0 | 1000 sqft2 of floor space | Cap-Tons | 15 | DEER:HVAC_Split-Package_HP | 0 | 0 | 0 | SWHC046-03 | 1093.6667 | 2021 | 569.55 | 2021 | 0 | 0 | SWHC046-03 | Com Central HVAC (Small) - Fuel Sub - Panel Upgrade - ZEAS 2030 - Hot-Dry ¦ SDG&E ¦ Hot-Dry | Com Central HVAC (Small) - Fuel Sub - Panel Upgrade - ZEAS 2030 - Hot-Dry | 0.022234 | 0.186 | 1 | CBSA 2014, adjusted to reflect new efficiencies | 0 | 2012 | 1 | SWHC046-03
COM-HVAC-FS-PU-20-ZEAS.86 | Com ¦ Small Code HVAC System Integrated Furnace and AC - Panel Upgrade - ZEAS 2030 - Hot-Dry ¦ SDG&E ¦ Hot-Dry | Com ¦ Small Code HVAC System Integrated Furnace and AC - Panel Upgrade - ZEAS 2030 - Hot-Dry | SDG&E ¦ Hot-Dry | SDG&E | All | Electric & Gas | Code AC with gas furnace, <65 kbtuh | Average Existing and Code |  | 2030 | 1 | Conventional | HVAC | Com - Grocery | Com | ROB Only | 0 | 1000 sqft2 of floor space | Cap-Tons | 15 | DEER:HVAC_Split-Package_HP | 0 | 0 | 0 | SWHC046-03 | 1093.6667 | 2021 | 569.55 | 2021 | 0 | 0 | SWHC046-03 | Com Central HVAC (Small) - Fuel Sub - Panel Upgrade - ZEAS 2030 - Hot-Dry ¦ SDG&E ¦ Hot-Dry | Com Central HVAC (Small) - Fuel Sub - Panel Upgrade - ZEAS 2030 - Hot-Dry | 0.041033 | 0.186 | 1 | CBSA 2014, adjusted to reflect new efficiencies | 0 | 2012 | 1 | SWHC046-03
COM-HVAC-FS-PU-20-ZEAS.87 | Com ¦ Small Code HVAC System Integrated Furnace and AC - Panel Upgrade - ZEAS 2030 - Hot-Dry ¦ SDG&E ¦ Hot-Dry | Com ¦ Small Code HVAC System Integrated Furnace and AC - Panel Upgrade - ZEAS 2030 - Hot-Dry | SDG&E ¦ Hot-Dry | SDG&E | All | Electric & Gas | Code AC with gas furnace, <65 kbtuh | Average Existing and Code |  | 2030 | 1 | Conventional | HVAC | Com - Health | Com | ROB Only | 0 | 1000 sqft2 of floor space | Cap-Tons | 15 | DEER:HVAC_Split-Package_HP | 0 | 0 | 0 | SWHC046-03 | 1093.6667 | 2021 | 569.55 | 2021 | 0 | 0 | SWHC046-03 | Com Central HVAC (Small) - Fuel Sub - Panel Upgrade - ZEAS 2030 - Hot-Dry ¦ SDG&E ¦ Hot-Dry | Com Central HVAC (Small) - Fuel Sub - Panel Upgrade - ZEAS 2030 - Hot-Dry | 0.031998 | 0.186 | 1 | CBSA 2014, adjusted to reflect new efficiencies | 0 | 2012 | 1 | SWHC046-03
COM-HVAC-FS-PU-20-ZEAS.88 | Com ¦ Small Code HVAC System Integrated Furnace and AC - Panel Upgrade - ZEAS 2030 - Hot-Dry ¦ SDG&E ¦ Hot-Dry | Com ¦ Small Code HVAC System Integrated Furnace and AC - Panel Upgrade - ZEAS 2030 - Hot-Dry | SDG&E ¦ Hot-Dry | SDG&E | All | Electric & Gas | Code AC with gas furnace, <65 kbtuh | Average Existing and Code |  | 2030 | 1 | Conventional | HVAC | Com - Lodging | Com | ROB Only | 0 | 1000 sqft2 of floor space | Cap-Tons | 15 | DEER:HVAC_Split-Package_HP | 0 | 0 | 0 | SWHC046-03 | 1093.6667 | 2021 | 569.55 | 2021 | 0 | 0 | SWHC046-03 | Com Central HVAC (Small) - Fuel Sub - Panel Upgrade - ZEAS 2030 - Hot-Dry ¦ SDG&E ¦ Hot-Dry | Com Central HVAC (Small) - Fuel Sub - Panel Upgrade - ZEAS 2030 - Hot-Dry | 0.017903 | 0.186 | 1 | CBSA 2014, adjusted to reflect new efficiencies | 0 | 2012 | 1 | SWHC046-03
COM-HVAC-FS-PU-20-ZEAS.89 | Com ¦ Small Code HVAC System Integrated Furnace and AC - Panel Upgrade - ZEAS 2030 - Hot-Dry ¦ SDG&E ¦ Hot-Dry | Com ¦ Small Code HVAC System Integrated Furnace and AC - Panel Upgrade - ZEAS 2030 - Hot-Dry | SDG&E ¦ Hot-Dry | SDG&E | All | Electric & Gas | Code AC with gas furnace, <65 kbtuh | Average Existing and Code |  | 2030 | 1 | Conventional | HVAC | Com - Office (Large) | Com | ROB Only | 0 | 1000 sqft2 of floor space | Cap-Tons | 15 | DEER:HVAC_Split-Package_HP | 0 | 0 | 0 | SWHC046-03 | 1093.6667 | 2021 | 569.55 | 2021 | 0 | 0 | SWHC046-03 | Com Central HVAC (Small) - Fuel Sub - Panel Upgrade - ZEAS 2030 - Hot-Dry ¦ SDG&E ¦ Hot-Dry | Com Central HVAC (Small) - Fuel Sub - Panel Upgrade - ZEAS 2030 - Hot-Dry | 0.023374 | 0.186 | 1 | CBSA 2014, adjusted to reflect new efficiencies | 0 | 2012 | 1 | SWHC046-03
COM-HVAC-FS-PU-20-ZEAS.90 | Com ¦ Small Code HVAC System Integrated Furnace and AC - Panel Upgrade - ZEAS 2030 - Hot-Dry ¦ SDG&E ¦ Hot-Dry | Com ¦ Small Code HVAC System Integrated Furnace and AC - Panel Upgrade - ZEAS 2030 - Hot-Dry | SDG&E ¦ Hot-Dry | SDG&E | All | Electric & Gas | Code AC with gas furnace, <65 kbtuh | Average Existing and Code |  | 2030 | 1 | Conventional | HVAC | Com - Office (Small) | Com | ROB Only | 0 | 1000 sqft2 of floor space | Cap-Tons | 15 | DEER:HVAC_Split-Package_HP | 0 | 0 | 0 | SWHC046-03 | 1093.6667 | 2021 | 569.55 | 2021 | 0 | 0 | SWHC046-03 | Com Central HVAC (Small) - Fuel Sub - Panel Upgrade - ZEAS 2030 - Hot-Dry ¦ SDG&E ¦ Hot-Dry | Com Central HVAC (Small) - Fuel Sub - Panel Upgrade - ZEAS 2030 - Hot-Dry | 0.028381 | 0.186 | 1 | CBSA 2014, adjusted to reflect new efficiencies | 0 | 2012 | 1 | SWHC046-03
COM-HVAC-FS-PU-20-ZEAS.91 | Com ¦ Small Code HVAC System Integrated Furnace and AC - Panel Upgrade - ZEAS 2030 - Hot-Dry ¦ SDG&E ¦ Hot-Dry | Com ¦ Small Code HVAC System Integrated Furnace and AC - Panel Upgrade - ZEAS 2030 - Hot-Dry | SDG&E ¦ Hot-Dry | SDG&E | All | Electric & Gas | Code AC with gas furnace, <65 kbtuh | Average Existing and Code |  | 2030 | 1 | Conventional | HVAC | Com - Other | Com | ROB Only | 0 | 1000 sqft2 of floor space | Cap-Tons | 15 | DEER:HVAC_Split-Package_HP | 0 | 0 | 0 | SWHC046-03 | 1093.6667 | 2021 | 569.55 | 2021 | 0 | 0 | SWHC046-03 | Com Central HVAC (Small) - Fuel Sub - Panel Upgrade - ZEAS 2030 - Hot-Dry ¦ SDG&E ¦ Hot-Dry | Com Central HVAC (Small) - Fuel Sub - Panel Upgrade - ZEAS 2030 - Hot-Dry | 0.03826 | 0.186 | 1 | CBSA 2014, adjusted to reflect new efficiencies | 0 | 2012 | 1 | SWHC046-03
COM-HVAC-FS-PU-20-ZEAS.92 | Com ¦ Small Code HVAC System Integrated Furnace and AC - Panel Upgrade - ZEAS 2030 - Hot-Dry ¦ SDG&E ¦ Hot-Dry | Com ¦ Small Code HVAC System Integrated Furnace and AC - Panel Upgrade - ZEAS 2030 - Hot-Dry | SDG&E ¦ Hot-Dry | SDG&E | All | Electric & Gas | Code AC with gas furnace, <65 kbtuh | Average Existing and Code |  | 2030 | 1 | Conventional | HVAC | Com - Refrig. Warehouse | Com | ROB Only | 0 | 1000 sqft2 of floor space | Cap-Tons | 15 | DEER:HVAC_Split-Package_HP | 0 | 0 | 0 | SWHC046-03 | 0 | 2021 | 0 | 2021 | 0 | 0 | SWHC046-03 | Com Central HVAC (Small) - Fuel Sub - Panel Upgrade - ZEAS 2030 - Hot-Dry ¦ SDG&E ¦ Hot-Dry | Com Central HVAC (Small) - Fuel Sub - Panel Upgrade - ZEAS 2030 - Hot-Dry | 0 | 0.186 | 1 | CBSA 2014, adjusted to reflect new efficiencies | 0 | 2012 | 1 | SWHC046-03
COM-HVAC-FS-PU-20-ZEAS.93 | Com ¦ Small Code HVAC System Integrated Furnace and AC - Panel Upgrade - ZEAS 2030 - Hot-Dry ¦ SDG&E ¦ Hot-Dry | Com ¦ Small Code HVAC System Integrated Furnace and AC - Panel Upgrade - ZEAS 2030 - Hot-Dry | SDG&E ¦ Hot-Dry | SDG&E | All | Electric & Gas | Code AC with gas furnace, <65 kbtuh | Average Existing and Code |  | 2030 | 1 | Conventional | HVAC | Com - Restaurant | Com | ROB Only | 0 | 1000 sqft2 of floor space | Cap-Tons | 15 | DEER:HVAC_Split-Package_HP | 0 | 0 | 0 | SWHC046-03 | 1093.6667 | 2021 | 569.55 | 2021 | 0 | 0 | SWHC046-03 | Com Central HVAC (Small) - Fuel Sub - Panel Upgrade - ZEAS 2030 - Hot-Dry ¦ SDG&E ¦ Hot-Dry | Com Central HVAC (Small) - Fuel Sub - Panel Upgrade - ZEAS 2030 - Hot-Dry | 0.041427 | 0.186 | 1 | CBSA 2014, adjusted to reflect new efficiencies | 0 | 2012 | 1 | SWHC046-03
COM-HVAC-FS-PU-20-ZEAS.94 | Com ¦ Small Code HVAC System Integrated Furnace and AC - Panel Upgrade - ZEAS 2030 - Hot-Dry ¦ SDG&E ¦ Hot-Dry | Com ¦ Small Code HVAC System Integrated Furnace and AC - Panel Upgrade - ZEAS 2030 - Hot-Dry | SDG&E ¦ Hot-Dry | SDG&E | All | Electric & Gas | Code AC with gas furnace, <65 kbtuh | Average Existing and Code |  | 2030 | 1 | Conventional | HVAC | Com - Retail | Com | ROB Only | 0 | 1000 sqft2 of floor space | Cap-Tons | 15 | DEER:HVAC_Split-Package_HP | 0 | 0 | 0 | SWHC046-03 | 1093.6667 | 2021 | 569.55 | 2021 | 0 | 0 | SWHC046-03 | Com Central HVAC (Small) - Fuel Sub - Panel Upgrade - ZEAS 2030 - Hot-Dry ¦ SDG&E ¦ Hot-Dry | Com Central HVAC (Small) - Fuel Sub - Panel Upgrade - ZEAS 2030 - Hot-Dry | 0.016794 | 0.186 | 1 | CBSA 2014, adjusted to reflect new efficiencies | 0 | 2012 | 1 | SWHC046-03
COM-HVAC-FS-PU-20-ZEAS.95 | Com ¦ Small Code HVAC System Integrated Furnace and AC - Panel Upgrade - ZEAS 2030 - Hot-Dry ¦ SDG&E ¦ Hot-Dry | Com ¦ Small Code HVAC System Integrated Furnace and AC - Panel Upgrade - ZEAS 2030 - Hot-Dry | SDG&E ¦ Hot-Dry | SDG&E | All | Electric & Gas | Code AC with gas furnace, <65 kbtuh | Average Existing and Code |  | 2030 | 1 | Conventional | HVAC | Com - School | Com | ROB Only | 0 | 1000 sqft2 of floor space | Cap-Tons | 15 | DEER:HVAC_Split-Package_HP | 0 | 0 | 0 | SWHC046-03 | 1093.6667 | 2021 | 569.55 | 2021 | 0 | 0 | SWHC046-03 | Com Central HVAC (Small) - Fuel Sub - Panel Upgrade - ZEAS 2030 - Hot-Dry ¦ SDG&E ¦ Hot-Dry | Com Central HVAC (Small) - Fuel Sub - Panel Upgrade - ZEAS 2030 - Hot-Dry | 0.028241 | 0.186 | 1 | CBSA 2014, adjusted to reflect new efficiencies | 0 | 2012 | 1 | SWHC046-03
COM-HVAC-FS-PU-20-ZEAS.96 | Com ¦ Small Code HVAC System Integrated Furnace and AC - Panel Upgrade - ZEAS 2030 - Hot-Dry ¦ SDG&E ¦ Hot-Dry | Com ¦ Small Code HVAC System Integrated Furnace and AC - Panel Upgrade - ZEAS 2030 - Hot-Dry | SDG&E ¦ Hot-Dry | SDG&E | All | Electric & Gas | Code AC with gas furnace, <65 kbtuh | Average Existing and Code |  | 2030 | 1 | Conventional | HVAC | Com - Warehouse | Com | ROB Only | 0 | 1000 sqft2 of floor space | Cap-Tons | 15 | DEER:HVAC_Split-Package_HP | 0 | 0 | 0 | SWHC046-03 | 1093.6667 | 2021 | 569.55 | 2021 | 0 | 0 | SWHC046-03 | Com Central HVAC (Small) - Fuel Sub - Panel Upgrade - ZEAS 2030 - Hot-Dry ¦ SDG&E ¦ Hot-Dry | Com Central HVAC (Small) - Fuel Sub - Panel Upgrade - ZEAS 2030 - Hot-Dry | 0.0051502 | 0.186 | 1 | CBSA 2014, adjusted to reflect new efficiencies | 0 | 2012 | 1 | SWHC046-03
COM-HVAC-FS-PU-20B-ZEAS.1 | Com ¦ Small Packaged Heat Pump (SEER 14) - Fuel Sub Future Baseline - Panel Upgrade - ZEAS 2030 - Marine ¦ PG&E ¦ Marine | Com ¦ Small Packaged Heat Pump (SEER 14) - Fuel Sub Future Baseline - Panel Upgrade - ZEAS 2030 - Marine | PG&E ¦ Marine | PG&E | All | Electric & Gas | SEER14 Heat Pump, <65 kbtuh, NR | Efficient | 2030 |  | 1 | Conventional | HVAC | Com - College | Com | ROB Only | 1 | 1000 sqft2 of floor space | Cap-Tons | 15 | DEER:HVAC_Split-Package_HP | 205.7217 | 0.05893 | -35.6808 | SWHC014-04 | 964.1067 | 2021 | 679.11 | 2021 | 0 | -50.67 | SWHC014-04 | Com Central HVAC (Small) - Fuel Sub - Panel Upgrade - ZEAS 2030 - Marine ¦ PG&E ¦ Marine | Com Central HVAC (Small) - Fuel Sub - Panel Upgrade - ZEAS 2030 - Marine | 0.020331 | 0.186 | 0 | CBSA 2014, adjusted to reflect new efficiencies | 102.167 | 2012 | 1 | SWHC014-04
COM-HVAC-FS-PU-20B-ZEAS.2 | Com ¦ Small Packaged Heat Pump (SEER 14) - Fuel Sub Future Baseline - Panel Upgrade - ZEAS 2030 - Marine ¦ PG&E ¦ Marine | Com ¦ Small Packaged Heat Pump (SEER 14) - Fuel Sub Future Baseline - Panel Upgrade - ZEAS 2030 - Marine | PG&E ¦ Marine | PG&E | All | Electric & Gas | SEER14 Heat Pump, <65 kbtuh, NR | Efficient | 2030 |  | 1 | Conventional | HVAC | Com - Grocery | Com | ROB Only | 1 | 1000 sqft2 of floor space | Cap-Tons | 15 | DEER:HVAC_Split-Package_HP | 983.4167 | 0.0533 | -181.0012 | SWHC014-04 | 964.1067 | 2021 | 679.11 | 2021 | 0 | -50.67 | SWHC014-04 | Com Central HVAC (Small) - Fuel Sub - Panel Upgrade - ZEAS 2030 - Marine ¦ PG&E ¦ Marine | Com Central HVAC (Small) - Fuel Sub - Panel Upgrade - ZEAS 2030 - Marine | 0.033922 | 0.186 | 0 | CBSA 2014, adjusted to reflect new efficiencies | 369.7094 | 2012 | 1 | SWHC014-04
COM-HVAC-FS-PU-20B-ZEAS.3 | Com ¦ Small Packaged Heat Pump (SEER 14) - Fuel Sub Future Baseline - Panel Upgrade - ZEAS 2030 - Marine ¦ PG&E ¦ Marine | Com ¦ Small Packaged Heat Pump (SEER 14) - Fuel Sub Future Baseline - Panel Upgrade - ZEAS 2030 - Marine | PG&E ¦ Marine | PG&E | All | Electric & Gas | SEER14 Heat Pump, <65 kbtuh, NR | Efficient | 2030 |  | 1 | Conventional | HVAC | Com - Health | Com | ROB Only | 1 | 1000 sqft2 of floor space | Cap-Tons | 15 | DEER:HVAC_Split-Package_HP | 236.6393 | 0.048909 | -51.2293 | SWHC014-04 | 964.1067 | 2021 | 679.11 | 2021 | 0 | -50.67 | SWHC014-04 | Com Central HVAC (Small) - Fuel Sub - Panel Upgrade - ZEAS 2030 - Marine ¦ PG&E ¦ Marine | Com Central HVAC (Small) - Fuel Sub - Panel Upgrade - ZEAS 2030 - Marine | 0.030022 | 0.186 | 0 | CBSA 2014, adjusted to reflect new efficiencies | 129.2165 | 2012 | 1 | SWHC014-04
COM-HVAC-FS-PU-20B-ZEAS.4 | Com ¦ Small Packaged Heat Pump (SEER 14) - Fuel Sub Future Baseline - Panel Upgrade - ZEAS 2030 - Marine ¦ PG&E ¦ Marine | Com ¦ Small Packaged Heat Pump (SEER 14) - Fuel Sub Future Baseline - Panel Upgrade - ZEAS 2030 - Marine | PG&E ¦ Marine | PG&E | All | Electric & Gas | SEER14 Heat Pump, <65 kbtuh, NR | Efficient | 2030 |  | 1 | Conventional | HVAC | Com - Lodging | Com | ROB Only | 1 | 1000 sqft2 of floor space | Cap-Tons | 15 | DEER:HVAC_Split-Package_HP | 554.7325 | 0.055092 | -101.4521 | SWHC014-04 | 964.1067 | 2021 | 679.11 | 2021 | 0 | -50.67 | SWHC014-04 | Com Central HVAC (Small) - Fuel Sub - Panel Upgrade - ZEAS 2030 - Marine ¦ PG&E ¦ Marine | Com Central HVAC (Small) - Fuel Sub - Panel Upgrade - ZEAS 2030 - Marine | 0.016003 | 0.186 | 0 | CBSA 2014, adjusted to reflect new efficiencies | 914.7079 | 2012 | 1 | SWHC014-04
COM-HVAC-FS-PU-20B-ZEAS.5 | Com ¦ Small Packaged Heat Pump (SEER 14) - Fuel Sub Future Baseline - Panel Upgrade - ZEAS 2030 - Marine ¦ PG&E ¦ Marine | Com ¦ Small Packaged Heat Pump (SEER 14) - Fuel Sub Future Baseline - Panel Upgrade - ZEAS 2030 - Marine | PG&E ¦ Marine | PG&E | All | Electric & Gas | SEER14 Heat Pump, <65 kbtuh, NR | Efficient | 2030 |  | 1 | Conventional | HVAC | Com - Office (Large) | Com | ROB Only | 1 | 1000 sqft2 of floor space | Cap-Tons | 15 | DEER:HVAC_Split-Package_HP | 41.4333 | 0.02625 | -4.64 | SWHC014-04 | 964.1067 | 2021 | 679.11 | 2021 | 0 | -50.67 | SWHC014-04 | Com Central HVAC (Small) - Fuel Sub - Panel Upgrade - ZEAS 2030 - Marine ¦ PG&E ¦ Marine | Com Central HVAC (Small) - Fuel Sub - Panel Upgrade - ZEAS 2030 - Marine | 0.021319 | 0.186 | 0 | CBSA 2014, adjusted to reflect new efficiencies | 16.7162 | 2012 | 1 | SWHC014-04
COM-HVAC-FS-PU-20B-ZEAS.6 | Com ¦ Small Packaged Heat Pump (SEER 14) - Fuel Sub Future Baseline - Panel Upgrade - ZEAS 2030 - Marine ¦ PG&E ¦ Marine | Com ¦ Small Packaged Heat Pump (SEER 14) - Fuel Sub Future Baseline - Panel Upgrade - ZEAS 2030 - Marine | PG&E ¦ Marine | PG&E | All | Electric & Gas | SEER14 Heat Pump, <65 kbtuh, NR | Efficient | 2030 |  | 1 | Conventional | HVAC | Com - Office (Small) | Com | ROB Only | 1 | 1000 sqft2 of floor space | Cap-Tons | 15 | DEER:HVAC_Split-Package_HP | 116.5667 | 0.02555 | -17.4 | SWHC014-04 | 964.1067 | 2021 | 679.11 | 2021 | 0 | -50.67 | SWHC014-04 | Com Central HVAC (Small) - Fuel Sub - Panel Upgrade - ZEAS 2030 - Marine ¦ PG&E ¦ Marine | Com Central HVAC (Small) - Fuel Sub - Panel Upgrade - ZEAS 2030 - Marine | 0.024933 | 0.186 | 0 | CBSA 2014, adjusted to reflect new efficiencies | 29.102 | 2012 | 1 | SWHC014-04
COM-HVAC-FS-PU-20B-ZEAS.7 | Com ¦ Small Packaged Heat Pump (SEER 14) - Fuel Sub Future Baseline - Panel Upgrade - ZEAS 2030 - Marine ¦ PG&E ¦ Marine | Com ¦ Small Packaged Heat Pump (SEER 14) - Fuel Sub Future Baseline - Panel Upgrade - ZEAS 2030 - Marine | PG&E ¦ Marine | PG&E | All | Electric & Gas | SEER14 Heat Pump, <65 kbtuh, NR | Efficient | 2030 |  | 1 | Conventional | HVAC | Com - Other | Com | ROB Only | 1 | 1000 sqft2 of floor space | Cap-Tons | 15 | DEER:HVAC_Split-Package_HP | 365.3667 | 0.05535 | -66.4 | SWHC014-04 | 964.1067 | 2021 | 679.11 | 2021 | 0 | -50.67 | SWHC014-04 | Com Central HVAC (Small) - Fuel Sub - Panel Upgrade - ZEAS 2030 - Marine ¦ PG&E ¦ Marine | Com Central HVAC (Small) - Fuel Sub - Panel Upgrade - ZEAS 2030 - Marine | 0.0353 | 0.186 | 0 | CBSA 2014, adjusted to reflect new efficiencies | 260.447 | 2012 | 1 | SWHC014-04
COM-HVAC-FS-PU-20B-ZEAS.8 | Com ¦ Small Packaged Heat Pump (SEER 14) - Fuel Sub Future Baseline - Panel Upgrade - ZEAS 2030 - Marine ¦ PG&E ¦ Marine | Com ¦ Small Packaged Heat Pump (SEER 14) - Fuel Sub Future Baseline - Panel Upgrade - ZEAS 2030 - Marine | PG&E ¦ Marine | PG&E | All | Electric & Gas | SEER14 Heat Pump, <65 kbtuh, NR | Efficient | 2030 |  | 1 | Conventional | HVAC | Com - Refrig. Warehouse | Com | ROB Only | 1 | 1000 sqft2 of floor space | Cap-Tons | 15 | DEER:HVAC_Split-Package_HP | 0 | 0 | 0 | SWHC014-04 | 0 | 2021 | 0 | 2021 | 0 | -50.67 | SWHC014-04 | Com Central HVAC (Small) - Fuel Sub - Panel Upgrade - ZEAS 2030 - Marine ¦ PG&E ¦ Marine | Com Central HVAC (Small) - Fuel Sub - Panel Upgrade - ZEAS 2030 - Marine | 0 | 0.186 | 0 | CBSA 2014, adjusted to reflect new efficiencies | 0 | 2012 | 1 | SWHC014-04
COM-HVAC-FS-PU-20B-ZEAS.9 | Com ¦ Small Packaged Heat Pump (SEER 14) - Fuel Sub Future Baseline - Panel Upgrade - ZEAS 2030 - Marine ¦ PG&E ¦ Marine | Com ¦ Small Packaged Heat Pump (SEER 14) - Fuel Sub Future Baseline - Panel Upgrade - ZEAS 2030 - Marine | PG&E ¦ Marine | PG&E | All | Electric & Gas | SEER14 Heat Pump, <65 kbtuh, NR | Efficient | 2030 |  | 1 | Conventional | HVAC | Com - Restaurant | Com | ROB Only | 1 | 1000 sqft2 of floor space | Cap-Tons | 15 | DEER:HVAC_Split-Package_HP | 226.4476 | 0.05905 | -40.0519 | SWHC014-04 | 964.1067 | 2021 | 679.11 | 2021 | 0 | -50.67 | SWHC014-04 | Com Central HVAC (Small) - Fuel Sub - Panel Upgrade - ZEAS 2030 - Marine ¦ PG&E ¦ Marine | Com Central HVAC (Small) - Fuel Sub - Panel Upgrade - ZEAS 2030 - Marine | 0.036027 | 0.186 | 0 | CBSA 2014, adjusted to reflect new efficiencies | 26.0643 | 2012 | 1 | SWHC014-04
COM-HVAC-FS-PU-20B-ZEAS.10 | Com ¦ Small Packaged Heat Pump (SEER 14) - Fuel Sub Future Baseline - Panel Upgrade - ZEAS 2030 - Marine ¦ PG&E ¦ Marine | Com ¦ Small Packaged Heat Pump (SEER 14) - Fuel Sub Future Baseline - Panel Upgrade - ZEAS 2030 - Marine | PG&E ¦ Marine | PG&E | All | Electric & Gas | SEER14 Heat Pump, <65 kbtuh, NR | Efficient | 2030 |  | 1 | Conventional | HVAC | Com - Retail | Com | ROB Only | 1 | 1000 sqft2 of floor space | Cap-Tons | 15 | DEER:HVAC_Split-Package_HP | 222.4887 | 0.067643 | -34.4464 | SWHC014-04 | 964.1067 | 2021 | 679.11 | 2021 | 0 | -50.67 | SWHC014-04 | Com Central HVAC (Small) - Fuel Sub - Panel Upgrade - ZEAS 2030 - Marine ¦ PG&E ¦ Marine | Com Central HVAC (Small) - Fuel Sub - Panel Upgrade - ZEAS 2030 - Marine | 0.015015 | 0.186 | 0 | CBSA 2014, adjusted to reflect new efficiencies | 92.0396 | 2012 | 1 | SWHC014-04
COM-HVAC-FS-PU-20B-ZEAS.11 | Com ¦ Small Packaged Heat Pump (SEER 14) - Fuel Sub Future Baseline - Panel Upgrade - ZEAS 2030 - Marine ¦ PG&E ¦ Marine | Com ¦ Small Packaged Heat Pump (SEER 14) - Fuel Sub Future Baseline - Panel Upgrade - ZEAS 2030 - Marine | PG&E ¦ Marine | PG&E | All | Electric & Gas | SEER14 Heat Pump, <65 kbtuh, NR | Efficient | 2030 |  | 1 | Conventional | HVAC | Com - School | Com | ROB Only | 1 | 1000 sqft2 of floor space | Cap-Tons | 15 | DEER:HVAC_Split-Package_HP | 202.8211 | 0.03058 | -34.7585 | SWHC014-04 | 964.1067 | 2021 | 679.11 | 2021 | 0 | -50.67 | SWHC014-04 | Com Central HVAC (Small) - Fuel Sub - Panel Upgrade - ZEAS 2030 - Marine ¦ PG&E ¦ Marine | Com Central HVAC (Small) - Fuel Sub - Panel Upgrade - ZEAS 2030 - Marine | 0.0228 | 0.186 | 0 | CBSA 2014, adjusted to reflect new efficiencies | 46.0206 | 2012 | 1 | SWHC014-04
COM-HVAC-FS-PU-20B-ZEAS.12 | Com ¦ Small Packaged Heat Pump (SEER 14) - Fuel Sub Future Baseline - Panel Upgrade - ZEAS 2030 - Marine ¦ PG&E ¦ Marine | Com ¦ Small Packaged Heat Pump (SEER 14) - Fuel Sub Future Baseline - Panel Upgrade - ZEAS 2030 - Marine | PG&E ¦ Marine | PG&E | All | Electric & Gas | SEER14 Heat Pump, <65 kbtuh, NR | Efficient | 2030 |  | 1 | Conventional | HVAC | Com - Warehouse | Com | ROB Only | 1 | 1000 sqft2 of floor space | Cap-Tons | 15 | DEER:HVAC_Split-Package_HP | 453.65 | 0.02152 | -71.4 | SWHC014-04 | 964.1067 | 2021 | 679.11 | 2021 | 0 | -50.67 | SWHC014-04 | Com Central HVAC (Small) - Fuel Sub - Panel Upgrade - ZEAS 2030 - Marine ¦ PG&E ¦ Marine | Com Central HVAC (Small) - Fuel Sub - Panel Upgrade - ZEAS 2030 - Marine | 0.0046728 | 0.186 | 0 | CBSA 2014, adjusted to reflect new efficiencies | 165.0151 | 2012 | 1 | SWHC014-04
COM-HVAC-FS-PU-20B-ZEAS.13 | Com ¦ Small Packaged Heat Pump (SEER 14) - Fuel Sub Future Baseline - Panel Upgrade - ZEAS 2030 - Hot-Dry ¦ PG&E ¦ Hot-Dry | Com ¦ Small Packaged Heat Pump (SEER 14) - Fuel Sub Future Baseline - Panel Upgrade - ZEAS 2030 - Hot-Dry | PG&E ¦ Hot-Dry | PG&E | All | Electric & Gas | SEER14 Heat Pump, <65 kbtuh, NR | Efficient | 2030 |  | 1 | Conventional | HVAC | Com - College | Com | ROB Only | 1 | 1000 sqft2 of floor space | Cap-Tons | 15 | DEER:HVAC_Split-Package_HP | 267.1893 | 0.091498 | -36.4895 | SWHC014-04 | 964.1067 | 2021 | 679.11 | 2021 | 0 | -50.67 | SWHC014-04 | Com Central HVAC (Small) - Fuel Sub - Panel Upgrade - ZEAS 2030 - Hot-Dry ¦ PG&E ¦ Hot-Dry | Com Central HVAC (Small) - Fuel Sub - Panel Upgrade - ZEAS 2030 - Hot-Dry | 0.020331 | 0.186 | 0 | CBSA 2014, adjusted to reflect new efficiencies | 100.194 | 2012 | 1 | SWHC014-04
COM-HVAC-FS-PU-20B-ZEAS.14 | Com ¦ Small Packaged Heat Pump (SEER 14) - Fuel Sub Future Baseline - Panel Upgrade - ZEAS 2030 - Hot-Dry ¦ PG&E ¦ Hot-Dry | Com ¦ Small Packaged Heat Pump (SEER 14) - Fuel Sub Future Baseline - Panel Upgrade - ZEAS 2030 - Hot-Dry | PG&E ¦ Hot-Dry | PG&E | All | Electric & Gas | SEER14 Heat Pump, <65 kbtuh, NR | Efficient | 2030 |  | 1 | Conventional | HVAC | Com - Grocery | Com | ROB Only | 1 | 1000 sqft2 of floor space | Cap-Tons | 15 | DEER:HVAC_Split-Package_HP | 639.9 | 0.08445 | -106.9996 | SWHC014-04 | 964.1067 | 2021 | 679.11 | 2021 | 0 | -50.67 | SWHC014-04 | Com Central HVAC (Small) - Fuel Sub - Panel Upgrade - ZEAS 2030 - Hot-Dry ¦ PG&E ¦ Hot-Dry | Com Central HVAC (Small) - Fuel Sub - Panel Upgrade - ZEAS 2030 - Hot-Dry | 0.033922 | 0.186 | 0 | CBSA 2014, adjusted to reflect new efficiencies | 215.2619 | 2012 | 1 | SWHC014-04
COM-HVAC-FS-PU-20B-ZEAS.15 | Com ¦ Small Packaged Heat Pump (SEER 14) - Fuel Sub Future Baseline - Panel Upgrade - ZEAS 2030 - Hot-Dry ¦ PG&E ¦ Hot-Dry | Com ¦ Small Packaged Heat Pump (SEER 14) - Fuel Sub Future Baseline - Panel Upgrade - ZEAS 2030 - Hot-Dry | PG&E ¦ Hot-Dry | PG&E | All | Electric & Gas | SEER14 Heat Pump, <65 kbtuh, NR | Efficient | 2030 |  | 1 | Conventional | HVAC | Com - Health | Com | ROB Only | 1 | 1000 sqft2 of floor space | Cap-Tons | 15 | DEER:HVAC_Split-Package_HP | 327.717 | 0.080778 | -56.9423 | SWHC014-04 | 964.1067 | 2021 | 679.11 | 2021 | 0 | -50.67 | SWHC014-04 | Com Central HVAC (Small) - Fuel Sub - Panel Upgrade - ZEAS 2030 - Hot-Dry ¦ PG&E ¦ Hot-Dry | Com Central HVAC (Small) - Fuel Sub - Panel Upgrade - ZEAS 2030 - Hot-Dry | 0.030022 | 0.186 | 0 | CBSA 2014, adjusted to reflect new efficiencies | 139.3934 | 2012 | 1 | SWHC014-04
COM-HVAC-FS-PU-20B-ZEAS.16 | Com ¦ Small Packaged Heat Pump (SEER 14) - Fuel Sub Future Baseline - Panel Upgrade - ZEAS 2030 - Hot-Dry ¦ PG&E ¦ Hot-Dry | Com ¦ Small Packaged Heat Pump (SEER 14) - Fuel Sub Future Baseline - Panel Upgrade - ZEAS 2030 - Hot-Dry | PG&E ¦ Hot-Dry | PG&E | All | Electric & Gas | SEER14 Heat Pump, <65 kbtuh, NR | Efficient | 2030 |  | 1 | Conventional | HVAC | Com - Lodging | Com | ROB Only | 1 | 1000 sqft2 of floor space | Cap-Tons | 15 | DEER:HVAC_Split-Package_HP | 602.2968 | 0.10043 | -94.0446 | SWHC014-04 | 964.1067 | 2021 | 679.11 | 2021 | 0 | -50.67 | SWHC014-04 | Com Central HVAC (Small) - Fuel Sub - Panel Upgrade - ZEAS 2030 - Hot-Dry ¦ PG&E ¦ Hot-Dry | Com Central HVAC (Small) - Fuel Sub - Panel Upgrade - ZEAS 2030 - Hot-Dry | 0.016003 | 0.186 | 0 | CBSA 2014, adjusted to reflect new efficiencies | 834.0339 | 2012 | 1 | SWHC014-04
COM-HVAC-FS-PU-20B-ZEAS.17 | Com ¦ Small Packaged Heat Pump (SEER 14) - Fuel Sub Future Baseline - Panel Upgrade - ZEAS 2030 - Hot-Dry ¦ PG&E ¦ Hot-Dry | Com ¦ Small Packaged Heat Pump (SEER 14) - Fuel Sub Future Baseline - Panel Upgrade - ZEAS 2030 - Hot-Dry | PG&E ¦ Hot-Dry | PG&E | All | Electric & Gas | SEER14 Heat Pump, <65 kbtuh, NR | Efficient | 2030 |  | 1 | Conventional | HVAC | Com - Office (Large) | Com | ROB Only | 1 | 1000 sqft2 of floor space | Cap-Tons | 15 | DEER:HVAC_Split-Package_HP | 85.5833 | 0.04525 | -6.14 | SWHC014-04 | 964.1067 | 2021 | 679.11 | 2021 | 0 | -50.67 | SWHC014-04 | Com Central HVAC (Small) - Fuel Sub - Panel Upgrade - ZEAS 2030 - Hot-Dry ¦ PG&E ¦ Hot-Dry | Com Central HVAC (Small) - Fuel Sub - Panel Upgrade - ZEAS 2030 - Hot-Dry | 0.021319 | 0.186 | 0 | CBSA 2014, adjusted to reflect new efficiencies | 19.0615 | 2012 | 1 | SWHC014-04
COM-HVAC-FS-PU-20B-ZEAS.18 | Com ¦ Small Packaged Heat Pump (SEER 14) - Fuel Sub Future Baseline - Panel Upgrade - ZEAS 2030 - Hot-Dry ¦ PG&E ¦ Hot-Dry | Com ¦ Small Packaged Heat Pump (SEER 14) - Fuel Sub Future Baseline - Panel Upgrade - ZEAS 2030 - Hot-Dry | PG&E ¦ Hot-Dry | PG&E | All | Electric & Gas | SEER14 Heat Pump, <65 kbtuh, NR | Efficient | 2030 |  | 1 | Conventional | HVAC | Com - Office (Small) | Com | ROB Only | 1 | 1000 sqft2 of floor space | Cap-Tons | 15 | DEER:HVAC_Split-Package_HP | 151.2167 | 0.04515 | -17.2 | SWHC014-04 | 964.1067 | 2021 | 679.11 | 2021 | 0 | -50.67 | SWHC014-04 | Com Central HVAC (Small) - Fuel Sub - Panel Upgrade - ZEAS 2030 - Hot-Dry ¦ PG&E ¦ Hot-Dry | Com Central HVAC (Small) - Fuel Sub - Panel Upgrade - ZEAS 2030 - Hot-Dry | 0.024933 | 0.186 | 0 | CBSA 2014, adjusted to reflect new efficiencies | 27.1174 | 2012 | 1 | SWHC014-04
COM-HVAC-FS-PU-20B-ZEAS.19 | Com ¦ Small Packaged Heat Pump (SEER 14) - Fuel Sub Future Baseline - Panel Upgrade - ZEAS 2030 - Hot-Dry ¦ PG&E ¦ Hot-Dry | Com ¦ Small Packaged Heat Pump (SEER 14) - Fuel Sub Future Baseline - Panel Upgrade - ZEAS 2030 - Hot-Dry | PG&E ¦ Hot-Dry | PG&E | All | Electric & Gas | SEER14 Heat Pump, <65 kbtuh, NR | Efficient | 2030 |  | 1 | Conventional | HVAC | Com - Other | Com | ROB Only | 1 | 1000 sqft2 of floor space | Cap-Tons | 15 | DEER:HVAC_Split-Package_HP | 422.0167 | 0.09905 | -65.5 | SWHC014-04 | 964.1067 | 2021 | 679.11 | 2021 | 0 | -50.67 | SWHC014-04 | Com Central HVAC (Small) - Fuel Sub - Panel Upgrade - ZEAS 2030 - Hot-Dry ¦ PG&E ¦ Hot-Dry | Com Central HVAC (Small) - Fuel Sub - Panel Upgrade - ZEAS 2030 - Hot-Dry | 0.0353 | 0.186 | 0 | CBSA 2014, adjusted to reflect new efficiencies | 250.1145 | 2012 | 1 | SWHC014-04
COM-HVAC-FS-PU-20B-ZEAS.20 | Com ¦ Small Packaged Heat Pump (SEER 14) - Fuel Sub Future Baseline - Panel Upgrade - ZEAS 2030 - Hot-Dry ¦ PG&E ¦ Hot-Dry | Com ¦ Small Packaged Heat Pump (SEER 14) - Fuel Sub Future Baseline - Panel Upgrade - ZEAS 2030 - Hot-Dry | PG&E ¦ Hot-Dry | PG&E | All | Electric & Gas | SEER14 Heat Pump, <65 kbtuh, NR | Efficient | 2030 |  | 1 | Conventional | HVAC | Com - Refrig. Warehouse | Com | ROB Only | 1 | 1000 sqft2 of floor space | Cap-Tons | 15 | DEER:HVAC_Split-Package_HP | 0 | 0 | 0 | SWHC014-04 | 0 | 2021 | 0 | 2021 | 0 | -50.67 | SWHC014-04 | Com Central HVAC (Small) - Fuel Sub - Panel Upgrade - ZEAS 2030 - Hot-Dry ¦ PG&E ¦ Hot-Dry | Com Central HVAC (Small) - Fuel Sub - Panel Upgrade - ZEAS 2030 - Hot-Dry | 0 | 0.186 | 0 | CBSA 2014, adjusted to reflect new efficiencies | 0 | 2012 | 1 | SWHC014-04
COM-HVAC-FS-PU-20B-ZEAS.21 | Com ¦ Small Packaged Heat Pump (SEER 14) - Fuel Sub Future Baseline - Panel Upgrade - ZEAS 2030 - Hot-Dry ¦ PG&E ¦ Hot-Dry | Com ¦ Small Packaged Heat Pump (SEER 14) - Fuel Sub Future Baseline - Panel Upgrade - ZEAS 2030 - Hot-Dry | PG&E ¦ Hot-Dry | PG&E | All | Electric & Gas | SEER14 Heat Pump, <65 kbtuh, NR | Efficient | 2030 |  | 1 | Conventional | HVAC | Com - Restaurant | Com | ROB Only | 1 | 1000 sqft2 of floor space | Cap-Tons | 15 | DEER:HVAC_Split-Package_HP | 304.8979 | 0.10043 | -43.4766 | SWHC014-04 | 964.1067 | 2021 | 679.11 | 2021 | 0 | -50.67 | SWHC014-04 | Com Central HVAC (Small) - Fuel Sub - Panel Upgrade - ZEAS 2030 - Hot-Dry ¦ PG&E ¦ Hot-Dry | Com Central HVAC (Small) - Fuel Sub - Panel Upgrade - ZEAS 2030 - Hot-Dry | 0.036027 | 0.186 | 0 | CBSA 2014, adjusted to reflect new efficiencies | 27.2429 | 2012 | 1 | SWHC014-04
COM-HVAC-FS-PU-20B-ZEAS.22 | Com ¦ Small Packaged Heat Pump (SEER 14) - Fuel Sub Future Baseline - Panel Upgrade - ZEAS 2030 - Hot-Dry ¦ PG&E ¦ Hot-Dry | Com ¦ Small Packaged Heat Pump (SEER 14) - Fuel Sub Future Baseline - Panel Upgrade - ZEAS 2030 - Hot-Dry | PG&E ¦ Hot-Dry | PG&E | All | Electric & Gas | SEER14 Heat Pump, <65 kbtuh, NR | Efficient | 2030 |  | 1 | Conventional | HVAC | Com - Retail | Com | ROB Only | 1 | 1000 sqft2 of floor space | Cap-Tons | 15 | DEER:HVAC_Split-Package_HP | 237.2887 | 0.1021 | -30.8133 | SWHC014-04 | 964.1067 | 2021 | 679.11 | 2021 | 0 | -50.67 | SWHC014-04 | Com Central HVAC (Small) - Fuel Sub - Panel Upgrade - ZEAS 2030 - Hot-Dry ¦ PG&E ¦ Hot-Dry | Com Central HVAC (Small) - Fuel Sub - Panel Upgrade - ZEAS 2030 - Hot-Dry | 0.015015 | 0.186 | 0 | CBSA 2014, adjusted to reflect new efficiencies | 68.8883 | 2012 | 1 | SWHC014-04
COM-HVAC-FS-PU-20B-ZEAS.23 | Com ¦ Small Packaged Heat Pump (SEER 14) - Fuel Sub Future Baseline - Panel Upgrade - ZEAS 2030 - Hot-Dry ¦ PG&E ¦ Hot-Dry | Com ¦ Small Packaged Heat Pump (SEER 14) - Fuel Sub Future Baseline - Panel Upgrade - ZEAS 2030 - Hot-Dry | PG&E ¦ Hot-Dry | PG&E | All | Electric & Gas | SEER14 Heat Pump, <65 kbtuh, NR | Efficient | 2030 |  | 1 | Conventional | HVAC | Com - School | Com | ROB Only | 1 | 1000 sqft2 of floor space | Cap-Tons | 15 | DEER:HVAC_Split-Package_HP | 255.0697 | 0.015912 | -36.8542 | SWHC014-04 | 964.1067 | 2021 | 679.11 | 2021 | 0 | -50.67 | SWHC014-04 | Com Central HVAC (Small) - Fuel Sub - Panel Upgrade - ZEAS 2030 - Hot-Dry ¦ PG&E ¦ Hot-Dry | Com Central HVAC (Small) - Fuel Sub - Panel Upgrade - ZEAS 2030 - Hot-Dry | 0.0228 | 0.186 | 0 | CBSA 2014, adjusted to reflect new efficiencies | 42.2062 | 2012 | 1 | SWHC014-04
COM-HVAC-FS-PU-20B-ZEAS.24 | Com ¦ Small Packaged Heat Pump (SEER 14) - Fuel Sub Future Baseline - Panel Upgrade - ZEAS 2030 - Hot-Dry ¦ PG&E ¦ Hot-Dry | Com ¦ Small Packaged Heat Pump (SEER 14) - Fuel Sub Future Baseline - Panel Upgrade - ZEAS 2030 - Hot-Dry | PG&E ¦ Hot-Dry | PG&E | All | Electric & Gas | SEER14 Heat Pump, <65 kbtuh, NR | Efficient | 2030 |  | 1 | Conventional | HVAC | Com - Warehouse | Com | ROB Only | 1 | 1000 sqft2 of floor space | Cap-Tons | 15 | DEER:HVAC_Split-Package_HP | 532.8333 | 0.05905 | -79.6 | SWHC014-04 | 964.1067 | 2021 | 679.11 | 2021 | 0 | -50.67 | SWHC014-04 | Com Central HVAC (Small) - Fuel Sub - Panel Upgrade - ZEAS 2030 - Hot-Dry ¦ PG&E ¦ Hot-Dry | Com Central HVAC (Small) - Fuel Sub - Panel Upgrade - ZEAS 2030 - Hot-Dry | 0.0046728 | 0.186 | 0 | CBSA 2014, adjusted to reflect new efficiencies | 175.8488 | 2012 | 1 | SWHC014-04
COM-HVAC-FS-PU-20B-ZEAS.25 | Com ¦ Small Packaged Heat Pump (SEER 14) - Fuel Sub Future Baseline - Panel Upgrade - ZEAS 2030 - Cold ¦ PG&E ¦ Cold | Com ¦ Small Packaged Heat Pump (SEER 14) - Fuel Sub Future Baseline - Panel Upgrade - ZEAS 2030 - Cold | PG&E ¦ Cold | PG&E | All | Electric & Gas | SEER14 Heat Pump, <65 kbtuh, NR | Efficient | 2030 |  | 1 | Conventional | HVAC | Com - College | Com | ROB Only | 1 | 1000 sqft2 of floor space | Cap-Tons | 15 | DEER:HVAC_Split-Package_HP | 717.6906 | 0.0079597 | -92.6695 | SWHC014-04 | 964.1067 | 2021 | 679.11 | 2021 | 0 | -50.67 | SWHC014-04 | Com Central HVAC (Small) - Fuel Sub - Panel Upgrade - ZEAS 2030 - Cold ¦ PG&E ¦ Cold | Com Central HVAC (Small) - Fuel Sub - Panel Upgrade - ZEAS 2030 - Cold | 0.020331 | 0.186 | 0 | CBSA 2014, adjusted to reflect new efficiencies | 251.5002 | 2012 | 1 | SWHC014-04
COM-HVAC-FS-PU-20B-ZEAS.26 | Com ¦ Small Packaged Heat Pump (SEER 14) - Fuel Sub Future Baseline - Panel Upgrade - ZEAS 2030 - Cold ¦ PG&E ¦ Cold | Com ¦ Small Packaged Heat Pump (SEER 14) - Fuel Sub Future Baseline - Panel Upgrade - ZEAS 2030 - Cold | PG&E ¦ Cold | PG&E | All | Electric & Gas | SEER14 Heat Pump, <65 kbtuh, NR | Efficient | 2030 |  | 1 | Conventional | HVAC | Com - Grocery | Com | ROB Only | 1 | 1000 sqft2 of floor space | Cap-Tons | 15 | DEER:HVAC_Split-Package_HP | 2321.5 | 0.0658 | -331.3332 | SWHC014-04 | 964.1067 | 2021 | 679.11 | 2021 | 0 | -50.67 | SWHC014-04 | Com Central HVAC (Small) - Fuel Sub - Panel Upgrade - ZEAS 2030 - Cold ¦ PG&E ¦ Cold | Com Central HVAC (Small) - Fuel Sub - Panel Upgrade - ZEAS 2030 - Cold | 0.033922 | 0.186 | 0 | CBSA 2014, adjusted to reflect new efficiencies | 647.4519 | 2012 | 1 | SWHC014-04
COM-HVAC-FS-PU-20B-ZEAS.27 | Com ¦ Small Packaged Heat Pump (SEER 14) - Fuel Sub Future Baseline - Panel Upgrade - ZEAS 2030 - Cold ¦ PG&E ¦ Cold | Com ¦ Small Packaged Heat Pump (SEER 14) - Fuel Sub Future Baseline - Panel Upgrade - ZEAS 2030 - Cold | PG&E ¦ Cold | PG&E | All | Electric & Gas | SEER14 Heat Pump, <65 kbtuh, NR | Efficient | 2030 |  | 1 | Conventional | HVAC | Com - Health | Com | ROB Only | 1 | 1000 sqft2 of floor space | Cap-Tons | 15 | DEER:HVAC_Split-Package_HP | 856.4971 | 0.050356 | -128.9495 | SWHC014-04 | 964.1067 | 2021 | 679.11 | 2021 | 0 | -50.67 | SWHC014-04 | Com Central HVAC (Small) - Fuel Sub - Panel Upgrade - ZEAS 2030 - Cold ¦ PG&E ¦ Cold | Com Central HVAC (Small) - Fuel Sub - Panel Upgrade - ZEAS 2030 - Cold | 0.030022 | 0.186 | 0 | CBSA 2014, adjusted to reflect new efficiencies | 308.1819 | 2012 | 1 | SWHC014-04
COM-HVAC-FS-PU-20B-ZEAS.28 | Com ¦ Small Packaged Heat Pump (SEER 14) - Fuel Sub Future Baseline - Panel Upgrade - ZEAS 2030 - Cold ¦ PG&E ¦ Cold | Com ¦ Small Packaged Heat Pump (SEER 14) - Fuel Sub Future Baseline - Panel Upgrade - ZEAS 2030 - Cold | PG&E ¦ Cold | PG&E | All | Electric & Gas | SEER14 Heat Pump, <65 kbtuh, NR | Efficient | 2030 |  | 1 | Conventional | HVAC | Com - Lodging | Com | ROB Only | 1 | 1000 sqft2 of floor space | Cap-Tons | 15 | DEER:HVAC_Split-Package_HP | 1613.0699 | 0.05858 | -210.3596 | SWHC014-04 | 964.1067 | 2021 | 679.11 | 2021 | 0 | -50.67 | SWHC014-04 | Com Central HVAC (Small) - Fuel Sub - Panel Upgrade - ZEAS 2030 - Cold ¦ PG&E ¦ Cold | Com Central HVAC (Small) - Fuel Sub - Panel Upgrade - ZEAS 2030 - Cold | 0.016003 | 0.186 | 0 | CBSA 2014, adjusted to reflect new efficiencies | 1823.6532 | 2012 | 1 | SWHC014-04
COM-HVAC-FS-PU-20B-ZEAS.29 | Com ¦ Small Packaged Heat Pump (SEER 14) - Fuel Sub Future Baseline - Panel Upgrade - ZEAS 2030 - Cold ¦ PG&E ¦ Cold | Com ¦ Small Packaged Heat Pump (SEER 14) - Fuel Sub Future Baseline - Panel Upgrade - ZEAS 2030 - Cold | PG&E ¦ Cold | PG&E | All | Electric & Gas | SEER14 Heat Pump, <65 kbtuh, NR | Efficient | 2030 |  | 1 | Conventional | HVAC | Com - Office (Large) | Com | ROB Only | 1 | 1000 sqft2 of floor space | Cap-Tons | 15 | DEER:HVAC_Split-Package_HP | 198.8 | 0.0268 | -24.4 | SWHC014-04 | 964.1067 | 2021 | 679.11 | 2021 | 0 | -50.67 | SWHC014-04 | Com Central HVAC (Small) - Fuel Sub - Panel Upgrade - ZEAS 2030 - Cold ¦ PG&E ¦ Cold | Com Central HVAC (Small) - Fuel Sub - Panel Upgrade - ZEAS 2030 - Cold | 0.021319 | 0.186 | 0 | CBSA 2014, adjusted to reflect new efficiencies | 89.802 | 2012 | 1 | SWHC014-04
COM-HVAC-FS-PU-20B-ZEAS.30 | Com ¦ Small Packaged Heat Pump (SEER 14) - Fuel Sub Future Baseline - Panel Upgrade - ZEAS 2030 - Cold ¦ PG&E ¦ Cold | Com ¦ Small Packaged Heat Pump (SEER 14) - Fuel Sub Future Baseline - Panel Upgrade - ZEAS 2030 - Cold | PG&E ¦ Cold | PG&E | All | Electric & Gas | SEER14 Heat Pump, <65 kbtuh, NR | Efficient | 2030 |  | 1 | Conventional | HVAC | Com - Office (Small) | Com | ROB Only | 1 | 1000 sqft2 of floor space | Cap-Tons | 15 | DEER:HVAC_Split-Package_HP | 409.2167 | 0.02705 | -49.4 | SWHC014-04 | 964.1067 | 2021 | 679.11 | 2021 | 0 | -50.67 | SWHC014-04 | Com Central HVAC (Small) - Fuel Sub - Panel Upgrade - ZEAS 2030 - Cold ¦ PG&E ¦ Cold | Com Central HVAC (Small) - Fuel Sub - Panel Upgrade - ZEAS 2030 - Cold | 0.024933 | 0.186 | 0 | CBSA 2014, adjusted to reflect new efficiencies | 79.0342 | 2012 | 1 | SWHC014-04
COM-HVAC-FS-PU-20B-ZEAS.31 | Com ¦ Small Packaged Heat Pump (SEER 14) - Fuel Sub Future Baseline - Panel Upgrade - ZEAS 2030 - Cold ¦ PG&E ¦ Cold | Com ¦ Small Packaged Heat Pump (SEER 14) - Fuel Sub Future Baseline - Panel Upgrade - ZEAS 2030 - Cold | PG&E ¦ Cold | PG&E | All | Electric & Gas | SEER14 Heat Pump, <65 kbtuh, NR | Efficient | 2030 |  | 1 | Conventional | HVAC | Com - Other | Com | ROB Only | 1 | 1000 sqft2 of floor space | Cap-Tons | 15 | DEER:HVAC_Split-Package_HP | 1219.0167 | 0.05865 | -172 | SWHC014-04 | 964.1067 | 2021 | 679.11 | 2021 | 0 | -50.67 | SWHC014-04 | Com Central HVAC (Small) - Fuel Sub - Panel Upgrade - ZEAS 2030 - Cold ¦ PG&E ¦ Cold | Com Central HVAC (Small) - Fuel Sub - Panel Upgrade - ZEAS 2030 - Cold | 0.0353 | 0.186 | 0 | CBSA 2014, adjusted to reflect new efficiencies | 644.5519 | 2012 | 1 | SWHC014-04
COM-HVAC-FS-PU-20B-ZEAS.32 | Com ¦ Small Packaged Heat Pump (SEER 14) - Fuel Sub Future Baseline - Panel Upgrade - ZEAS 2030 - Cold ¦ PG&E ¦ Cold | Com ¦ Small Packaged Heat Pump (SEER 14) - Fuel Sub Future Baseline - Panel Upgrade - ZEAS 2030 - Cold | PG&E ¦ Cold | PG&E | All | Electric & Gas | SEER14 Heat Pump, <65 kbtuh, NR | Efficient | 2030 |  | 1 | Conventional | HVAC | Com - Refrig. Warehouse | Com | ROB Only | 1 | 1000 sqft2 of floor space | Cap-Tons | 15 | DEER:HVAC_Split-Package_HP | 0 | 0 | 0 | SWHC014-04 | 0 | 2021 | 0 | 2021 | 0 | -50.67 | SWHC014-04 | Com Central HVAC (Small) - Fuel Sub - Panel Upgrade - ZEAS 2030 - Cold ¦ PG&E ¦ Cold | Com Central HVAC (Small) - Fuel Sub - Panel Upgrade - ZEAS 2030 - Cold | 0 | 0.186 | 0 | CBSA 2014, adjusted to reflect new efficiencies | 0 | 2012 | 1 | SWHC014-04
COM-HVAC-FS-PU-20B-ZEAS.33 | Com ¦ Small Packaged Heat Pump (SEER 14) - Fuel Sub Future Baseline - Panel Upgrade - ZEAS 2030 - Cold ¦ PG&E ¦ Cold | Com ¦ Small Packaged Heat Pump (SEER 14) - Fuel Sub Future Baseline - Panel Upgrade - ZEAS 2030 - Cold | PG&E ¦ Cold | PG&E | All | Electric & Gas | SEER14 Heat Pump, <65 kbtuh, NR | Efficient | 2030 |  | 1 | Conventional | HVAC | Com - Restaurant | Com | ROB Only | 1 | 1000 sqft2 of floor space | Cap-Tons | 15 | DEER:HVAC_Split-Package_HP | 984.271 | 0.061162 | -140.5022 | SWHC014-04 | 964.1067 | 2021 | 679.11 | 2021 | 0 | -50.67 | SWHC014-04 | Com Central HVAC (Small) - Fuel Sub - Panel Upgrade - ZEAS 2030 - Cold ¦ PG&E ¦ Cold | Com Central HVAC (Small) - Fuel Sub - Panel Upgrade - ZEAS 2030 - Cold | 0.036027 | 0.186 | 0 | CBSA 2014, adjusted to reflect new efficiencies | 88.0589 | 2012 | 1 | SWHC014-04
COM-HVAC-FS-PU-20B-ZEAS.34 | Com ¦ Small Packaged Heat Pump (SEER 14) - Fuel Sub Future Baseline - Panel Upgrade - ZEAS 2030 - Cold ¦ PG&E ¦ Cold | Com ¦ Small Packaged Heat Pump (SEER 14) - Fuel Sub Future Baseline - Panel Upgrade - ZEAS 2030 - Cold | PG&E ¦ Cold | PG&E | All | Electric & Gas | SEER14 Heat Pump, <65 kbtuh, NR | Efficient | 2030 |  | 1 | Conventional | HVAC | Com - Retail | Com | ROB Only | 1 | 1000 sqft2 of floor space | Cap-Tons | 15 | DEER:HVAC_Split-Package_HP | 886.8214 | 0.070056 | -114.1883 | SWHC014-04 | 964.1067 | 2021 | 679.11 | 2021 | 0 | -50.67 | SWHC014-04 | Com Central HVAC (Small) - Fuel Sub - Panel Upgrade - ZEAS 2030 - Cold ¦ PG&E ¦ Cold | Com Central HVAC (Small) - Fuel Sub - Panel Upgrade - ZEAS 2030 - Cold | 0.015015 | 0.186 | 0 | CBSA 2014, adjusted to reflect new efficiencies | 252.6619 | 2012 | 1 | SWHC014-04
COM-HVAC-FS-PU-20B-ZEAS.35 | Com ¦ Small Packaged Heat Pump (SEER 14) - Fuel Sub Future Baseline - Panel Upgrade - ZEAS 2030 - Cold ¦ PG&E ¦ Cold | Com ¦ Small Packaged Heat Pump (SEER 14) - Fuel Sub Future Baseline - Panel Upgrade - ZEAS 2030 - Cold | PG&E ¦ Cold | PG&E | All | Electric & Gas | SEER14 Heat Pump, <65 kbtuh, NR | Efficient | 2030 |  | 1 | Conventional | HVAC | Com - School | Com | ROB Only | 1 | 1000 sqft2 of floor space | Cap-Tons | 15 | DEER:HVAC_Split-Package_HP | 743.2796 | 0.0048631 | -96.149 | SWHC014-04 | 964.1067 | 2021 | 679.11 | 2021 | 0 | -50.67 | SWHC014-04 | Com Central HVAC (Small) - Fuel Sub - Panel Upgrade - ZEAS 2030 - Cold ¦ PG&E ¦ Cold | Com Central HVAC (Small) - Fuel Sub - Panel Upgrade - ZEAS 2030 - Cold | 0.0228 | 0.186 | 0 | CBSA 2014, adjusted to reflect new efficiencies | 97.2975 | 2012 | 1 | SWHC014-04
COM-HVAC-FS-PU-20B-ZEAS.36 | Com ¦ Small Packaged Heat Pump (SEER 14) - Fuel Sub Future Baseline - Panel Upgrade - ZEAS 2030 - Cold ¦ PG&E ¦ Cold | Com ¦ Small Packaged Heat Pump (SEER 14) - Fuel Sub Future Baseline - Panel Upgrade - ZEAS 2030 - Cold | PG&E ¦ Cold | PG&E | All | Electric & Gas | SEER14 Heat Pump, <65 kbtuh, NR | Efficient | 2030 |  | 1 | Conventional | HVAC | Com - Warehouse | Com | ROB Only | 1 | 1000 sqft2 of floor space | Cap-Tons | 15 | DEER:HVAC_Split-Package_HP | 1213.0333 | 0.0279 | -152 | SWHC014-04 | 964.1067 | 2021 | 679.11 | 2021 | 0 | -50.67 | SWHC014-04 | Com Central HVAC (Small) - Fuel Sub - Panel Upgrade - ZEAS 2030 - Cold ¦ PG&E ¦ Cold | Com Central HVAC (Small) - Fuel Sub - Panel Upgrade - ZEAS 2030 - Cold | 0.0046728 | 0.186 | 0 | CBSA 2014, adjusted to reflect new efficiencies | 277.177 | 2012 | 1 | SWHC014-04
COM-HVAC-FS-PU-20B-ZEAS.37 | Com ¦ Small Packaged Heat Pump (SEER 14) - Fuel Sub Future Baseline - Panel Upgrade - ZEAS 2030 - Marine ¦ SCG ¦ Marine | Com ¦ Small Packaged Heat Pump (SEER 14) - Fuel Sub Future Baseline - Panel Upgrade - ZEAS 2030 - Marine | SCG ¦ Marine | SCG | All | Electric & Gas | SEER14 Heat Pump, <65 kbtuh, NR | Efficient | 2030 |  | 1 | Conventional | HVAC | Com - College | Com | ROB Only | 1 | 1000 sqft2 of floor space | Cap-Tons | 15 | DEER:HVAC_Split-Package_HP | 106.3002 | 0.065628 | -12.4101 | SWHC014-04 | 964.1067 | 2021 | 679.11 | 2021 | 0 | -50.67 | SWHC014-04 | Com Central HVAC (Small) - Fuel Sub - Panel Upgrade - ZEAS 2030 - Marine ¦ SCG ¦ Marine | Com Central HVAC (Small) - Fuel Sub - Panel Upgrade - ZEAS 2030 - Marine | 0.022689 | 0.186 | 0 | CBSA 2014, adjusted to reflect new efficiencies | 32.911 | 2012 | 1 | SWHC014-04
COM-HVAC-FS-PU-20B-ZEAS.38 | Com ¦ Small Packaged Heat Pump (SEER 14) - Fuel Sub Future Baseline - Panel Upgrade - ZEAS 2030 - Marine ¦ SCG ¦ Marine | Com ¦ Small Packaged Heat Pump (SEER 14) - Fuel Sub Future Baseline - Panel Upgrade - ZEAS 2030 - Marine | SCG ¦ Marine | SCG | All | Electric & Gas | SEER14 Heat Pump, <65 kbtuh, NR | Efficient | 2030 |  | 1 | Conventional | HVAC | Com - Grocery | Com | ROB Only | 1 | 1000 sqft2 of floor space | Cap-Tons | 15 | DEER:HVAC_Split-Package_HP | 420.3467 | 0.05785 | -80.6013 | SWHC014-04 | 964.1067 | 2021 | 679.11 | 2021 | 0 | -50.67 | SWHC014-04 | Com Central HVAC (Small) - Fuel Sub - Panel Upgrade - ZEAS 2030 - Marine ¦ SCG ¦ Marine | Com Central HVAC (Small) - Fuel Sub - Panel Upgrade - ZEAS 2030 - Marine | 0.040359 | 0.186 | 0 | CBSA 2014, adjusted to reflect new efficiencies | 165.6233 | 2012 | 1 | SWHC014-04
COM-HVAC-FS-PU-20B-ZEAS.39 | Com ¦ Small Packaged Heat Pump (SEER 14) - Fuel Sub Future Baseline - Panel Upgrade - ZEAS 2030 - Marine ¦ SCG ¦ Marine | Com ¦ Small Packaged Heat Pump (SEER 14) - Fuel Sub Future Baseline - Panel Upgrade - ZEAS 2030 - Marine | SCG ¦ Marine | SCG | All | Electric & Gas | SEER14 Heat Pump, <65 kbtuh, NR | Efficient | 2030 |  | 1 | Conventional | HVAC | Com - Health | Com | ROB Only | 1 | 1000 sqft2 of floor space | Cap-Tons | 15 | DEER:HVAC_Split-Package_HP | 119.1132 | 0.055927 | -22.4855 | SWHC014-04 | 964.1067 | 2021 | 679.11 | 2021 | 0 | -50.67 | SWHC014-04 | Com Central HVAC (Small) - Fuel Sub - Panel Upgrade - ZEAS 2030 - Marine ¦ SCG ¦ Marine | Com Central HVAC (Small) - Fuel Sub - Panel Upgrade - ZEAS 2030 - Marine | 0.032178 | 0.186 | 0 | CBSA 2014, adjusted to reflect new efficiencies | 55.7178 | 2012 | 1 | SWHC014-04
COM-HVAC-FS-PU-20B-ZEAS.40 | Com ¦ Small Packaged Heat Pump (SEER 14) - Fuel Sub Future Baseline - Panel Upgrade - ZEAS 2030 - Marine ¦ SCG ¦ Marine | Com ¦ Small Packaged Heat Pump (SEER 14) - Fuel Sub Future Baseline - Panel Upgrade - ZEAS 2030 - Marine | SCG ¦ Marine | SCG | All | Electric & Gas | SEER14 Heat Pump, <65 kbtuh, NR | Efficient | 2030 |  | 1 | Conventional | HVAC | Com - Lodging | Com | ROB Only | 1 | 1000 sqft2 of floor space | Cap-Tons | 15 | DEER:HVAC_Split-Package_HP | 254.4021 | 0.062815 | -41.9012 | SWHC014-04 | 964.1067 | 2021 | 679.11 | 2021 | 0 | -50.67 | SWHC014-04 | Com Central HVAC (Small) - Fuel Sub - Panel Upgrade - ZEAS 2030 - Marine ¦ SCG ¦ Marine | Com Central HVAC (Small) - Fuel Sub - Panel Upgrade - ZEAS 2030 - Marine | 0.018069 | 0.186 | 0 | CBSA 2014, adjusted to reflect new efficiencies | 373.8002 | 2012 | 1 | SWHC014-04
COM-HVAC-FS-PU-20B-ZEAS.41 | Com ¦ Small Packaged Heat Pump (SEER 14) - Fuel Sub Future Baseline - Panel Upgrade - ZEAS 2030 - Marine ¦ SCG ¦ Marine | Com ¦ Small Packaged Heat Pump (SEER 14) - Fuel Sub Future Baseline - Panel Upgrade - ZEAS 2030 - Marine | SCG ¦ Marine | SCG | All | Electric & Gas | SEER14 Heat Pump, <65 kbtuh, NR | Efficient | 2030 |  | 1 | Conventional | HVAC | Com - Office (Large) | Com | ROB Only | 1 | 1000 sqft2 of floor space | Cap-Tons | 15 | DEER:HVAC_Split-Package_HP | 47.1667 | 0.0268 | -0.948 | SWHC014-04 | 964.1067 | 2021 | 679.11 | 2021 | 0 | -50.67 | SWHC014-04 | Com Central HVAC (Small) - Fuel Sub - Panel Upgrade - ZEAS 2030 - Marine ¦ SCG ¦ Marine | Com Central HVAC (Small) - Fuel Sub - Panel Upgrade - ZEAS 2030 - Marine | 0.023953 | 0.186 | 0 | CBSA 2014, adjusted to reflect new efficiencies | -0.43361 | 2012 | 1 | SWHC014-04
COM-HVAC-FS-PU-20B-ZEAS.42 | Com ¦ Small Packaged Heat Pump (SEER 14) - Fuel Sub Future Baseline - Panel Upgrade - ZEAS 2030 - Marine ¦ SCG ¦ Marine | Com ¦ Small Packaged Heat Pump (SEER 14) - Fuel Sub Future Baseline - Panel Upgrade - ZEAS 2030 - Marine | SCG ¦ Marine | SCG | All | Electric & Gas | SEER14 Heat Pump, <65 kbtuh, NR | Efficient | 2030 |  | 1 | Conventional | HVAC | Com - Office (Small) | Com | ROB Only | 1 | 1000 sqft2 of floor space | Cap-Tons | 15 | DEER:HVAC_Split-Package_HP | 67.0667 | 0.02635 | -5.55 | SWHC014-04 | 964.1067 | 2021 | 679.11 | 2021 | 0 | -50.67 | SWHC014-04 | Com Central HVAC (Small) - Fuel Sub - Panel Upgrade - ZEAS 2030 - Marine ¦ SCG ¦ Marine | Com Central HVAC (Small) - Fuel Sub - Panel Upgrade - ZEAS 2030 - Marine | 0.027176 | 0.186 | 0 | CBSA 2014, adjusted to reflect new efficiencies | 7.9123 | 2012 | 1 | SWHC014-04
COM-HVAC-FS-PU-20B-ZEAS.43 | Com ¦ Small Packaged Heat Pump (SEER 14) - Fuel Sub Future Baseline - Panel Upgrade - ZEAS 2030 - Marine ¦ SCG ¦ Marine | Com ¦ Small Packaged Heat Pump (SEER 14) - Fuel Sub Future Baseline - Panel Upgrade - ZEAS 2030 - Marine | SCG ¦ Marine | SCG | All | Electric & Gas | SEER14 Heat Pump, <65 kbtuh, NR | Efficient | 2030 |  | 1 | Conventional | HVAC | Com - Other | Com | ROB Only | 1 | 1000 sqft2 of floor space | Cap-Tons | 15 | DEER:HVAC_Split-Package_HP | 171.9 | 0.0627 | -25 | SWHC014-04 | 964.1067 | 2021 | 679.11 | 2021 | 0 | -50.67 | SWHC014-04 | Com Central HVAC (Small) - Fuel Sub - Panel Upgrade - ZEAS 2030 - Marine ¦ SCG ¦ Marine | Com Central HVAC (Small) - Fuel Sub - Panel Upgrade - ZEAS 2030 - Marine | 0.038925 | 0.186 | 0 | CBSA 2014, adjusted to reflect new efficiencies | 94.2682 | 2012 | 1 | SWHC014-04
COM-HVAC-FS-PU-20B-ZEAS.44 | Com ¦ Small Packaged Heat Pump (SEER 14) - Fuel Sub Future Baseline - Panel Upgrade - ZEAS 2030 - Marine ¦ SCG ¦ Marine | Com ¦ Small Packaged Heat Pump (SEER 14) - Fuel Sub Future Baseline - Panel Upgrade - ZEAS 2030 - Marine | SCG ¦ Marine | SCG | All | Electric & Gas | SEER14 Heat Pump, <65 kbtuh, NR | Efficient | 2030 |  | 1 | Conventional | HVAC | Com - Refrig. Warehouse | Com | ROB Only | 1 | 1000 sqft2 of floor space | Cap-Tons | 15 | DEER:HVAC_Split-Package_HP | 0 | 0 | 0 | SWHC014-04 | 0 | 2021 | 0 | 2021 | 0 | -50.67 | SWHC014-04 | Com Central HVAC (Small) - Fuel Sub - Panel Upgrade - ZEAS 2030 - Marine ¦ SCG ¦ Marine | Com Central HVAC (Small) - Fuel Sub - Panel Upgrade - ZEAS 2030 - Marine | 0 | 0.186 | 0 | CBSA 2014, adjusted to reflect new efficiencies | 0 | 2012 | 1 | SWHC014-04
COM-HVAC-FS-PU-20B-ZEAS.45 | Com ¦ Small Packaged Heat Pump (SEER 14) - Fuel Sub Future Baseline - Panel Upgrade - ZEAS 2030 - Marine ¦ SCG ¦ Marine | Com ¦ Small Packaged Heat Pump (SEER 14) - Fuel Sub Future Baseline - Panel Upgrade - ZEAS 2030 - Marine | SCG ¦ Marine | SCG | All | Electric & Gas | SEER14 Heat Pump, <65 kbtuh, NR | Efficient | 2030 |  | 1 | Conventional | HVAC | Com - Restaurant | Com | ROB Only | 1 | 1000 sqft2 of floor space | Cap-Tons | 15 | DEER:HVAC_Split-Package_HP | 129.0116 | 0.066312 | -11.7207 | SWHC014-04 | 964.1067 | 2021 | 679.11 | 2021 | 0 | -50.67 | SWHC014-04 | Com Central HVAC (Small) - Fuel Sub - Panel Upgrade - ZEAS 2030 - Marine ¦ SCG ¦ Marine | Com Central HVAC (Small) - Fuel Sub - Panel Upgrade - ZEAS 2030 - Marine | 0.039657 | 0.186 | 0 | CBSA 2014, adjusted to reflect new efficiencies | 6.5124 | 2012 | 1 | SWHC014-04
COM-HVAC-FS-PU-20B-ZEAS.46 | Com ¦ Small Packaged Heat Pump (SEER 14) - Fuel Sub Future Baseline - Panel Upgrade - ZEAS 2030 - Marine ¦ SCG ¦ Marine | Com ¦ Small Packaged Heat Pump (SEER 14) - Fuel Sub Future Baseline - Panel Upgrade - ZEAS 2030 - Marine | SCG ¦ Marine | SCG | All | Electric & Gas | SEER14 Heat Pump, <65 kbtuh, NR | Efficient | 2030 |  | 1 | Conventional | HVAC | Com - Retail | Com | ROB Only | 1 | 1000 sqft2 of floor space | Cap-Tons | 15 | DEER:HVAC_Split-Package_HP | 141.9351 | 0.076641 | -11.8403 | SWHC014-04 | 964.1067 | 2021 | 679.11 | 2021 | 0 | -50.67 | SWHC014-04 | Com Central HVAC (Small) - Fuel Sub - Panel Upgrade - ZEAS 2030 - Marine ¦ SCG ¦ Marine | Com Central HVAC (Small) - Fuel Sub - Panel Upgrade - ZEAS 2030 - Marine | 0.016778 | 0.186 | 0 | CBSA 2014, adjusted to reflect new efficiencies | 8.6402 | 2012 | 1 | SWHC014-04
COM-HVAC-FS-PU-20B-ZEAS.47 | Com ¦ Small Packaged Heat Pump (SEER 14) - Fuel Sub Future Baseline - Panel Upgrade - ZEAS 2030 - Marine ¦ SCG ¦ Marine | Com ¦ Small Packaged Heat Pump (SEER 14) - Fuel Sub Future Baseline - Panel Upgrade - ZEAS 2030 - Marine | SCG ¦ Marine | SCG | All | Electric & Gas | SEER14 Heat Pump, <65 kbtuh, NR | Efficient | 2030 |  | 1 | Conventional | HVAC | Com - School | Com | ROB Only | 1 | 1000 sqft2 of floor space | Cap-Tons | 15 | DEER:HVAC_Split-Package_HP | 91.0406 | 0.033858 | -12.1639 | SWHC014-04 | 964.1067 | 2021 | 679.11 | 2021 | 0 | -50.67 | SWHC014-04 | Com Central HVAC (Small) - Fuel Sub - Panel Upgrade - ZEAS 2030 - Marine ¦ SCG ¦ Marine | Com Central HVAC (Small) - Fuel Sub - Panel Upgrade - ZEAS 2030 - Marine | 0.027322 | 0.186 | 0 | CBSA 2014, adjusted to reflect new efficiencies | 12.8019 | 2012 | 1 | SWHC014-04
COM-HVAC-FS-PU-20B-ZEAS.48 | Com ¦ Small Packaged Heat Pump (SEER 14) - Fuel Sub Future Baseline - Panel Upgrade - ZEAS 2030 - Marine ¦ SCG ¦ Marine | Com ¦ Small Packaged Heat Pump (SEER 14) - Fuel Sub Future Baseline - Panel Upgrade - ZEAS 2030 - Marine | SCG ¦ Marine | SCG | All | Electric & Gas | SEER14 Heat Pump, <65 kbtuh, NR | Efficient | 2030 |  | 1 | Conventional | HVAC | Com - Warehouse | Com | ROB Only | 1 | 1000 sqft2 of floor space | Cap-Tons | 15 | DEER:HVAC_Split-Package_HP | 212.8833 | 0.0301 | -34.2 | SWHC014-04 | 964.1067 | 2021 | 679.11 | 2021 | 0 | -50.67 | SWHC014-04 | Com Central HVAC (Small) - Fuel Sub - Panel Upgrade - ZEAS 2030 - Marine ¦ SCG ¦ Marine | Com Central HVAC (Small) - Fuel Sub - Panel Upgrade - ZEAS 2030 - Marine | 0.0051386 | 0.186 | 0 | CBSA 2014, adjusted to reflect new efficiencies | 80.363 | 2012 | 1 | SWHC014-04
COM-HVAC-FS-PU-20B-ZEAS.49 | Com ¦ Small Packaged Heat Pump (SEER 14) - Fuel Sub Future Baseline - Panel Upgrade - ZEAS 2030 - Hot-Dry ¦ SCG ¦ Hot-Dry | Com ¦ Small Packaged Heat Pump (SEER 14) - Fuel Sub Future Baseline - Panel Upgrade - ZEAS 2030 - Hot-Dry | SCG ¦ Hot-Dry | SCG | All | Electric & Gas | SEER14 Heat Pump, <65 kbtuh, NR | Efficient | 2030 |  | 1 | Conventional | HVAC | Com - College | Com | ROB Only | 1 | 1000 sqft2 of floor space | Cap-Tons | 15 | DEER:HVAC_Split-Package_HP | 115.9627 | 0.07813 | -13.1859 | SWHC014-04 | 964.1067 | 2021 | 679.11 | 2021 | 0 | -50.67 | SWHC014-04 | Com Central HVAC (Small) - Fuel Sub - Panel Upgrade - ZEAS 2030 - Hot-Dry ¦ SCG ¦ Hot-Dry | Com Central HVAC (Small) - Fuel Sub - Panel Upgrade - ZEAS 2030 - Hot-Dry | 0.022689 | 0.186 | 0 | CBSA 2014, adjusted to reflect new efficiencies | 34.7407 | 2012 | 1 | SWHC014-04
COM-HVAC-FS-PU-20B-ZEAS.50 | Com ¦ Small Packaged Heat Pump (SEER 14) - Fuel Sub Future Baseline - Panel Upgrade - ZEAS 2030 - Hot-Dry ¦ SCG ¦ Hot-Dry | Com ¦ Small Packaged Heat Pump (SEER 14) - Fuel Sub Future Baseline - Panel Upgrade - ZEAS 2030 - Hot-Dry | SCG ¦ Hot-Dry | SCG | All | Electric & Gas | SEER14 Heat Pump, <65 kbtuh, NR | Efficient | 2030 |  | 1 | Conventional | HVAC | Com - Grocery | Com | ROB Only | 1 | 1000 sqft2 of floor space | Cap-Tons | 15 | DEER:HVAC_Split-Package_HP | 416.25 | 0.0818 | -84.8337 | SWHC014-04 | 964.1067 | 2021 | 679.11 | 2021 | 0 | -50.67 | SWHC014-04 | Com Central HVAC (Small) - Fuel Sub - Panel Upgrade - ZEAS 2030 - Hot-Dry ¦ SCG ¦ Hot-Dry | Com Central HVAC (Small) - Fuel Sub - Panel Upgrade - ZEAS 2030 - Hot-Dry | 0.040359 | 0.186 | 0 | CBSA 2014, adjusted to reflect new efficiencies | 175.7921 | 2012 | 1 | SWHC014-04
COM-HVAC-FS-PU-20B-ZEAS.51 | Com ¦ Small Packaged Heat Pump (SEER 14) - Fuel Sub Future Baseline - Panel Upgrade - ZEAS 2030 - Hot-Dry ¦ SCG ¦ Hot-Dry | Com ¦ Small Packaged Heat Pump (SEER 14) - Fuel Sub Future Baseline - Panel Upgrade - ZEAS 2030 - Hot-Dry | SCG ¦ Hot-Dry | SCG | All | Electric & Gas | SEER14 Heat Pump, <65 kbtuh, NR | Efficient | 2030 |  | 1 | Conventional | HVAC | Com - Health | Com | ROB Only | 1 | 1000 sqft2 of floor space | Cap-Tons | 15 | DEER:HVAC_Split-Package_HP | 147.3761 | 0.067723 | -25.6229 | SWHC014-04 | 964.1067 | 2021 | 679.11 | 2021 | 0 | -50.67 | SWHC014-04 | Com Central HVAC (Small) - Fuel Sub - Panel Upgrade - ZEAS 2030 - Hot-Dry ¦ SCG ¦ Hot-Dry | Com Central HVAC (Small) - Fuel Sub - Panel Upgrade - ZEAS 2030 - Hot-Dry | 0.032178 | 0.186 | 0 | CBSA 2014, adjusted to reflect new efficiencies | 62.7302 | 2012 | 1 | SWHC014-04
COM-HVAC-FS-PU-20B-ZEAS.52 | Com ¦ Small Packaged Heat Pump (SEER 14) - Fuel Sub Future Baseline - Panel Upgrade - ZEAS 2030 - Hot-Dry ¦ SCG ¦ Hot-Dry | Com ¦ Small Packaged Heat Pump (SEER 14) - Fuel Sub Future Baseline - Panel Upgrade - ZEAS 2030 - Hot-Dry | SCG ¦ Hot-Dry | SCG | All | Electric & Gas | SEER14 Heat Pump, <65 kbtuh, NR | Efficient | 2030 |  | 1 | Conventional | HVAC | Com - Lodging | Com | ROB Only | 1 | 1000 sqft2 of floor space | Cap-Tons | 15 | DEER:HVAC_Split-Package_HP | 267.3136 | 0.078689 | -40.2704 | SWHC014-04 | 964.1067 | 2021 | 679.11 | 2021 | 0 | -50.67 | SWHC014-04 | Com Central HVAC (Small) - Fuel Sub - Panel Upgrade - ZEAS 2030 - Hot-Dry ¦ SCG ¦ Hot-Dry | Com Central HVAC (Small) - Fuel Sub - Panel Upgrade - ZEAS 2030 - Hot-Dry | 0.018069 | 0.186 | 0 | CBSA 2014, adjusted to reflect new efficiencies | 355.6546 | 2012 | 1 | SWHC014-04
COM-HVAC-FS-PU-20B-ZEAS.53 | Com ¦ Small Packaged Heat Pump (SEER 14) - Fuel Sub Future Baseline - Panel Upgrade - ZEAS 2030 - Hot-Dry ¦ SCG ¦ Hot-Dry | Com ¦ Small Packaged Heat Pump (SEER 14) - Fuel Sub Future Baseline - Panel Upgrade - ZEAS 2030 - Hot-Dry | SCG ¦ Hot-Dry | SCG | All | Electric & Gas | SEER14 Heat Pump, <65 kbtuh, NR | Efficient | 2030 |  | 1 | Conventional | HVAC | Com - Office (Large) | Com | ROB Only | 1 | 1000 sqft2 of floor space | Cap-Tons | 15 | DEER:HVAC_Split-Package_HP | 58.3 | 0.0347 | -1.48 | SWHC014-04 | 964.1067 | 2021 | 679.11 | 2021 | 0 | -50.67 | SWHC014-04 | Com Central HVAC (Small) - Fuel Sub - Panel Upgrade - ZEAS 2030 - Hot-Dry ¦ SCG ¦ Hot-Dry | Com Central HVAC (Small) - Fuel Sub - Panel Upgrade - ZEAS 2030 - Hot-Dry | 0.023953 | 0.186 | 0 | CBSA 2014, adjusted to reflect new efficiencies | 0.84821 | 2012 | 1 | SWHC014-04
COM-HVAC-FS-PU-20B-ZEAS.54 | Com ¦ Small Packaged Heat Pump (SEER 14) - Fuel Sub Future Baseline - Panel Upgrade - ZEAS 2030 - Hot-Dry ¦ SCG ¦ Hot-Dry | Com ¦ Small Packaged Heat Pump (SEER 14) - Fuel Sub Future Baseline - Panel Upgrade - ZEAS 2030 - Hot-Dry | SCG ¦ Hot-Dry | SCG | All | Electric & Gas | SEER14 Heat Pump, <65 kbtuh, NR | Efficient | 2030 |  | 1 | Conventional | HVAC | Com - Office (Small) | Com | ROB Only | 1 | 1000 sqft2 of floor space | Cap-Tons | 15 | DEER:HVAC_Split-Package_HP | 79.0833 | 0.0346 | -6.68 | SWHC014-04 | 964.1067 | 2021 | 679.11 | 2021 | 0 | -50.67 | SWHC014-04 | Com Central HVAC (Small) - Fuel Sub - Panel Upgrade - ZEAS 2030 - Hot-Dry ¦ SCG ¦ Hot-Dry | Com Central HVAC (Small) - Fuel Sub - Panel Upgrade - ZEAS 2030 - Hot-Dry | 0.027176 | 0.186 | 0 | CBSA 2014, adjusted to reflect new efficiencies | 9.5984 | 2012 | 1 | SWHC014-04
COM-HVAC-FS-PU-20B-ZEAS.55 | Com ¦ Small Packaged Heat Pump (SEER 14) - Fuel Sub Future Baseline - Panel Upgrade - ZEAS 2030 - Hot-Dry ¦ SCG ¦ Hot-Dry | Com ¦ Small Packaged Heat Pump (SEER 14) - Fuel Sub Future Baseline - Panel Upgrade - ZEAS 2030 - Hot-Dry | SCG ¦ Hot-Dry | SCG | All | Electric & Gas | SEER14 Heat Pump, <65 kbtuh, NR | Efficient | 2030 |  | 1 | Conventional | HVAC | Com - Other | Com | ROB Only | 1 | 1000 sqft2 of floor space | Cap-Tons | 15 | DEER:HVAC_Split-Package_HP | 179.2667 | 0.07565 | -24.5 | SWHC014-04 | 964.1067 | 2021 | 679.11 | 2021 | 0 | -50.67 | SWHC014-04 | Com Central HVAC (Small) - Fuel Sub - Panel Upgrade - ZEAS 2030 - Hot-Dry ¦ SCG ¦ Hot-Dry | Com Central HVAC (Small) - Fuel Sub - Panel Upgrade - ZEAS 2030 - Hot-Dry | 0.038925 | 0.186 | 0 | CBSA 2014, adjusted to reflect new efficiencies | 91.1897 | 2012 | 1 | SWHC014-04
COM-HVAC-FS-PU-20B-ZEAS.56 | Com ¦ Small Packaged Heat Pump (SEER 14) - Fuel Sub Future Baseline - Panel Upgrade - ZEAS 2030 - Hot-Dry ¦ SCG ¦ Hot-Dry | Com ¦ Small Packaged Heat Pump (SEER 14) - Fuel Sub Future Baseline - Panel Upgrade - ZEAS 2030 - Hot-Dry | SCG ¦ Hot-Dry | SCG | All | Electric & Gas | SEER14 Heat Pump, <65 kbtuh, NR | Efficient | 2030 |  | 1 | Conventional | HVAC | Com - Refrig. Warehouse | Com | ROB Only | 1 | 1000 sqft2 of floor space | Cap-Tons | 15 | DEER:HVAC_Split-Package_HP | 0 | 0 | 0 | SWHC014-04 | 0 | 2021 | 0 | 2021 | 0 | -50.67 | SWHC014-04 | Com Central HVAC (Small) - Fuel Sub - Panel Upgrade - ZEAS 2030 - Hot-Dry ¦ SCG ¦ Hot-Dry | Com Central HVAC (Small) - Fuel Sub - Panel Upgrade - ZEAS 2030 - Hot-Dry | 0 | 0.186 | 0 | CBSA 2014, adjusted to reflect new efficiencies | 0 | 2012 | 1 | SWHC014-04
COM-HVAC-FS-PU-20B-ZEAS.57 | Com ¦ Small Packaged Heat Pump (SEER 14) - Fuel Sub Future Baseline - Panel Upgrade - ZEAS 2030 - Hot-Dry ¦ SCG ¦ Hot-Dry | Com ¦ Small Packaged Heat Pump (SEER 14) - Fuel Sub Future Baseline - Panel Upgrade - ZEAS 2030 - Hot-Dry | SCG ¦ Hot-Dry | SCG | All | Electric & Gas | SEER14 Heat Pump, <65 kbtuh, NR | Efficient | 2030 |  | 1 | Conventional | HVAC | Com - Restaurant | Com | ROB Only | 1 | 1000 sqft2 of floor space | Cap-Tons | 15 | DEER:HVAC_Split-Package_HP | 132.5917 | 0.077625 | -12.6233 | SWHC014-04 | 964.1067 | 2021 | 679.11 | 2021 | 0 | -50.67 | SWHC014-04 | Com Central HVAC (Small) - Fuel Sub - Panel Upgrade - ZEAS 2030 - Hot-Dry ¦ SCG ¦ Hot-Dry | Com Central HVAC (Small) - Fuel Sub - Panel Upgrade - ZEAS 2030 - Hot-Dry | 0.039657 | 0.186 | 0 | CBSA 2014, adjusted to reflect new efficiencies | 7.1268 | 2012 | 1 | SWHC014-04
COM-HVAC-FS-PU-20B-ZEAS.58 | Com ¦ Small Packaged Heat Pump (SEER 14) - Fuel Sub Future Baseline - Panel Upgrade - ZEAS 2030 - Hot-Dry ¦ SCG ¦ Hot-Dry | Com ¦ Small Packaged Heat Pump (SEER 14) - Fuel Sub Future Baseline - Panel Upgrade - ZEAS 2030 - Hot-Dry | SCG ¦ Hot-Dry | SCG | All | Electric & Gas | SEER14 Heat Pump, <65 kbtuh, NR | Efficient | 2030 |  | 1 | Conventional | HVAC | Com - Retail | Com | ROB Only | 1 | 1000 sqft2 of floor space | Cap-Tons | 15 | DEER:HVAC_Split-Package_HP | 113.0381 | 0.081054 | -10.1827 | SWHC014-04 | 964.1067 | 2021 | 679.11 | 2021 | 0 | -50.67 | SWHC014-04 | Com Central HVAC (Small) - Fuel Sub - Panel Upgrade - ZEAS 2030 - Hot-Dry ¦ SCG ¦ Hot-Dry | Com Central HVAC (Small) - Fuel Sub - Panel Upgrade - ZEAS 2030 - Hot-Dry | 0.016778 | 0.186 | 0 | CBSA 2014, adjusted to reflect new efficiencies | 10.6018 | 2012 | 1 | SWHC014-04
COM-HVAC-FS-PU-20B-ZEAS.59 | Com ¦ Small Packaged Heat Pump (SEER 14) - Fuel Sub Future Baseline - Panel Upgrade - ZEAS 2030 - Hot-Dry ¦ SCG ¦ Hot-Dry | Com ¦ Small Packaged Heat Pump (SEER 14) - Fuel Sub Future Baseline - Panel Upgrade - ZEAS 2030 - Hot-Dry | SCG ¦ Hot-Dry | SCG | All | Electric & Gas | SEER14 Heat Pump, <65 kbtuh, NR | Efficient | 2030 |  | 1 | Conventional | HVAC | Com - School | Com | ROB Only | 1 | 1000 sqft2 of floor space | Cap-Tons | 15 | DEER:HVAC_Split-Package_HP | 92.4414 | 0.042935 | -12.0107 | SWHC014-04 | 964.1067 | 2021 | 679.11 | 2021 | 0 | -50.67 | SWHC014-04 | Com Central HVAC (Small) - Fuel Sub - Panel Upgrade - ZEAS 2030 - Hot-Dry ¦ SCG ¦ Hot-Dry | Com Central HVAC (Small) - Fuel Sub - Panel Upgrade - ZEAS 2030 - Hot-Dry | 0.027322 | 0.186 | 0 | CBSA 2014, adjusted to reflect new efficiencies | 12.2213 | 2012 | 1 | SWHC014-04
COM-HVAC-FS-PU-20B-ZEAS.60 | Com ¦ Small Packaged Heat Pump (SEER 14) - Fuel Sub Future Baseline - Panel Upgrade - ZEAS 2030 - Hot-Dry ¦ SCG ¦ Hot-Dry | Com ¦ Small Packaged Heat Pump (SEER 14) - Fuel Sub Future Baseline - Panel Upgrade - ZEAS 2030 - Hot-Dry | SCG ¦ Hot-Dry | SCG | All | Electric & Gas | SEER14 Heat Pump, <65 kbtuh, NR | Efficient | 2030 |  | 1 | Conventional | HVAC | Com - Warehouse | Com | ROB Only | 1 | 1000 sqft2 of floor space | Cap-Tons | 15 | DEER:HVAC_Split-Package_HP | 204.85 | 0.0448 | -33.6 | SWHC014-04 | 964.1067 | 2021 | 679.11 | 2021 | 0 | -50.67 | SWHC014-04 | Com Central HVAC (Small) - Fuel Sub - Panel Upgrade - ZEAS 2030 - Hot-Dry ¦ SCG ¦ Hot-Dry | Com Central HVAC (Small) - Fuel Sub - Panel Upgrade - ZEAS 2030 - Hot-Dry | 0.0051386 | 0.186 | 0 | CBSA 2014, adjusted to reflect new efficiencies | 80.2415 | 2012 | 1 | SWHC014-04
COM-HVAC-FS-PU-20B-ZEAS.61 | Com ¦ Small Packaged Heat Pump (SEER 14) - Fuel Sub Future Baseline - Panel Upgrade - ZEAS 2030 - Cold ¦ SCG ¦ Cold | Com ¦ Small Packaged Heat Pump (SEER 14) - Fuel Sub Future Baseline - Panel Upgrade - ZEAS 2030 - Cold | SCG ¦ Cold | SCG | All | Electric & Gas | SEER14 Heat Pump, <65 kbtuh, NR | Efficient | 2030 |  | 1 | Conventional | HVAC | Com - College | Com | ROB Only | 1 | 1000 sqft2 of floor space | Cap-Tons | 15 | DEER:HVAC_Split-Package_HP | 717.6906 | 0.0079597 | -92.6695 | SWHC014-04 | 964.1067 | 2021 | 679.11 | 2021 | 0 | -50.67 | SWHC014-04 | Com Central HVAC (Small) - Fuel Sub - Panel Upgrade - ZEAS 2030 - Cold ¦ SCG ¦ Cold | Com Central HVAC (Small) - Fuel Sub - Panel Upgrade - ZEAS 2030 - Cold | 0.022689 | 0.186 | 0 | CBSA 2014, adjusted to reflect new efficiencies | 251.5002 | 2012 | 1 | SWHC014-04
COM-HVAC-FS-PU-20B-ZEAS.62 | Com ¦ Small Packaged Heat Pump (SEER 14) - Fuel Sub Future Baseline - Panel Upgrade - ZEAS 2030 - Cold ¦ SCG ¦ Cold | Com ¦ Small Packaged Heat Pump (SEER 14) - Fuel Sub Future Baseline - Panel Upgrade - ZEAS 2030 - Cold | SCG ¦ Cold | SCG | All | Electric & Gas | SEER14 Heat Pump, <65 kbtuh, NR | Efficient | 2030 |  | 1 | Conventional | HVAC | Com - Grocery | Com | ROB Only | 1 | 1000 sqft2 of floor space | Cap-Tons | 15 | DEER:HVAC_Split-Package_HP | 2321.5 | 0.0658 | -331.3332 | SWHC014-04 | 964.1067 | 2021 | 679.11 | 2021 | 0 | -50.67 | SWHC014-04 | Com Central HVAC (Small) - Fuel Sub - Panel Upgrade - ZEAS 2030 - Cold ¦ SCG ¦ Cold | Com Central HVAC (Small) - Fuel Sub - Panel Upgrade - ZEAS 2030 - Cold | 0.040359 | 0.186 | 0 | CBSA 2014, adjusted to reflect new efficiencies | 647.4519 | 2012 | 1 | SWHC014-04
COM-HVAC-FS-PU-20B-ZEAS.63 | Com ¦ Small Packaged Heat Pump (SEER 14) - Fuel Sub Future Baseline - Panel Upgrade - ZEAS 2030 - Cold ¦ SCG ¦ Cold | Com ¦ Small Packaged Heat Pump (SEER 14) - Fuel Sub Future Baseline - Panel Upgrade - ZEAS 2030 - Cold | SCG ¦ Cold | SCG | All | Electric & Gas | SEER14 Heat Pump, <65 kbtuh, NR | Efficient | 2030 |  | 1 | Conventional | HVAC | Com - Health | Com | ROB Only | 1 | 1000 sqft2 of floor space | Cap-Tons | 15 | DEER:HVAC_Split-Package_HP | 856.4971 | 0.050356 | -128.9495 | SWHC014-04 | 964.1067 | 2021 | 679.11 | 2021 | 0 | -50.67 | SWHC014-04 | Com Central HVAC (Small) - Fuel Sub - Panel Upgrade - ZEAS 2030 - Cold ¦ SCG ¦ Cold | Com Central HVAC (Small) - Fuel Sub - Panel Upgrade - ZEAS 2030 - Cold | 0.032178 | 0.186 | 0 | CBSA 2014, adjusted to reflect new efficiencies | 308.1819 | 2012 | 1 | SWHC014-04
COM-HVAC-FS-PU-20B-ZEAS.64 | Com ¦ Small Packaged Heat Pump (SEER 14) - Fuel Sub Future Baseline - Panel Upgrade - ZEAS 2030 - Cold ¦ SCG ¦ Cold | Com ¦ Small Packaged Heat Pump (SEER 14) - Fuel Sub Future Baseline - Panel Upgrade - ZEAS 2030 - Cold | SCG ¦ Cold | SCG | All | Electric & Gas | SEER14 Heat Pump, <65 kbtuh, NR | Efficient | 2030 |  | 1 | Conventional | HVAC | Com - Lodging | Com | ROB Only | 1 | 1000 sqft2 of floor space | Cap-Tons | 15 | DEER:HVAC_Split-Package_HP | 1613.0699 | 0.05858 | -210.3596 | SWHC014-04 | 964.1067 | 2021 | 679.11 | 2021 | 0 | -50.67 | SWHC014-04 | Com Central HVAC (Small) - Fuel Sub - Panel Upgrade - ZEAS 2030 - Cold ¦ SCG ¦ Cold | Com Central HVAC (Small) - Fuel Sub - Panel Upgrade - ZEAS 2030 - Cold | 0.018069 | 0.186 | 0 | CBSA 2014, adjusted to reflect new efficiencies | 1823.6532 | 2012 | 1 | SWHC014-04
COM-HVAC-FS-PU-20B-ZEAS.65 | Com ¦ Small Packaged Heat Pump (SEER 14) - Fuel Sub Future Baseline - Panel Upgrade - ZEAS 2030 - Cold ¦ SCG ¦ Cold | Com ¦ Small Packaged Heat Pump (SEER 14) - Fuel Sub Future Baseline - Panel Upgrade - ZEAS 2030 - Cold | SCG ¦ Cold | SCG | All | Electric & Gas | SEER14 Heat Pump, <65 kbtuh, NR | Efficient | 2030 |  | 1 | Conventional | HVAC | Com - Office (Large) | Com | ROB Only | 1 | 1000 sqft2 of floor space | Cap-Tons | 15 | DEER:HVAC_Split-Package_HP | 198.8 | 0.0268 | -24.4 | SWHC014-04 | 964.1067 | 2021 | 679.11 | 2021 | 0 | -50.67 | SWHC014-04 | Com Central HVAC (Small) - Fuel Sub - Panel Upgrade - ZEAS 2030 - Cold ¦ SCG ¦ Cold | Com Central HVAC (Small) - Fuel Sub - Panel Upgrade - ZEAS 2030 - Cold | 0.023953 | 0.186 | 0 | CBSA 2014, adjusted to reflect new efficiencies | 89.802 | 2012 | 1 | SWHC014-04
COM-HVAC-FS-PU-20B-ZEAS.66 | Com ¦ Small Packaged Heat Pump (SEER 14) - Fuel Sub Future Baseline - Panel Upgrade - ZEAS 2030 - Cold ¦ SCG ¦ Cold | Com ¦ Small Packaged Heat Pump (SEER 14) - Fuel Sub Future Baseline - Panel Upgrade - ZEAS 2030 - Cold | SCG ¦ Cold | SCG | All | Electric & Gas | SEER14 Heat Pump, <65 kbtuh, NR | Efficient | 2030 |  | 1 | Conventional | HVAC | Com - Office (Small) | Com | ROB Only | 1 | 1000 sqft2 of floor space | Cap-Tons | 15 | DEER:HVAC_Split-Package_HP | 409.2167 | 0.02705 | -49.4 | SWHC014-04 | 964.1067 | 2021 | 679.11 | 2021 | 0 | -50.67 | SWHC014-04 | Com Central HVAC (Small) - Fuel Sub - Panel Upgrade - ZEAS 2030 - Cold ¦ SCG ¦ Cold | Com Central HVAC (Small) - Fuel Sub - Panel Upgrade - ZEAS 2030 - Cold | 0.027176 | 0.186 | 0 | CBSA 2014, adjusted to reflect new efficiencies | 79.0342 | 2012 | 1 | SWHC014-04
COM-HVAC-FS-PU-20B-ZEAS.67 | Com ¦ Small Packaged Heat Pump (SEER 14) - Fuel Sub Future Baseline - Panel Upgrade - ZEAS 2030 - Cold ¦ SCG ¦ Cold | Com ¦ Small Packaged Heat Pump (SEER 14) - Fuel Sub Future Baseline - Panel Upgrade - ZEAS 2030 - Cold | SCG ¦ Cold | SCG | All | Electric & Gas | SEER14 Heat Pump, <65 kbtuh, NR | Efficient | 2030 |  | 1 | Conventional | HVAC | Com - Other | Com | ROB Only | 1 | 1000 sqft2 of floor space | Cap-Tons | 15 | DEER:HVAC_Split-Package_HP | 1219.0167 | 0.05865 | -172 | SWHC014-04 | 964.1067 | 2021 | 679.11 | 2021 | 0 | -50.67 | SWHC014-04 | Com Central HVAC (Small) - Fuel Sub - Panel Upgrade - ZEAS 2030 - Cold ¦ SCG ¦ Cold | Com Central HVAC (Small) - Fuel Sub - Panel Upgrade - ZEAS 2030 - Cold | 0.038925 | 0.186 | 0 | CBSA 2014, adjusted to reflect new efficiencies | 644.5519 | 2012 | 1 | SWHC014-04
COM-HVAC-FS-PU-20B-ZEAS.68 | Com ¦ Small Packaged Heat Pump (SEER 14) - Fuel Sub Future Baseline - Panel Upgrade - ZEAS 2030 - Cold ¦ SCG ¦ Cold | Com ¦ Small Packaged Heat Pump (SEER 14) - Fuel Sub Future Baseline - Panel Upgrade - ZEAS 2030 - Cold | SCG ¦ Cold | SCG | All | Electric & Gas | SEER14 Heat Pump, <65 kbtuh, NR | Efficient | 2030 |  | 1 | Conventional | HVAC | Com - Refrig. Warehouse | Com | ROB Only | 1 | 1000 sqft2 of floor space | Cap-Tons | 15 | DEER:HVAC_Split-Package_HP | 0 | 0 | 0 | SWHC014-04 | 0 | 2021 | 0 | 2021 | 0 | -50.67 | SWHC014-04 | Com Central HVAC (Small) - Fuel Sub - Panel Upgrade - ZEAS 2030 - Cold ¦ SCG ¦ Cold | Com Central HVAC (Small) - Fuel Sub - Panel Upgrade - ZEAS 2030 - Cold | 0 | 0.186 | 0 | CBSA 2014, adjusted to reflect new efficiencies | 0 | 2012 | 1 | SWHC014-04
COM-HVAC-FS-PU-20B-ZEAS.69 | Com ¦ Small Packaged Heat Pump (SEER 14) - Fuel Sub Future Baseline - Panel Upgrade - ZEAS 2030 - Cold ¦ SCG ¦ Cold | Com ¦ Small Packaged Heat Pump (SEER 14) - Fuel Sub Future Baseline - Panel Upgrade - ZEAS 2030 - Cold | SCG ¦ Cold | SCG | All | Electric & Gas | SEER14 Heat Pump, <65 kbtuh, NR | Efficient | 2030 |  | 1 | Conventional | HVAC | Com - Restaurant | Com | ROB Only | 1 | 1000 sqft2 of floor space | Cap-Tons | 15 | DEER:HVAC_Split-Package_HP | 984.271 | 0.061162 | -140.5022 | SWHC014-04 | 964.1067 | 2021 | 679.11 | 2021 | 0 | -50.67 | SWHC014-04 | Com Central HVAC (Small) - Fuel Sub - Panel Upgrade - ZEAS 2030 - Cold ¦ SCG ¦ Cold | Com Central HVAC (Small) - Fuel Sub - Panel Upgrade - ZEAS 2030 - Cold | 0.039657 | 0.186 | 0 | CBSA 2014, adjusted to reflect new efficiencies | 88.0589 | 2012 | 1 | SWHC014-04
COM-HVAC-FS-PU-20B-ZEAS.70 | Com ¦ Small Packaged Heat Pump (SEER 14) - Fuel Sub Future Baseline - Panel Upgrade - ZEAS 2030 - Cold ¦ SCG ¦ Cold | Com ¦ Small Packaged Heat Pump (SEER 14) - Fuel Sub Future Baseline - Panel Upgrade - ZEAS 2030 - Cold | SCG ¦ Cold | SCG | All | Electric & Gas | SEER14 Heat Pump, <65 kbtuh, NR | Efficient | 2030 |  | 1 | Conventional | HVAC | Com - Retail | Com | ROB Only | 1 | 1000 sqft2 of floor space | Cap-Tons | 15 | DEER:HVAC_Split-Package_HP | 886.8214 | 0.070056 | -114.1883 | SWHC014-04 | 964.1067 | 2021 | 679.11 | 2021 | 0 | -50.67 | SWHC014-04 | Com Central HVAC (Small) - Fuel Sub - Panel Upgrade - ZEAS 2030 - Cold ¦ SCG ¦ Cold | Com Central HVAC (Small) - Fuel Sub - Panel Upgrade - ZEAS 2030 - Cold | 0.016778 | 0.186 | 0 | CBSA 2014, adjusted to reflect new efficiencies | 252.6619 | 2012 | 1 | SWHC014-04
COM-HVAC-FS-PU-20B-ZEAS.71 | Com ¦ Small Packaged Heat Pump (SEER 14) - Fuel Sub Future Baseline - Panel Upgrade - ZEAS 2030 - Cold ¦ SCG ¦ Cold | Com ¦ Small Packaged Heat Pump (SEER 14) - Fuel Sub Future Baseline - Panel Upgrade - ZEAS 2030 - Cold | SCG ¦ Cold | SCG | All | Electric & Gas | SEER14 Heat Pump, <65 kbtuh, NR | Efficient | 2030 |  | 1 | Conventional | HVAC | Com - School | Com | ROB Only | 1 | 1000 sqft2 of floor space | Cap-Tons | 15 | DEER:HVAC_Split-Package_HP | 743.2796 | 0.0048631 | -96.149 | SWHC014-04 | 964.1067 | 2021 | 679.11 | 2021 | 0 | -50.67 | SWHC014-04 | Com Central HVAC (Small) - Fuel Sub - Panel Upgrade - ZEAS 2030 - Cold ¦ SCG ¦ Cold | Com Central HVAC (Small) - Fuel Sub - Panel Upgrade - ZEAS 2030 - Cold | 0.027322 | 0.186 | 0 | CBSA 2014, adjusted to reflect new efficiencies | 97.2975 | 2012 | 1 | SWHC014-04
COM-HVAC-FS-PU-20B-ZEAS.72 | Com ¦ Small Packaged Heat Pump (SEER 14) - Fuel Sub Future Baseline - Panel Upgrade - ZEAS 2030 - Cold ¦ SCG ¦ Cold | Com ¦ Small Packaged Heat Pump (SEER 14) - Fuel Sub Future Baseline - Panel Upgrade - ZEAS 2030 - Cold | SCG ¦ Cold | SCG | All | Electric & Gas | SEER14 Heat Pump, <65 kbtuh, NR | Efficient | 2030 |  | 1 | Conventional | HVAC | Com - Warehouse | Com | ROB Only | 1 | 1000 sqft2 of floor space | Cap-Tons | 15 | DEER:HVAC_Split-Package_HP | 1213.0333 | 0.0279 | -152 | SWHC014-04 | 964.1067 | 2021 | 679.11 | 2021 | 0 | -50.67 | SWHC014-04 | Com Central HVAC (Small) - Fuel Sub - Panel Upgrade - ZEAS 2030 - Cold ¦ SCG ¦ Cold | Com Central HVAC (Small) - Fuel Sub - Panel Upgrade - ZEAS 2030 - Cold | 0.0051386 | 0.186 | 0 | CBSA 2014, adjusted to reflect new efficiencies | 277.177 | 2012 | 1 | SWHC014-04
COM-HVAC-FS-PU-20B-ZEAS.73 | Com ¦ Small Packaged Heat Pump (SEER 14) - Fuel Sub Future Baseline - Panel Upgrade - ZEAS 2030 - Marine ¦ SDG&E ¦ Marine | Com ¦ Small Packaged Heat Pump (SEER 14) - Fuel Sub Future Baseline - Panel Upgrade - ZEAS 2030 - Marine | SDG&E ¦ Marine | SDG&E | All | Electric & Gas | SEER14 Heat Pump, <65 kbtuh, NR | Efficient | 2030 |  | 1 | Conventional | HVAC | Com - College | Com | ROB Only | 1 | 1000 sqft2 of floor space | Cap-Tons | 15 | DEER:HVAC_Split-Package_HP | 106.3002 | 0.065628 | -12.4101 | SWHC014-04 | 964.1067 | 2021 | 679.11 | 2021 | 0 | -50.67 | SWHC014-04 | Com Central HVAC (Small) - Fuel Sub - Panel Upgrade - ZEAS 2030 - Marine ¦ SDG&E ¦ Marine | Com Central HVAC (Small) - Fuel Sub - Panel Upgrade - ZEAS 2030 - Marine | 0.022234 | 0.186 | 0 | CBSA 2014, adjusted to reflect new efficiencies | 32.911 | 2012 | 1 | SWHC014-04
COM-HVAC-FS-PU-20B-ZEAS.74 | Com ¦ Small Packaged Heat Pump (SEER 14) - Fuel Sub Future Baseline - Panel Upgrade - ZEAS 2030 - Marine ¦ SDG&E ¦ Marine | Com ¦ Small Packaged Heat Pump (SEER 14) - Fuel Sub Future Baseline - Panel Upgrade - ZEAS 2030 - Marine | SDG&E ¦ Marine | SDG&E | All | Electric & Gas | SEER14 Heat Pump, <65 kbtuh, NR | Efficient | 2030 |  | 1 | Conventional | HVAC | Com - Grocery | Com | ROB Only | 1 | 1000 sqft2 of floor space | Cap-Tons | 15 | DEER:HVAC_Split-Package_HP | 420.3467 | 0.05785 | -80.6013 | SWHC014-04 | 964.1067 | 2021 | 679.11 | 2021 | 0 | -50.67 | SWHC014-04 | Com Central HVAC (Small) - Fuel Sub - Panel Upgrade - ZEAS 2030 - Marine ¦ SDG&E ¦ Marine | Com Central HVAC (Small) - Fuel Sub - Panel Upgrade - ZEAS 2030 - Marine | 0.041033 | 0.186 | 0 | CBSA 2014, adjusted to reflect new efficiencies | 165.6233 | 2012 | 1 | SWHC014-04
COM-HVAC-FS-PU-20B-ZEAS.75 | Com ¦ Small Packaged Heat Pump (SEER 14) - Fuel Sub Future Baseline - Panel Upgrade - ZEAS 2030 - Marine ¦ SDG&E ¦ Marine | Com ¦ Small Packaged Heat Pump (SEER 14) - Fuel Sub Future Baseline - Panel Upgrade - ZEAS 2030 - Marine | SDG&E ¦ Marine | SDG&E | All | Electric & Gas | SEER14 Heat Pump, <65 kbtuh, NR | Efficient | 2030 |  | 1 | Conventional | HVAC | Com - Health | Com | ROB Only | 1 | 1000 sqft2 of floor space | Cap-Tons | 15 | DEER:HVAC_Split-Package_HP | 119.1132 | 0.055927 | -22.4855 | SWHC014-04 | 964.1067 | 2021 | 679.11 | 2021 | 0 | -50.67 | SWHC014-04 | Com Central HVAC (Small) - Fuel Sub - Panel Upgrade - ZEAS 2030 - Marine ¦ SDG&E ¦ Marine | Com Central HVAC (Small) - Fuel Sub - Panel Upgrade - ZEAS 2030 - Marine | 0.031998 | 0.186 | 0 | CBSA 2014, adjusted to reflect new efficiencies | 55.7178 | 2012 | 1 | SWHC014-04
COM-HVAC-FS-PU-20B-ZEAS.76 | Com ¦ Small Packaged Heat Pump (SEER 14) - Fuel Sub Future Baseline - Panel Upgrade - ZEAS 2030 - Marine ¦ SDG&E ¦ Marine | Com ¦ Small Packaged Heat Pump (SEER 14) - Fuel Sub Future Baseline - Panel Upgrade - ZEAS 2030 - Marine | SDG&E ¦ Marine | SDG&E | All | Electric & Gas | SEER14 Heat Pump, <65 kbtuh, NR | Efficient | 2030 |  | 1 | Conventional | HVAC | Com - Lodging | Com | ROB Only | 1 | 1000 sqft2 of floor space | Cap-Tons | 15 | DEER:HVAC_Split-Package_HP | 254.4021 | 0.062815 | -41.9012 | SWHC014-04 | 964.1067 | 2021 | 679.11 | 2021 | 0 | -50.67 | SWHC014-04 | Com Central HVAC (Small) - Fuel Sub - Panel Upgrade - ZEAS 2030 - Marine ¦ SDG&E ¦ Marine | Com Central HVAC (Small) - Fuel Sub - Panel Upgrade - ZEAS 2030 - Marine | 0.017903 | 0.186 | 0 | CBSA 2014, adjusted to reflect new efficiencies | 373.8002 | 2012 | 1 | SWHC014-04
COM-HVAC-FS-PU-20B-ZEAS.77 | Com ¦ Small Packaged Heat Pump (SEER 14) - Fuel Sub Future Baseline - Panel Upgrade - ZEAS 2030 - Marine ¦ SDG&E ¦ Marine | Com ¦ Small Packaged Heat Pump (SEER 14) - Fuel Sub Future Baseline - Panel Upgrade - ZEAS 2030 - Marine | SDG&E ¦ Marine | SDG&E | All | Electric & Gas | SEER14 Heat Pump, <65 kbtuh, NR | Efficient | 2030 |  | 1 | Conventional | HVAC | Com - Office (Large) | Com | ROB Only | 1 | 1000 sqft2 of floor space | Cap-Tons | 15 | DEER:HVAC_Split-Package_HP | 47.1667 | 0.0268 | -0.948 | SWHC014-04 | 964.1067 | 2021 | 679.11 | 2021 | 0 | -50.67 | SWHC014-04 | Com Central HVAC (Small) - Fuel Sub - Panel Upgrade - ZEAS 2030 - Marine ¦ SDG&E ¦ Marine | Com Central HVAC (Small) - Fuel Sub - Panel Upgrade - ZEAS 2030 - Marine | 0.023374 | 0.186 | 0 | CBSA 2014, adjusted to reflect new efficiencies | -0.43361 | 2012 | 1 | SWHC014-04
COM-HVAC-FS-PU-20B-ZEAS.78 | Com ¦ Small Packaged Heat Pump (SEER 14) - Fuel Sub Future Baseline - Panel Upgrade - ZEAS 2030 - Marine ¦ SDG&E ¦ Marine | Com ¦ Small Packaged Heat Pump (SEER 14) - Fuel Sub Future Baseline - Panel Upgrade - ZEAS 2030 - Marine | SDG&E ¦ Marine | SDG&E | All | Electric & Gas | SEER14 Heat Pump, <65 kbtuh, NR | Efficient | 2030 |  | 1 | Conventional | HVAC | Com - Office (Small) | Com | ROB Only | 1 | 1000 sqft2 of floor space | Cap-Tons | 15 | DEER:HVAC_Split-Package_HP | 67.0667 | 0.02635 | -5.55 | SWHC014-04 | 964.1067 | 2021 | 679.11 | 2021 | 0 | -50.67 | SWHC014-04 | Com Central HVAC (Small) - Fuel Sub - Panel Upgrade - ZEAS 2030 - Marine ¦ SDG&E ¦ Marine | Com Central HVAC (Small) - Fuel Sub - Panel Upgrade - ZEAS 2030 - Marine | 0.028381 | 0.186 | 0 | CBSA 2014, adjusted to reflect new efficiencies | 7.9123 | 2012 | 1 | SWHC014-04
COM-HVAC-FS-PU-20B-ZEAS.79 | Com ¦ Small Packaged Heat Pump (SEER 14) - Fuel Sub Future Baseline - Panel Upgrade - ZEAS 2030 - Marine ¦ SDG&E ¦ Marine | Com ¦ Small Packaged Heat Pump (SEER 14) - Fuel Sub Future Baseline - Panel Upgrade - ZEAS 2030 - Marine | SDG&E ¦ Marine | SDG&E | All | Electric & Gas | SEER14 Heat Pump, <65 kbtuh, NR | Efficient | 2030 |  | 1 | Conventional | HVAC | Com - Other | Com | ROB Only | 1 | 1000 sqft2 of floor space | Cap-Tons | 15 | DEER:HVAC_Split-Package_HP | 171.9 | 0.0627 | -25 | SWHC014-04 | 964.1067 | 2021 | 679.11 | 2021 | 0 | -50.67 | SWHC014-04 | Com Central HVAC (Small) - Fuel Sub - Panel Upgrade - ZEAS 2030 - Marine ¦ SDG&E ¦ Marine | Com Central HVAC (Small) - Fuel Sub - Panel Upgrade - ZEAS 2030 - Marine | 0.03826 | 0.186 | 0 | CBSA 2014, adjusted to reflect new efficiencies | 94.2682 | 2012 | 1 | SWHC014-04
COM-HVAC-FS-PU-20B-ZEAS.80 | Com ¦ Small Packaged Heat Pump (SEER 14) - Fuel Sub Future Baseline - Panel Upgrade - ZEAS 2030 - Marine ¦ SDG&E ¦ Marine | Com ¦ Small Packaged Heat Pump (SEER 14) - Fuel Sub Future Baseline - Panel Upgrade - ZEAS 2030 - Marine | SDG&E ¦ Marine | SDG&E | All | Electric & Gas | SEER14 Heat Pump, <65 kbtuh, NR | Efficient | 2030 |  | 1 | Conventional | HVAC | Com - Refrig. Warehouse | Com | ROB Only | 1 | 1000 sqft2 of floor space | Cap-Tons | 15 | DEER:HVAC_Split-Package_HP | 0 | 0 | 0 | SWHC014-04 | 0 | 2021 | 0 | 2021 | 0 | -50.67 | SWHC014-04 | Com Central HVAC (Small) - Fuel Sub - Panel Upgrade - ZEAS 2030 - Marine ¦ SDG&E ¦ Marine | Com Central HVAC (Small) - Fuel Sub - Panel Upgrade - ZEAS 2030 - Marine | 0 | 0.186 | 0 | CBSA 2014, adjusted to reflect new efficiencies | 0 | 2012 | 1 | SWHC014-04
COM-HVAC-FS-PU-20B-ZEAS.81 | Com ¦ Small Packaged Heat Pump (SEER 14) - Fuel Sub Future Baseline - Panel Upgrade - ZEAS 2030 - Marine ¦ SDG&E ¦ Marine | Com ¦ Small Packaged Heat Pump (SEER 14) - Fuel Sub Future Baseline - Panel Upgrade - ZEAS 2030 - Marine | SDG&E ¦ Marine | SDG&E | All | Electric & Gas | SEER14 Heat Pump, <65 kbtuh, NR | Efficient | 2030 |  | 1 | Conventional | HVAC | Com - Restaurant | Com | ROB Only | 1 | 1000 sqft2 of floor space | Cap-Tons | 15 | DEER:HVAC_Split-Package_HP | 129.0116 | 0.066312 | -11.7207 | SWHC014-04 | 964.1067 | 2021 | 679.11 | 2021 | 0 | -50.67 | SWHC014-04 | Com Central HVAC (Small) - Fuel Sub - Panel Upgrade - ZEAS 2030 - Marine ¦ SDG&E ¦ Marine | Com Central HVAC (Small) - Fuel Sub - Panel Upgrade - ZEAS 2030 - Marine | 0.041427 | 0.186 | 0 | CBSA 2014, adjusted to reflect new efficiencies | 6.5124 | 2012 | 1 | SWHC014-04
COM-HVAC-FS-PU-20B-ZEAS.82 | Com ¦ Small Packaged Heat Pump (SEER 14) - Fuel Sub Future Baseline - Panel Upgrade - ZEAS 2030 - Marine ¦ SDG&E ¦ Marine | Com ¦ Small Packaged Heat Pump (SEER 14) - Fuel Sub Future Baseline - Panel Upgrade - ZEAS 2030 - Marine | SDG&E ¦ Marine | SDG&E | All | Electric & Gas | SEER14 Heat Pump, <65 kbtuh, NR | Efficient | 2030 |  | 1 | Conventional | HVAC | Com - Retail | Com | ROB Only | 1 | 1000 sqft2 of floor space | Cap-Tons | 15 | DEER:HVAC_Split-Package_HP | 141.9351 | 0.076641 | -11.8403 | SWHC014-04 | 964.1067 | 2021 | 679.11 | 2021 | 0 | -50.67 | SWHC014-04 | Com Central HVAC (Small) - Fuel Sub - Panel Upgrade - ZEAS 2030 - Marine ¦ SDG&E ¦ Marine | Com Central HVAC (Small) - Fuel Sub - Panel Upgrade - ZEAS 2030 - Marine | 0.016794 | 0.186 | 0 | CBSA 2014, adjusted to reflect new efficiencies | 8.6402 | 2012 | 1 | SWHC014-04
COM-HVAC-FS-PU-20B-ZEAS.83 | Com ¦ Small Packaged Heat Pump (SEER 14) - Fuel Sub Future Baseline - Panel Upgrade - ZEAS 2030 - Marine ¦ SDG&E ¦ Marine | Com ¦ Small Packaged Heat Pump (SEER 14) - Fuel Sub Future Baseline - Panel Upgrade - ZEAS 2030 - Marine | SDG&E ¦ Marine | SDG&E | All | Electric & Gas | SEER14 Heat Pump, <65 kbtuh, NR | Efficient | 2030 |  | 1 | Conventional | HVAC | Com - School | Com | ROB Only | 1 | 1000 sqft2 of floor space | Cap-Tons | 15 | DEER:HVAC_Split-Package_HP | 91.0406 | 0.033858 | -12.1639 | SWHC014-04 | 964.1067 | 2021 | 679.11 | 2021 | 0 | -50.67 | SWHC014-04 | Com Central HVAC (Small) - Fuel Sub - Panel Upgrade - ZEAS 2030 - Marine ¦ SDG&E ¦ Marine | Com Central HVAC (Small) - Fuel Sub - Panel Upgrade - ZEAS 2030 - Marine | 0.028241 | 0.186 | 0 | CBSA 2014, adjusted to reflect new efficiencies | 12.8019 | 2012 | 1 | SWHC014-04
COM-HVAC-FS-PU-20B-ZEAS.84 | Com ¦ Small Packaged Heat Pump (SEER 14) - Fuel Sub Future Baseline - Panel Upgrade - ZEAS 2030 - Marine ¦ SDG&E ¦ Marine | Com ¦ Small Packaged Heat Pump (SEER 14) - Fuel Sub Future Baseline - Panel Upgrade - ZEAS 2030 - Marine | SDG&E ¦ Marine | SDG&E | All | Electric & Gas | SEER14 Heat Pump, <65 kbtuh, NR | Efficient | 2030 |  | 1 | Conventional | HVAC | Com - Warehouse | Com | ROB Only | 1 | 1000 sqft2 of floor space | Cap-Tons | 15 | DEER:HVAC_Split-Package_HP | 212.8833 | 0.0301 | -34.2 | SWHC014-04 | 964.1067 | 2021 | 679.11 | 2021 | 0 | -50.67 | SWHC014-04 | Com Central HVAC (Small) - Fuel Sub - Panel Upgrade - ZEAS 2030 - Marine ¦ SDG&E ¦ Marine | Com Central HVAC (Small) - Fuel Sub - Panel Upgrade - ZEAS 2030 - Marine | 0.0051502 | 0.186 | 0 | CBSA 2014, adjusted to reflect new efficiencies | 80.363 | 2012 | 1 | SWHC014-04
COM-HVAC-FS-PU-20B-ZEAS.85 | Com ¦ Small Packaged Heat Pump (SEER 14) - Fuel Sub Future Baseline - Panel Upgrade - ZEAS 2030 - Hot-Dry ¦ SDG&E ¦ Hot-Dry | Com ¦ Small Packaged Heat Pump (SEER 14) - Fuel Sub Future Baseline - Panel Upgrade - ZEAS 2030 - Hot-Dry | SDG&E ¦ Hot-Dry | SDG&E | All | Electric & Gas | SEER14 Heat Pump, <65 kbtuh, NR | Efficient | 2030 |  | 1 | Conventional | HVAC | Com - College | Com | ROB Only | 1 | 1000 sqft2 of floor space | Cap-Tons | 15 | DEER:HVAC_Split-Package_HP | 90.7837 | 0.058064 | -10.793 | SWHC014-04 | 964.1067 | 2021 | 679.11 | 2021 | 0 | -50.67 | SWHC014-04 | Com Central HVAC (Small) - Fuel Sub - Panel Upgrade - ZEAS 2030 - Hot-Dry ¦ SDG&E ¦ Hot-Dry | Com Central HVAC (Small) - Fuel Sub - Panel Upgrade - ZEAS 2030 - Hot-Dry | 0.022234 | 0.186 | 0 | CBSA 2014, adjusted to reflect new efficiencies | 28.7484 | 2012 | 1 | SWHC014-04
COM-HVAC-FS-PU-20B-ZEAS.86 | Com ¦ Small Packaged Heat Pump (SEER 14) - Fuel Sub Future Baseline - Panel Upgrade - ZEAS 2030 - Hot-Dry ¦ SDG&E ¦ Hot-Dry | Com ¦ Small Packaged Heat Pump (SEER 14) - Fuel Sub Future Baseline - Panel Upgrade - ZEAS 2030 - Hot-Dry | SDG&E ¦ Hot-Dry | SDG&E | All | Electric & Gas | SEER14 Heat Pump, <65 kbtuh, NR | Efficient | 2030 |  | 1 | Conventional | HVAC | Com - Grocery | Com | ROB Only | 1 | 1000 sqft2 of floor space | Cap-Tons | 15 | DEER:HVAC_Split-Package_HP | 401.2 | 0.0501 | -79.0992 | SWHC014-04 | 964.1067 | 2021 | 679.11 | 2021 | 0 | -50.67 | SWHC014-04 | Com Central HVAC (Small) - Fuel Sub - Panel Upgrade - ZEAS 2030 - Hot-Dry ¦ SDG&E ¦ Hot-Dry | Com Central HVAC (Small) - Fuel Sub - Panel Upgrade - ZEAS 2030 - Hot-Dry | 0.041033 | 0.186 | 0 | CBSA 2014, adjusted to reflect new efficiencies | 163.1729 | 2012 | 1 | SWHC014-04
COM-HVAC-FS-PU-20B-ZEAS.87 | Com ¦ Small Packaged Heat Pump (SEER 14) - Fuel Sub Future Baseline - Panel Upgrade - ZEAS 2030 - Hot-Dry ¦ SDG&E ¦ Hot-Dry | Com ¦ Small Packaged Heat Pump (SEER 14) - Fuel Sub Future Baseline - Panel Upgrade - ZEAS 2030 - Hot-Dry | SDG&E ¦ Hot-Dry | SDG&E | All | Electric & Gas | SEER14 Heat Pump, <65 kbtuh, NR | Efficient | 2030 |  | 1 | Conventional | HVAC | Com - Health | Com | ROB Only | 1 | 1000 sqft2 of floor space | Cap-Tons | 15 | DEER:HVAC_Split-Package_HP | 88.503 | 0.049612 | -17.1437 | SWHC014-04 | 964.1067 | 2021 | 679.11 | 2021 | 0 | -50.67 | SWHC014-04 | Com Central HVAC (Small) - Fuel Sub - Panel Upgrade - ZEAS 2030 - Hot-Dry ¦ SDG&E ¦ Hot-Dry | Com Central HVAC (Small) - Fuel Sub - Panel Upgrade - ZEAS 2030 - Hot-Dry | 0.031998 | 0.186 | 0 | CBSA 2014, adjusted to reflect new efficiencies | 42.6323 | 2012 | 1 | SWHC014-04
COM-HVAC-FS-PU-20B-ZEAS.88 | Com ¦ Small Packaged Heat Pump (SEER 14) - Fuel Sub Future Baseline - Panel Upgrade - ZEAS 2030 - Hot-Dry ¦ SDG&E ¦ Hot-Dry | Com ¦ Small Packaged Heat Pump (SEER 14) - Fuel Sub Future Baseline - Panel Upgrade - ZEAS 2030 - Hot-Dry | SDG&E ¦ Hot-Dry | SDG&E | All | Electric & Gas | SEER14 Heat Pump, <65 kbtuh, NR | Efficient | 2030 |  | 1 | Conventional | HVAC | Com - Lodging | Com | ROB Only | 1 | 1000 sqft2 of floor space | Cap-Tons | 15 | DEER:HVAC_Split-Package_HP | 199.794 | 0.054169 | -33.7874 | SWHC014-04 | 964.1067 | 2021 | 679.11 | 2021 | 0 | -50.67 | SWHC014-04 | Com Central HVAC (Small) - Fuel Sub - Panel Upgrade - ZEAS 2030 - Hot-Dry ¦ SDG&E ¦ Hot-Dry | Com Central HVAC (Small) - Fuel Sub - Panel Upgrade - ZEAS 2030 - Hot-Dry | 0.017903 | 0.186 | 0 | CBSA 2014, adjusted to reflect new efficiencies | 302.2601 | 2012 | 1 | SWHC014-04
COM-HVAC-FS-PU-20B-ZEAS.89 | Com ¦ Small Packaged Heat Pump (SEER 14) - Fuel Sub Future Baseline - Panel Upgrade - ZEAS 2030 - Hot-Dry ¦ SDG&E ¦ Hot-Dry | Com ¦ Small Packaged Heat Pump (SEER 14) - Fuel Sub Future Baseline - Panel Upgrade - ZEAS 2030 - Hot-Dry | SDG&E ¦ Hot-Dry | SDG&E | All | Electric & Gas | SEER14 Heat Pump, <65 kbtuh, NR | Efficient | 2030 |  | 1 | Conventional | HVAC | Com - Office (Large) | Com | ROB Only | 1 | 1000 sqft2 of floor space | Cap-Tons | 15 | DEER:HVAC_Split-Package_HP | 40.1333 | 0.02455 | -0.57933 | SWHC014-04 | 964.1067 | 2021 | 679.11 | 2021 | 0 | -50.67 | SWHC014-04 | Com Central HVAC (Small) - Fuel Sub - Panel Upgrade - ZEAS 2030 - Hot-Dry ¦ SDG&E ¦ Hot-Dry | Com Central HVAC (Small) - Fuel Sub - Panel Upgrade - ZEAS 2030 - Hot-Dry | 0.023374 | 0.186 | 0 | CBSA 2014, adjusted to reflect new efficiencies | -1.3897 | 2012 | 1 | SWHC014-04
COM-HVAC-FS-PU-20B-ZEAS.90 | Com ¦ Small Packaged Heat Pump (SEER 14) - Fuel Sub Future Baseline - Panel Upgrade - ZEAS 2030 - Hot-Dry ¦ SDG&E ¦ Hot-Dry | Com ¦ Small Packaged Heat Pump (SEER 14) - Fuel Sub Future Baseline - Panel Upgrade - ZEAS 2030 - Hot-Dry | SDG&E ¦ Hot-Dry | SDG&E | All | Electric & Gas | SEER14 Heat Pump, <65 kbtuh, NR | Efficient | 2030 |  | 1 | Conventional | HVAC | Com - Office (Small) | Com | ROB Only | 1 | 1000 sqft2 of floor space | Cap-Tons | 15 | DEER:HVAC_Split-Package_HP | 53.6833 | 0.02385 | -4.4333 | SWHC014-04 | 964.1067 | 2021 | 679.11 | 2021 | 0 | -50.67 | SWHC014-04 | Com Central HVAC (Small) - Fuel Sub - Panel Upgrade - ZEAS 2030 - Hot-Dry ¦ SDG&E ¦ Hot-Dry | Com Central HVAC (Small) - Fuel Sub - Panel Upgrade - ZEAS 2030 - Hot-Dry | 0.028381 | 0.186 | 0 | CBSA 2014, adjusted to reflect new efficiencies | 6.3153 | 2012 | 1 | SWHC014-04
COM-HVAC-FS-PU-20B-ZEAS.91 | Com ¦ Small Packaged Heat Pump (SEER 14) - Fuel Sub Future Baseline - Panel Upgrade - ZEAS 2030 - Hot-Dry ¦ SDG&E ¦ Hot-Dry | Com ¦ Small Packaged Heat Pump (SEER 14) - Fuel Sub Future Baseline - Panel Upgrade - ZEAS 2030 - Hot-Dry | SDG&E ¦ Hot-Dry | SDG&E | All | Electric & Gas | SEER14 Heat Pump, <65 kbtuh, NR | Efficient | 2030 |  | 1 | Conventional | HVAC | Com - Other | Com | ROB Only | 1 | 1000 sqft2 of floor space | Cap-Tons | 15 | DEER:HVAC_Split-Package_HP | 147.5667 | 0.0534 | -21.8 | SWHC014-04 | 964.1067 | 2021 | 679.11 | 2021 | 0 | -50.67 | SWHC014-04 | Com Central HVAC (Small) - Fuel Sub - Panel Upgrade - ZEAS 2030 - Hot-Dry ¦ SDG&E ¦ Hot-Dry | Com Central HVAC (Small) - Fuel Sub - Panel Upgrade - ZEAS 2030 - Hot-Dry | 0.03826 | 0.186 | 0 | CBSA 2014, adjusted to reflect new efficiencies | 82.4592 | 2012 | 1 | SWHC014-04
COM-HVAC-FS-PU-20B-ZEAS.92 | Com ¦ Small Packaged Heat Pump (SEER 14) - Fuel Sub Future Baseline - Panel Upgrade - ZEAS 2030 - Hot-Dry ¦ SDG&E ¦ Hot-Dry | Com ¦ Small Packaged Heat Pump (SEER 14) - Fuel Sub Future Baseline - Panel Upgrade - ZEAS 2030 - Hot-Dry | SDG&E ¦ Hot-Dry | SDG&E | All | Electric & Gas | SEER14 Heat Pump, <65 kbtuh, NR | Efficient | 2030 |  | 1 | Conventional | HVAC | Com - Refrig. Warehouse | Com | ROB Only | 1 | 1000 sqft2 of floor space | Cap-Tons | 15 | DEER:HVAC_Split-Package_HP | 0 | 0 | 0 | SWHC014-04 | 0 | 2021 | 0 | 2021 | 0 | -50.67 | SWHC014-04 | Com Central HVAC (Small) - Fuel Sub - Panel Upgrade - ZEAS 2030 - Hot-Dry ¦ SDG&E ¦ Hot-Dry | Com Central HVAC (Small) - Fuel Sub - Panel Upgrade - ZEAS 2030 - Hot-Dry | 0 | 0.186 | 0 | CBSA 2014, adjusted to reflect new efficiencies | 0 | 2012 | 1 | SWHC014-04
COM-HVAC-FS-PU-20B-ZEAS.93 | Com ¦ Small Packaged Heat Pump (SEER 14) - Fuel Sub Future Baseline - Panel Upgrade - ZEAS 2030 - Hot-Dry ¦ SDG&E ¦ Hot-Dry | Com ¦ Small Packaged Heat Pump (SEER 14) - Fuel Sub Future Baseline - Panel Upgrade - ZEAS 2030 - Hot-Dry | SDG&E ¦ Hot-Dry | SDG&E | All | Electric & Gas | SEER14 Heat Pump, <65 kbtuh, NR | Efficient | 2030 |  | 1 | Conventional | HVAC | Com - Restaurant | Com | ROB Only | 1 | 1000 sqft2 of floor space | Cap-Tons | 15 | DEER:HVAC_Split-Package_HP | 107.3735 | 0.057725 | -8.0956 | SWHC014-04 | 964.1067 | 2021 | 679.11 | 2021 | 0 | -50.67 | SWHC014-04 | Com Central HVAC (Small) - Fuel Sub - Panel Upgrade - ZEAS 2030 - Hot-Dry ¦ SDG&E ¦ Hot-Dry | Com Central HVAC (Small) - Fuel Sub - Panel Upgrade - ZEAS 2030 - Hot-Dry | 0.041427 | 0.186 | 0 | CBSA 2014, adjusted to reflect new efficiencies | 4.1736 | 2012 | 1 | SWHC014-04
COM-HVAC-FS-PU-20B-ZEAS.94 | Com ¦ Small Packaged Heat Pump (SEER 14) - Fuel Sub Future Baseline - Panel Upgrade - ZEAS 2030 - Hot-Dry ¦ SDG&E ¦ Hot-Dry | Com ¦ Small Packaged Heat Pump (SEER 14) - Fuel Sub Future Baseline - Panel Upgrade - ZEAS 2030 - Hot-Dry | SDG&E ¦ Hot-Dry | SDG&E | All | Electric & Gas | SEER14 Heat Pump, <65 kbtuh, NR | Efficient | 2030 |  | 1 | Conventional | HVAC | Com - Retail | Com | ROB Only | 1 | 1000 sqft2 of floor space | Cap-Tons | 15 | DEER:HVAC_Split-Package_HP | 128.089 | 0.068978 | -9.8184 | SWHC014-04 | 964.1067 | 2021 | 679.11 | 2021 | 0 | -50.67 | SWHC014-04 | Com Central HVAC (Small) - Fuel Sub - Panel Upgrade - ZEAS 2030 - Hot-Dry ¦ SDG&E ¦ Hot-Dry | Com Central HVAC (Small) - Fuel Sub - Panel Upgrade - ZEAS 2030 - Hot-Dry | 0.016794 | 0.186 | 0 | CBSA 2014, adjusted to reflect new efficiencies | 3.5137 | 2012 | 1 | SWHC014-04
COM-HVAC-FS-PU-20B-ZEAS.95 | Com ¦ Small Packaged Heat Pump (SEER 14) - Fuel Sub Future Baseline - Panel Upgrade - ZEAS 2030 - Hot-Dry ¦ SDG&E ¦ Hot-Dry | Com ¦ Small Packaged Heat Pump (SEER 14) - Fuel Sub Future Baseline - Panel Upgrade - ZEAS 2030 - Hot-Dry | SDG&E ¦ Hot-Dry | SDG&E | All | Electric & Gas | SEER14 Heat Pump, <65 kbtuh, NR | Efficient | 2030 |  | 1 | Conventional | HVAC | Com - School | Com | ROB Only | 1 | 1000 sqft2 of floor space | Cap-Tons | 15 | DEER:HVAC_Split-Package_HP | 78.7985 | 0.029544 | -10.9429 | SWHC014-04 | 964.1067 | 2021 | 679.11 | 2021 | 0 | -50.67 | SWHC014-04 | Com Central HVAC (Small) - Fuel Sub - Panel Upgrade - ZEAS 2030 - Hot-Dry ¦ SDG&E ¦ Hot-Dry | Com Central HVAC (Small) - Fuel Sub - Panel Upgrade - ZEAS 2030 - Hot-Dry | 0.028241 | 0.186 | 0 | CBSA 2014, adjusted to reflect new efficiencies | 12.0277 | 2012 | 1 | SWHC014-04
COM-HVAC-FS-PU-20B-ZEAS.96 | Com ¦ Small Packaged Heat Pump (SEER 14) - Fuel Sub Future Baseline - Panel Upgrade - ZEAS 2030 - Hot-Dry ¦ SDG&E ¦ Hot-Dry | Com ¦ Small Packaged Heat Pump (SEER 14) - Fuel Sub Future Baseline - Panel Upgrade - ZEAS 2030 - Hot-Dry | SDG&E ¦ Hot-Dry | SDG&E | All | Electric & Gas | SEER14 Heat Pump, <65 kbtuh, NR | Efficient | 2030 |  | 1 | Conventional | HVAC | Com - Warehouse | Com | ROB Only | 1 | 1000 sqft2 of floor space | Cap-Tons | 15 | DEER:HVAC_Split-Package_HP | 187.9333 | 0.025235 | -31.9 | SWHC014-04 | 964.1067 | 2021 | 679.11 | 2021 | 0 | -50.67 | SWHC014-04 | Com Central HVAC (Small) - Fuel Sub - Panel Upgrade - ZEAS 2030 - Hot-Dry ¦ SDG&E ¦ Hot-Dry | Com Central HVAC (Small) - Fuel Sub - Panel Upgrade - ZEAS 2030 - Hot-Dry | 0.0051502 | 0.186 | 0 | CBSA 2014, adjusted to reflect new efficiencies | 78.1455 | 2012 | 1 | SWHC014-04
COM-HVAC-FS-PU-21-ZEAS.1 | Com ¦ Small Packaged Heat Pump (SEER 15) - Fuel Sub - Panel Upgrade - ZEAS 2030 - Marine ¦ PG&E ¦ Marine | Com ¦ Small Packaged Heat Pump (SEER 15) - Fuel Sub - Panel Upgrade - ZEAS 2030 - Marine | PG&E ¦ Marine | PG&E | All | Electric & Gas | SEER15 Heat Pump, <65 kbtuh, NR | Efficient |  |  | 1 | Conventional | HVAC | Com - College | Com | ROB Only | 1 | 1000 sqft2 of floor space | Cap-Tons | 15 | DEER:HVAC_Split-Package_HP | 95.9157 | 0 | -35.6808 | SWHC046-03 | 1171.6667 | 2021 | 679.11 | 2021 | 2138.2074 | -50.67 | SWHC046-03 | Com Central HVAC (Small) - Fuel Sub - Panel Upgrade - ZEAS 2030 - Marine ¦ PG&E ¦ Marine | Com Central HVAC (Small) - Fuel Sub - Panel Upgrade - ZEAS 2030 - Marine | 0.020331 | 0.186 | 0 | CBSA 2014, adjusted to reflect new efficiencies | 110.4571 | 2032 | 1 | SWHC046-03
COM-HVAC-FS-PU-21-ZEAS.2 | Com ¦ Small Packaged Heat Pump (SEER 15) - Fuel Sub - Panel Upgrade - ZEAS 2030 - Marine ¦ PG&E ¦ Marine | Com ¦ Small Packaged Heat Pump (SEER 15) - Fuel Sub - Panel Upgrade - ZEAS 2030 - Marine | PG&E ¦ Marine | PG&E | All | Electric & Gas | SEER15 Heat Pump, <65 kbtuh, NR | Efficient |  |  | 1 | Conventional | HVAC | Com - Grocery | Com | ROB Only | 1 | 1000 sqft2 of floor space | Cap-Tons | 15 | DEER:HVAC_Split-Package_HP | 745.6667 | 0 | -181 | SWHC046-03 | 1171.6667 | 2021 | 679.11 | 2021 | 2138.2074 | -50.67 | SWHC046-03 | Com Central HVAC (Small) - Fuel Sub - Panel Upgrade - ZEAS 2030 - Marine ¦ PG&E ¦ Marine | Com Central HVAC (Small) - Fuel Sub - Panel Upgrade - ZEAS 2030 - Marine | 0.033922 | 0.186 | 0 | CBSA 2014, adjusted to reflect new efficiencies | 383.0797 | 2032 | 1 | SWHC046-03
COM-HVAC-FS-PU-21-ZEAS.3 | Com ¦ Small Packaged Heat Pump (SEER 15) - Fuel Sub - Panel Upgrade - ZEAS 2030 - Marine ¦ PG&E ¦ Marine | Com ¦ Small Packaged Heat Pump (SEER 15) - Fuel Sub - Panel Upgrade - ZEAS 2030 - Marine | PG&E ¦ Marine | PG&E | All | Electric & Gas | SEER15 Heat Pump, <65 kbtuh, NR | Efficient |  |  | 1 | Conventional | HVAC | Com - Health | Com | ROB Only | 1 | 1000 sqft2 of floor space | Cap-Tons | 15 | DEER:HVAC_Split-Package_HP | 45.9706 | 0 | -51.2293 | SWHC046-03 | 1171.6667 | 2021 | 679.11 | 2021 | 2138.2074 | -50.67 | SWHC046-03 | Com Central HVAC (Small) - Fuel Sub - Panel Upgrade - ZEAS 2030 - Marine ¦ PG&E ¦ Marine | Com Central HVAC (Small) - Fuel Sub - Panel Upgrade - ZEAS 2030 - Marine | 0.030022 | 0.186 | 0 | CBSA 2014, adjusted to reflect new efficiencies | 141.6932 | 2032 | 1 | SWHC046-03
COM-HVAC-FS-PU-21-ZEAS.4 | Com ¦ Small Packaged Heat Pump (SEER 15) - Fuel Sub - Panel Upgrade - ZEAS 2030 - Marine ¦ PG&E ¦ Marine | Com ¦ Small Packaged Heat Pump (SEER 15) - Fuel Sub - Panel Upgrade - ZEAS 2030 - Marine | PG&E ¦ Marine | PG&E | All | Electric & Gas | SEER15 Heat Pump, <65 kbtuh, NR | Efficient |  |  | 1 | Conventional | HVAC | Com - Lodging | Com | ROB Only | 1 | 1000 sqft2 of floor space | Cap-Tons | 15 | DEER:HVAC_Split-Package_HP | 370.9871 | 0 | -101.4521 | SWHC046-03 | 1171.6667 | 2021 | 679.11 | 2021 | 2138.2074 | -50.67 | SWHC046-03 | Com Central HVAC (Small) - Fuel Sub - Panel Upgrade - ZEAS 2030 - Marine ¦ PG&E ¦ Marine | Com Central HVAC (Small) - Fuel Sub - Panel Upgrade - ZEAS 2030 - Marine | 0.016003 | 0.186 | 0 | CBSA 2014, adjusted to reflect new efficiencies | 943.6814 | 2032 | 1 | SWHC046-03
COM-HVAC-FS-PU-21-ZEAS.5 | Com ¦ Small Packaged Heat Pump (SEER 15) - Fuel Sub - Panel Upgrade - ZEAS 2030 - Marine ¦ PG&E ¦ Marine | Com ¦ Small Packaged Heat Pump (SEER 15) - Fuel Sub - Panel Upgrade - ZEAS 2030 - Marine | PG&E ¦ Marine | PG&E | All | Electric & Gas | SEER15 Heat Pump, <65 kbtuh, NR | Efficient |  |  | 1 | Conventional | HVAC | Com - Office (Large) | Com | ROB Only | 1 | 1000 sqft2 of floor space | Cap-Tons | 15 | DEER:HVAC_Split-Package_HP | -59.1667 | 0 | -4.64 | SWHC046-03 | 1171.6667 | 2021 | 679.11 | 2021 | 2138.2074 | -50.67 | SWHC046-03 | Com Central HVAC (Small) - Fuel Sub - Panel Upgrade - ZEAS 2030 - Marine ¦ PG&E ¦ Marine | Com Central HVAC (Small) - Fuel Sub - Panel Upgrade - ZEAS 2030 - Marine | 0.021319 | 0.186 | 0 | CBSA 2014, adjusted to reflect new efficiencies | 26.721 | 2032 | 1 | SWHC046-03
COM-HVAC-FS-PU-21-ZEAS.6 | Com ¦ Small Packaged Heat Pump (SEER 15) - Fuel Sub - Panel Upgrade - ZEAS 2030 - Marine ¦ PG&E ¦ Marine | Com ¦ Small Packaged Heat Pump (SEER 15) - Fuel Sub - Panel Upgrade - ZEAS 2030 - Marine | PG&E ¦ Marine | PG&E | All | Electric & Gas | SEER15 Heat Pump, <65 kbtuh, NR | Efficient |  |  | 1 | Conventional | HVAC | Com - Office (Small) | Com | ROB Only | 1 | 1000 sqft2 of floor space | Cap-Tons | 15 | DEER:HVAC_Split-Package_HP | 21.0667 | 0 | -17.4 | SWHC046-03 | 1171.6667 | 2021 | 679.11 | 2021 | 2138.2074 | -50.67 | SWHC046-03 | Com Central HVAC (Small) - Fuel Sub - Panel Upgrade - ZEAS 2030 - Marine ¦ PG&E ¦ Marine | Com Central HVAC (Small) - Fuel Sub - Panel Upgrade - ZEAS 2030 - Marine | 0.024933 | 0.186 | 0 | CBSA 2014, adjusted to reflect new efficiencies | 33.4805 | 2032 | 1 | SWHC046-03
COM-HVAC-FS-PU-21-ZEAS.7 | Com ¦ Small Packaged Heat Pump (SEER 15) - Fuel Sub - Panel Upgrade - ZEAS 2030 - Marine ¦ PG&E ¦ Marine | Com ¦ Small Packaged Heat Pump (SEER 15) - Fuel Sub - Panel Upgrade - ZEAS 2030 - Marine | PG&E ¦ Marine | PG&E | All | Electric & Gas | SEER15 Heat Pump, <65 kbtuh, NR | Efficient |  |  | 1 | Conventional | HVAC | Com - Other | Com | ROB Only | 1 | 1000 sqft2 of floor space | Cap-Tons | 15 | DEER:HVAC_Split-Package_HP | 244.6667 | 0 | -66.4 | SWHC046-03 | 1171.6667 | 2021 | 679.11 | 2021 | 2138.2074 | -50.67 | SWHC046-03 | Com Central HVAC (Small) - Fuel Sub - Panel Upgrade - ZEAS 2030 - Marine ¦ PG&E ¦ Marine | Com Central HVAC (Small) - Fuel Sub - Panel Upgrade - ZEAS 2030 - Marine | 0.0353 | 0.186 | 0 | CBSA 2014, adjusted to reflect new efficiencies | 273.7753 | 2032 | 1 | SWHC046-03
COM-HVAC-FS-PU-21-ZEAS.8 | Com ¦ Small Packaged Heat Pump (SEER 15) - Fuel Sub - Panel Upgrade - ZEAS 2030 - Marine ¦ PG&E ¦ Marine | Com ¦ Small Packaged Heat Pump (SEER 15) - Fuel Sub - Panel Upgrade - ZEAS 2030 - Marine | PG&E ¦ Marine | PG&E | All | Electric & Gas | SEER15 Heat Pump, <65 kbtuh, NR | Efficient |  |  | 1 | Conventional | HVAC | Com - Refrig. Warehouse | Com | ROB Only | 1 | 1000 sqft2 of floor space | Cap-Tons | 15 | DEER:HVAC_Split-Package_HP | 0 | 0 | 0 | SWHC046-03 | 0 | 2021 | 0 | 2021 | 2138.2074 | -50.67 | SWHC046-03 | Com Central HVAC (Small) - Fuel Sub - Panel Upgrade - ZEAS 2030 - Marine ¦ PG&E ¦ Marine | Com Central HVAC (Small) - Fuel Sub - Panel Upgrade - ZEAS 2030 - Marine | 0 | 0.186 | 0 | CBSA 2014, adjusted to reflect new efficiencies | 0 | 2032 | 1 | SWHC046-03
COM-HVAC-FS-PU-21-ZEAS.9 | Com ¦ Small Packaged Heat Pump (SEER 15) - Fuel Sub - Panel Upgrade - ZEAS 2030 - Marine ¦ PG&E ¦ Marine | Com ¦ Small Packaged Heat Pump (SEER 15) - Fuel Sub - Panel Upgrade - ZEAS 2030 - Marine | PG&E ¦ Marine | PG&E | All | Electric & Gas | SEER15 Heat Pump, <65 kbtuh, NR | Efficient |  |  | 1 | Conventional | HVAC | Com - Restaurant | Com | ROB Only | 1 | 1000 sqft2 of floor space | Cap-Tons | 15 | DEER:HVAC_Split-Package_HP | 97.3592 | 0 | -40.0519 | SWHC046-03 | 1171.6667 | 2021 | 679.11 | 2021 | 2138.2074 | -50.67 | SWHC046-03 | Com Central HVAC (Small) - Fuel Sub - Panel Upgrade - ZEAS 2030 - Marine ¦ PG&E ¦ Marine | Com Central HVAC (Small) - Fuel Sub - Panel Upgrade - ZEAS 2030 - Marine | 0.036027 | 0.186 | 0 | CBSA 2014, adjusted to reflect new efficiencies | 28.3583 | 2032 | 1 | SWHC046-03
COM-HVAC-FS-PU-21-ZEAS.10 | Com ¦ Small Packaged Heat Pump (SEER 15) - Fuel Sub - Panel Upgrade - ZEAS 2030 - Marine ¦ PG&E ¦ Marine | Com ¦ Small Packaged Heat Pump (SEER 15) - Fuel Sub - Panel Upgrade - ZEAS 2030 - Marine | PG&E ¦ Marine | PG&E | All | Electric & Gas | SEER15 Heat Pump, <65 kbtuh, NR | Efficient |  |  | 1 | Conventional | HVAC | Com - Retail | Com | ROB Only | 1 | 1000 sqft2 of floor space | Cap-Tons | 15 | DEER:HVAC_Split-Package_HP | 65.248 | 0 | -34.4464 | SWHC046-03 | 1171.6667 | 2021 | 679.11 | 2021 | 2138.2074 | -50.67 | SWHC046-03 | Com Central HVAC (Small) - Fuel Sub - Panel Upgrade - ZEAS 2030 - Marine ¦ PG&E ¦ Marine | Com Central HVAC (Small) - Fuel Sub - Panel Upgrade - ZEAS 2030 - Marine | 0.015015 | 0.186 | 0 | CBSA 2014, adjusted to reflect new efficiencies | 147.281 | 2032 | 1 | SWHC046-03
COM-HVAC-FS-PU-21-ZEAS.11 | Com ¦ Small Packaged Heat Pump (SEER 15) - Fuel Sub - Panel Upgrade - ZEAS 2030 - Marine ¦ PG&E ¦ Marine | Com ¦ Small Packaged Heat Pump (SEER 15) - Fuel Sub - Panel Upgrade - ZEAS 2030 - Marine | PG&E ¦ Marine | PG&E | All | Electric & Gas | SEER15 Heat Pump, <65 kbtuh, NR | Efficient |  |  | 1 | Conventional | HVAC | Com - School | Com | ROB Only | 1 | 1000 sqft2 of floor space | Cap-Tons | 15 | DEER:HVAC_Split-Package_HP | 133.731 | 0 | -34.7585 | SWHC046-03 | 1171.6667 | 2021 | 679.11 | 2021 | 2138.2074 | -50.67 | SWHC046-03 | Com Central HVAC (Small) - Fuel Sub - Panel Upgrade - ZEAS 2030 - Marine ¦ PG&E ¦ Marine | Com Central HVAC (Small) - Fuel Sub - Panel Upgrade - ZEAS 2030 - Marine | 0.0228 | 0.186 | 0 | CBSA 2014, adjusted to reflect new efficiencies | 57.396 | 2032 | 1 | SWHC046-03
COM-HVAC-FS-PU-21-ZEAS.12 | Com ¦ Small Packaged Heat Pump (SEER 15) - Fuel Sub - Panel Upgrade - ZEAS 2030 - Marine ¦ PG&E ¦ Marine | Com ¦ Small Packaged Heat Pump (SEER 15) - Fuel Sub - Panel Upgrade - ZEAS 2030 - Marine | PG&E ¦ Marine | PG&E | All | Electric & Gas | SEER15 Heat Pump, <65 kbtuh, NR | Efficient |  |  | 1 | Conventional | HVAC | Com - Warehouse | Com | ROB Only | 1 | 1000 sqft2 of floor space | Cap-Tons | 15 | DEER:HVAC_Split-Package_HP | 335 | 0 | -71.4 | SWHC046-03 | 1171.6667 | 2021 | 679.11 | 2021 | 2138.2074 | -50.67 | SWHC046-03 | Com Central HVAC (Small) - Fuel Sub - Panel Upgrade - ZEAS 2030 - Marine ¦ PG&E ¦ Marine | Com Central HVAC (Small) - Fuel Sub - Panel Upgrade - ZEAS 2030 - Marine | 0.0046728 | 0.186 | 0 | CBSA 2014, adjusted to reflect new efficiencies | 200.5773 | 2032 | 1 | SWHC046-03
COM-HVAC-FS-PU-21-ZEAS.13 | Com ¦ Small Packaged Heat Pump (SEER 15) - Fuel Sub - Panel Upgrade - ZEAS 2030 - Hot-Dry ¦ PG&E ¦ Hot-Dry | Com ¦ Small Packaged Heat Pump (SEER 15) - Fuel Sub - Panel Upgrade - ZEAS 2030 - Hot-Dry | PG&E ¦ Hot-Dry | PG&E | All | Electric & Gas | SEER15 Heat Pump, <65 kbtuh, NR | Efficient |  |  | 1 | Conventional | HVAC | Com - College | Com | ROB Only | 1 | 1000 sqft2 of floor space | Cap-Tons | 15 | DEER:HVAC_Split-Package_HP | 98.6738 | 0 | -36.4895 | SWHC046-03 | 1171.6667 | 2021 | 679.11 | 2021 | 2138.2074 | -50.67 | SWHC046-03 | Com Central HVAC (Small) - Fuel Sub - Panel Upgrade - ZEAS 2030 - Hot-Dry ¦ PG&E ¦ Hot-Dry | Com Central HVAC (Small) - Fuel Sub - Panel Upgrade - ZEAS 2030 - Hot-Dry | 0.020331 | 0.186 | 0 | CBSA 2014, adjusted to reflect new efficiencies | 112.9165 | 2032 | 1 | SWHC046-03
COM-HVAC-FS-PU-21-ZEAS.14 | Com ¦ Small Packaged Heat Pump (SEER 15) - Fuel Sub - Panel Upgrade - ZEAS 2030 - Hot-Dry ¦ PG&E ¦ Hot-Dry | Com ¦ Small Packaged Heat Pump (SEER 15) - Fuel Sub - Panel Upgrade - ZEAS 2030 - Hot-Dry | PG&E ¦ Hot-Dry | PG&E | All | Electric & Gas | SEER15 Heat Pump, <65 kbtuh, NR | Efficient |  |  | 1 | Conventional | HVAC | Com - Grocery | Com | ROB Only | 1 | 1000 sqft2 of floor space | Cap-Tons | 15 | DEER:HVAC_Split-Package_HP | 402 | 0 | -107 | SWHC046-03 | 1171.6667 | 2021 | 679.11 | 2021 | 2138.2074 | -50.67 | SWHC046-03 | Com Central HVAC (Small) - Fuel Sub - Panel Upgrade - ZEAS 2030 - Hot-Dry ¦ PG&E ¦ Hot-Dry | Com Central HVAC (Small) - Fuel Sub - Panel Upgrade - ZEAS 2030 - Hot-Dry | 0.033922 | 0.186 | 0 | CBSA 2014, adjusted to reflect new efficiencies | 228.6444 | 2032 | 1 | SWHC046-03
COM-HVAC-FS-PU-21-ZEAS.15 | Com ¦ Small Packaged Heat Pump (SEER 15) - Fuel Sub - Panel Upgrade - ZEAS 2030 - Hot-Dry ¦ PG&E ¦ Hot-Dry | Com ¦ Small Packaged Heat Pump (SEER 15) - Fuel Sub - Panel Upgrade - ZEAS 2030 - Hot-Dry | PG&E ¦ Hot-Dry | PG&E | All | Electric & Gas | SEER15 Heat Pump, <65 kbtuh, NR | Efficient |  |  | 1 | Conventional | HVAC | Com - Health | Com | ROB Only | 1 | 1000 sqft2 of floor space | Cap-Tons | 15 | DEER:HVAC_Split-Package_HP | 82.5342 | 0 | -56.9423 | SWHC046-03 | 1171.6667 | 2021 | 679.11 | 2021 | 2138.2074 | -50.67 | SWHC046-03 | Com Central HVAC (Small) - Fuel Sub - Panel Upgrade - ZEAS 2030 - Hot-Dry ¦ PG&E ¦ Hot-Dry | Com Central HVAC (Small) - Fuel Sub - Panel Upgrade - ZEAS 2030 - Hot-Dry | 0.030022 | 0.186 | 0 | CBSA 2014, adjusted to reflect new efficiencies | 155.4374 | 2032 | 1 | SWHC046-03
COM-HVAC-FS-PU-21-ZEAS.16 | Com ¦ Small Packaged Heat Pump (SEER 15) - Fuel Sub - Panel Upgrade - ZEAS 2030 - Hot-Dry ¦ PG&E ¦ Hot-Dry | Com ¦ Small Packaged Heat Pump (SEER 15) - Fuel Sub - Panel Upgrade - ZEAS 2030 - Hot-Dry | PG&E ¦ Hot-Dry | PG&E | All | Electric & Gas | SEER15 Heat Pump, <65 kbtuh, NR | Efficient |  |  | 1 | Conventional | HVAC | Com - Lodging | Com | ROB Only | 1 | 1000 sqft2 of floor space | Cap-Tons | 15 | DEER:HVAC_Split-Package_HP | 345.5409 | 0 | -94.0446 | SWHC046-03 | 1171.6667 | 2021 | 679.11 | 2021 | 2138.2074 | -50.67 | SWHC046-03 | Com Central HVAC (Small) - Fuel Sub - Panel Upgrade - ZEAS 2030 - Hot-Dry ¦ PG&E ¦ Hot-Dry | Com Central HVAC (Small) - Fuel Sub - Panel Upgrade - ZEAS 2030 - Hot-Dry | 0.016003 | 0.186 | 0 | CBSA 2014, adjusted to reflect new efficiencies | 874.5198 | 2032 | 1 | SWHC046-03
COM-HVAC-FS-PU-21-ZEAS.17 | Com ¦ Small Packaged Heat Pump (SEER 15) - Fuel Sub - Panel Upgrade - ZEAS 2030 - Hot-Dry ¦ PG&E ¦ Hot-Dry | Com ¦ Small Packaged Heat Pump (SEER 15) - Fuel Sub - Panel Upgrade - ZEAS 2030 - Hot-Dry | PG&E ¦ Hot-Dry | PG&E | All | Electric & Gas | SEER15 Heat Pump, <65 kbtuh, NR | Efficient |  |  | 1 | Conventional | HVAC | Com - Office (Large) | Com | ROB Only | 1 | 1000 sqft2 of floor space | Cap-Tons | 15 | DEER:HVAC_Split-Package_HP | -60.0667 | 0 | -6.14 | SWHC046-03 | 1171.6667 | 2021 | 679.11 | 2021 | 2138.2074 | -50.67 | SWHC046-03 | Com Central HVAC (Small) - Fuel Sub - Panel Upgrade - ZEAS 2030 - Hot-Dry ¦ PG&E ¦ Hot-Dry | Com Central HVAC (Small) - Fuel Sub - Panel Upgrade - ZEAS 2030 - Hot-Dry | 0.021319 | 0.186 | 0 | CBSA 2014, adjusted to reflect new efficiencies | 33.5466 | 2032 | 1 | SWHC046-03
COM-HVAC-FS-PU-21-ZEAS.18 | Com ¦ Small Packaged Heat Pump (SEER 15) - Fuel Sub - Panel Upgrade - ZEAS 2030 - Hot-Dry ¦ PG&E ¦ Hot-Dry | Com ¦ Small Packaged Heat Pump (SEER 15) - Fuel Sub - Panel Upgrade - ZEAS 2030 - Hot-Dry | PG&E ¦ Hot-Dry | PG&E | All | Electric & Gas | SEER15 Heat Pump, <65 kbtuh, NR | Efficient |  |  | 1 | Conventional | HVAC | Com - Office (Small) | Com | ROB Only | 1 | 1000 sqft2 of floor space | Cap-Tons | 15 | DEER:HVAC_Split-Package_HP | 12.7667 | 0 | -17.2 | SWHC046-03 | 1171.6667 | 2021 | 679.11 | 2021 | 2138.2074 | -50.67 | SWHC046-03 | Com Central HVAC (Small) - Fuel Sub - Panel Upgrade - ZEAS 2030 - Hot-Dry ¦ PG&E ¦ Hot-Dry | Com Central HVAC (Small) - Fuel Sub - Panel Upgrade - ZEAS 2030 - Hot-Dry | 0.024933 | 0.186 | 0 | CBSA 2014, adjusted to reflect new efficiencies | 33.4651 | 2032 | 1 | SWHC046-03
COM-HVAC-FS-PU-21-ZEAS.19 | Com ¦ Small Packaged Heat Pump (SEER 15) - Fuel Sub - Panel Upgrade - ZEAS 2030 - Hot-Dry ¦ PG&E ¦ Hot-Dry | Com ¦ Small Packaged Heat Pump (SEER 15) - Fuel Sub - Panel Upgrade - ZEAS 2030 - Hot-Dry | PG&E ¦ Hot-Dry | PG&E | All | Electric & Gas | SEER15 Heat Pump, <65 kbtuh, NR | Efficient |  |  | 1 | Conventional | HVAC | Com - Other | Com | ROB Only | 1 | 1000 sqft2 of floor space | Cap-Tons | 15 | DEER:HVAC_Split-Package_HP | 238.6667 | 0 | -65.5 | SWHC046-03 | 1171.6667 | 2021 | 679.11 | 2021 | 2138.2074 | -50.67 | SWHC046-03 | Com Central HVAC (Small) - Fuel Sub - Panel Upgrade - ZEAS 2030 - Hot-Dry ¦ PG&E ¦ Hot-Dry | Com Central HVAC (Small) - Fuel Sub - Panel Upgrade - ZEAS 2030 - Hot-Dry | 0.0353 | 0.186 | 0 | CBSA 2014, adjusted to reflect new efficiencies | 270.3608 | 2032 | 1 | SWHC046-03
COM-HVAC-FS-PU-21-ZEAS.20 | Com ¦ Small Packaged Heat Pump (SEER 15) - Fuel Sub - Panel Upgrade - ZEAS 2030 - Hot-Dry ¦ PG&E ¦ Hot-Dry | Com ¦ Small Packaged Heat Pump (SEER 15) - Fuel Sub - Panel Upgrade - ZEAS 2030 - Hot-Dry | PG&E ¦ Hot-Dry | PG&E | All | Electric & Gas | SEER15 Heat Pump, <65 kbtuh, NR | Efficient |  |  | 1 | Conventional | HVAC | Com - Refrig. Warehouse | Com | ROB Only | 1 | 1000 sqft2 of floor space | Cap-Tons | 15 | DEER:HVAC_Split-Package_HP | 0 | 0 | 0 | SWHC046-03 | 0 | 2021 | 0 | 2021 | 2138.2074 | -50.67 | SWHC046-03 | Com Central HVAC (Small) - Fuel Sub - Panel Upgrade - ZEAS 2030 - Hot-Dry ¦ PG&E ¦ Hot-Dry | Com Central HVAC (Small) - Fuel Sub - Panel Upgrade - ZEAS 2030 - Hot-Dry | 0 | 0.186 | 0 | CBSA 2014, adjusted to reflect new efficiencies | 0 | 2032 | 1 | SWHC046-03
COM-HVAC-FS-PU-21-ZEAS.21 | Com ¦ Small Packaged Heat Pump (SEER 15) - Fuel Sub - Panel Upgrade - ZEAS 2030 - Hot-Dry ¦ PG&E ¦ Hot-Dry | Com ¦ Small Packaged Heat Pump (SEER 15) - Fuel Sub - Panel Upgrade - ZEAS 2030 - Hot-Dry | PG&E ¦ Hot-Dry | PG&E | All | Electric & Gas | SEER15 Heat Pump, <65 kbtuh, NR | Efficient |  |  | 1 | Conventional | HVAC | Com - Restaurant | Com | ROB Only | 1 | 1000 sqft2 of floor space | Cap-Tons | 15 | DEER:HVAC_Split-Package_HP | 106.5588 | 0 | -43.4766 | SWHC046-03 | 1171.6667 | 2021 | 679.11 | 2021 | 2138.2074 | -50.67 | SWHC046-03 | Com Central HVAC (Small) - Fuel Sub - Panel Upgrade - ZEAS 2030 - Hot-Dry ¦ PG&E ¦ Hot-Dry | Com Central HVAC (Small) - Fuel Sub - Panel Upgrade - ZEAS 2030 - Hot-Dry | 0.036027 | 0.186 | 0 | CBSA 2014, adjusted to reflect new efficiencies | 30.7676 | 2032 | 1 | SWHC046-03
COM-HVAC-FS-PU-21-ZEAS.22 | Com ¦ Small Packaged Heat Pump (SEER 15) - Fuel Sub - Panel Upgrade - ZEAS 2030 - Hot-Dry ¦ PG&E ¦ Hot-Dry | Com ¦ Small Packaged Heat Pump (SEER 15) - Fuel Sub - Panel Upgrade - ZEAS 2030 - Hot-Dry | PG&E ¦ Hot-Dry | PG&E | All | Electric & Gas | SEER15 Heat Pump, <65 kbtuh, NR | Efficient |  |  | 1 | Conventional | HVAC | Com - Retail | Com | ROB Only | 1 | 1000 sqft2 of floor space | Cap-Tons | 15 | DEER:HVAC_Split-Package_HP | 28.5798 | 0 | -30.8133 | SWHC046-03 | 1171.6667 | 2021 | 679.11 | 2021 | 2138.2074 | -50.67 | SWHC046-03 | Com Central HVAC (Small) - Fuel Sub - Panel Upgrade - ZEAS 2030 - Hot-Dry ¦ PG&E ¦ Hot-Dry | Com Central HVAC (Small) - Fuel Sub - Panel Upgrade - ZEAS 2030 - Hot-Dry | 0.015015 | 0.186 | 0 | CBSA 2014, adjusted to reflect new efficiencies | 142.2113 | 2032 | 1 | SWHC046-03
COM-HVAC-FS-PU-21-ZEAS.23 | Com ¦ Small Packaged Heat Pump (SEER 15) - Fuel Sub - Panel Upgrade - ZEAS 2030 - Hot-Dry ¦ PG&E ¦ Hot-Dry | Com ¦ Small Packaged Heat Pump (SEER 15) - Fuel Sub - Panel Upgrade - ZEAS 2030 - Hot-Dry | PG&E ¦ Hot-Dry | PG&E | All | Electric & Gas | SEER15 Heat Pump, <65 kbtuh, NR | Efficient |  |  | 1 | Conventional | HVAC | Com - School | Com | ROB Only | 1 | 1000 sqft2 of floor space | Cap-Tons | 15 | DEER:HVAC_Split-Package_HP | 152.761 | 0 | -36.8542 | SWHC046-03 | 1171.6667 | 2021 | 679.11 | 2021 | 2138.2074 | -50.67 | SWHC046-03 | Com Central HVAC (Small) - Fuel Sub - Panel Upgrade - ZEAS 2030 - Hot-Dry ¦ PG&E ¦ Hot-Dry | Com Central HVAC (Small) - Fuel Sub - Panel Upgrade - ZEAS 2030 - Hot-Dry | 0.0228 | 0.186 | 0 | CBSA 2014, adjusted to reflect new efficiencies | 59.0509 | 2032 | 1 | SWHC046-03
COM-HVAC-FS-PU-21-ZEAS.24 | Com ¦ Small Packaged Heat Pump (SEER 15) - Fuel Sub - Panel Upgrade - ZEAS 2030 - Hot-Dry ¦ PG&E ¦ Hot-Dry | Com ¦ Small Packaged Heat Pump (SEER 15) - Fuel Sub - Panel Upgrade - ZEAS 2030 - Hot-Dry | PG&E ¦ Hot-Dry | PG&E | All | Electric & Gas | SEER15 Heat Pump, <65 kbtuh, NR | Efficient |  |  | 1 | Conventional | HVAC | Com - Warehouse | Com | ROB Only | 1 | 1000 sqft2 of floor space | Cap-Tons | 15 | DEER:HVAC_Split-Package_HP | 378.3333 | 0 | -79.6 | SWHC046-03 | 1171.6667 | 2021 | 679.11 | 2021 | 2138.2074 | -50.67 | SWHC046-03 | Com Central HVAC (Small) - Fuel Sub - Panel Upgrade - ZEAS 2030 - Hot-Dry ¦ PG&E ¦ Hot-Dry | Com Central HVAC (Small) - Fuel Sub - Panel Upgrade - ZEAS 2030 - Hot-Dry | 0.0046728 | 0.186 | 0 | CBSA 2014, adjusted to reflect new efficiencies | 222.1562 | 2032 | 1 | SWHC046-03
COM-HVAC-FS-PU-21-ZEAS.25 | Com ¦ Small Packaged Heat Pump (SEER 15) - Fuel Sub - Panel Upgrade - ZEAS 2030 - Cold ¦ PG&E ¦ Cold | Com ¦ Small Packaged Heat Pump (SEER 15) - Fuel Sub - Panel Upgrade - ZEAS 2030 - Cold | PG&E ¦ Cold | PG&E | All | Electric & Gas | SEER15 Heat Pump, <65 kbtuh, NR | Efficient |  |  | 1 | Conventional | HVAC | Com - College | Com | ROB Only | 1 | 1000 sqft2 of floor space | Cap-Tons | 15 | DEER:HVAC_Split-Package_HP | 584.2372 | 0 | -92.6695 | SWHC046-03 | 1171.6667 | 2021 | 679.11 | 2021 | 2138.2074 | -50.67 | SWHC046-03 | Com Central HVAC (Small) - Fuel Sub - Panel Upgrade - ZEAS 2030 - Cold ¦ PG&E ¦ Cold | Com Central HVAC (Small) - Fuel Sub - Panel Upgrade - ZEAS 2030 - Cold | 0.020331 | 0.186 | 0 | CBSA 2014, adjusted to reflect new efficiencies | 261.5757 | 2032 | 1 | SWHC046-03
COM-HVAC-FS-PU-21-ZEAS.26 | Com ¦ Small Packaged Heat Pump (SEER 15) - Fuel Sub - Panel Upgrade - ZEAS 2030 - Cold ¦ PG&E ¦ Cold | Com ¦ Small Packaged Heat Pump (SEER 15) - Fuel Sub - Panel Upgrade - ZEAS 2030 - Cold | PG&E ¦ Cold | PG&E | All | Electric & Gas | SEER15 Heat Pump, <65 kbtuh, NR | Efficient |  |  | 1 | Conventional | HVAC | Com - Grocery | Com | ROB Only | 1 | 1000 sqft2 of floor space | Cap-Tons | 15 | DEER:HVAC_Split-Package_HP | 2010 | 0 | -331.3333 | SWHC046-03 | 1171.6667 | 2021 | 679.11 | 2021 | 2138.2074 | -50.67 | SWHC046-03 | Com Central HVAC (Small) - Fuel Sub - Panel Upgrade - ZEAS 2030 - Cold ¦ PG&E ¦ Cold | Com Central HVAC (Small) - Fuel Sub - Panel Upgrade - ZEAS 2030 - Cold | 0.033922 | 0.186 | 0 | CBSA 2014, adjusted to reflect new efficiencies | 664.9738 | 2032 | 1 | SWHC046-03
COM-HVAC-FS-PU-21-ZEAS.27 | Com ¦ Small Packaged Heat Pump (SEER 15) - Fuel Sub - Panel Upgrade - ZEAS 2030 - Cold ¦ PG&E ¦ Cold | Com ¦ Small Packaged Heat Pump (SEER 15) - Fuel Sub - Panel Upgrade - ZEAS 2030 - Cold | PG&E ¦ Cold | PG&E | All | Electric & Gas | SEER15 Heat Pump, <65 kbtuh, NR | Efficient |  |  | 1 | Conventional | HVAC | Com - Health | Com | ROB Only | 1 | 1000 sqft2 of floor space | Cap-Tons | 15 | DEER:HVAC_Split-Package_HP | 639.9939 | 0 | -128.9495 | SWHC046-03 | 1171.6667 | 2021 | 679.11 | 2021 | 2138.2074 | -50.67 | SWHC046-03 | Com Central HVAC (Small) - Fuel Sub - Panel Upgrade - ZEAS 2030 - Cold ¦ PG&E ¦ Cold | Com Central HVAC (Small) - Fuel Sub - Panel Upgrade - ZEAS 2030 - Cold | 0.030022 | 0.186 | 0 | CBSA 2014, adjusted to reflect new efficiencies | 322.3491 | 2032 | 1 | SWHC046-03
COM-HVAC-FS-PU-21-ZEAS.28 | Com ¦ Small Packaged Heat Pump (SEER 15) - Fuel Sub - Panel Upgrade - ZEAS 2030 - Cold ¦ PG&E ¦ Cold | Com ¦ Small Packaged Heat Pump (SEER 15) - Fuel Sub - Panel Upgrade - ZEAS 2030 - Cold | PG&E ¦ Cold | PG&E | All | Electric & Gas | SEER15 Heat Pump, <65 kbtuh, NR | Efficient |  |  | 1 | Conventional | HVAC | Com - Lodging | Com | ROB Only | 1 | 1000 sqft2 of floor space | Cap-Tons | 15 | DEER:HVAC_Split-Package_HP | 1384.3552 | 0 | -210.3596 | SWHC046-03 | 1171.6667 | 2021 | 679.11 | 2021 | 2138.2074 | -50.67 | SWHC046-03 | Com Central HVAC (Small) - Fuel Sub - Panel Upgrade - ZEAS 2030 - Cold ¦ PG&E ¦ Cold | Com Central HVAC (Small) - Fuel Sub - Panel Upgrade - ZEAS 2030 - Cold | 0.016003 | 0.186 | 0 | CBSA 2014, adjusted to reflect new efficiencies | 1859.7175 | 2032 | 1 | SWHC046-03
COM-HVAC-FS-PU-21-ZEAS.29 | Com ¦ Small Packaged Heat Pump (SEER 15) - Fuel Sub - Panel Upgrade - ZEAS 2030 - Cold ¦ PG&E ¦ Cold | Com ¦ Small Packaged Heat Pump (SEER 15) - Fuel Sub - Panel Upgrade - ZEAS 2030 - Cold | PG&E ¦ Cold | PG&E | All | Electric & Gas | SEER15 Heat Pump, <65 kbtuh, NR | Efficient |  |  | 1 | Conventional | HVAC | Com - Office (Large) | Com | ROB Only | 1 | 1000 sqft2 of floor space | Cap-Tons | 15 | DEER:HVAC_Split-Package_HP | 90.1 | 0 | -24.4 | SWHC046-03 | 1171.6667 | 2021 | 679.11 | 2021 | 2138.2074 | -50.67 | SWHC046-03 | Com Central HVAC (Small) - Fuel Sub - Panel Upgrade - ZEAS 2030 - Cold ¦ PG&E ¦ Cold | Com Central HVAC (Small) - Fuel Sub - Panel Upgrade - ZEAS 2030 - Cold | 0.021319 | 0.186 | 0 | CBSA 2014, adjusted to reflect new efficiencies | 100.6124 | 2032 | 1 | SWHC046-03
COM-HVAC-FS-PU-21-ZEAS.30 | Com ¦ Small Packaged Heat Pump (SEER 15) - Fuel Sub - Panel Upgrade - ZEAS 2030 - Cold ¦ PG&E ¦ Cold | Com ¦ Small Packaged Heat Pump (SEER 15) - Fuel Sub - Panel Upgrade - ZEAS 2030 - Cold | PG&E ¦ Cold | PG&E | All | Electric & Gas | SEER15 Heat Pump, <65 kbtuh, NR | Efficient |  |  | 1 | Conventional | HVAC | Com - Office (Small) | Com | ROB Only | 1 | 1000 sqft2 of floor space | Cap-Tons | 15 | DEER:HVAC_Split-Package_HP | 296.6667 | 0 | -49.4 | SWHC046-03 | 1171.6667 | 2021 | 679.11 | 2021 | 2138.2074 | -50.67 | SWHC046-03 | Com Central HVAC (Small) - Fuel Sub - Panel Upgrade - ZEAS 2030 - Cold ¦ PG&E ¦ Cold | Com Central HVAC (Small) - Fuel Sub - Panel Upgrade - ZEAS 2030 - Cold | 0.024933 | 0.186 | 0 | CBSA 2014, adjusted to reflect new efficiencies | 84.1944 | 2032 | 1 | SWHC046-03
COM-HVAC-FS-PU-21-ZEAS.31 | Com ¦ Small Packaged Heat Pump (SEER 15) - Fuel Sub - Panel Upgrade - ZEAS 2030 - Cold ¦ PG&E ¦ Cold | Com ¦ Small Packaged Heat Pump (SEER 15) - Fuel Sub - Panel Upgrade - ZEAS 2030 - Cold | PG&E ¦ Cold | PG&E | All | Electric & Gas | SEER15 Heat Pump, <65 kbtuh, NR | Efficient |  |  | 1 | Conventional | HVAC | Com - Other | Com | ROB Only | 1 | 1000 sqft2 of floor space | Cap-Tons | 15 | DEER:HVAC_Split-Package_HP | 1058.6667 | 0 | -172 | SWHC046-03 | 1171.6667 | 2021 | 679.11 | 2021 | 2138.2074 | -50.67 | SWHC046-03 | Com Central HVAC (Small) - Fuel Sub - Panel Upgrade - ZEAS 2030 - Cold ¦ PG&E ¦ Cold | Com Central HVAC (Small) - Fuel Sub - Panel Upgrade - ZEAS 2030 - Cold | 0.0353 | 0.186 | 0 | CBSA 2014, adjusted to reflect new efficiencies | 662.2584 | 2032 | 1 | SWHC046-03
COM-HVAC-FS-PU-21-ZEAS.32 | Com ¦ Small Packaged Heat Pump (SEER 15) - Fuel Sub - Panel Upgrade - ZEAS 2030 - Cold ¦ PG&E ¦ Cold | Com ¦ Small Packaged Heat Pump (SEER 15) - Fuel Sub - Panel Upgrade - ZEAS 2030 - Cold | PG&E ¦ Cold | PG&E | All | Electric & Gas | SEER15 Heat Pump, <65 kbtuh, NR | Efficient |  |  | 1 | Conventional | HVAC | Com - Refrig. Warehouse | Com | ROB Only | 1 | 1000 sqft2 of floor space | Cap-Tons | 15 | DEER:HVAC_Split-Package_HP | 0 | 0 | 0 | SWHC046-03 | 0 | 2021 | 0 | 2021 | 2138.2074 | -50.67 | SWHC046-03 | Com Central HVAC (Small) - Fuel Sub - Panel Upgrade - ZEAS 2030 - Cold ¦ PG&E ¦ Cold | Com Central HVAC (Small) - Fuel Sub - Panel Upgrade - ZEAS 2030 - Cold | 0 | 0.186 | 0 | CBSA 2014, adjusted to reflect new efficiencies | 0 | 2032 | 1 | SWHC046-03
COM-HVAC-FS-PU-21-ZEAS.33 | Com ¦ Small Packaged Heat Pump (SEER 15) - Fuel Sub - Panel Upgrade - ZEAS 2030 - Cold ¦ PG&E ¦ Cold | Com ¦ Small Packaged Heat Pump (SEER 15) - Fuel Sub - Panel Upgrade - ZEAS 2030 - Cold | PG&E ¦ Cold | PG&E | All | Electric & Gas | SEER15 Heat Pump, <65 kbtuh, NR | Efficient |  |  | 1 | Conventional | HVAC | Com - Restaurant | Com | ROB Only | 1 | 1000 sqft2 of floor space | Cap-Tons | 15 | DEER:HVAC_Split-Package_HP | 817.2693 | 0 | -140.5022 | SWHC046-03 | 1171.6667 | 2021 | 679.11 | 2021 | 2138.2074 | -50.67 | SWHC046-03 | Com Central HVAC (Small) - Fuel Sub - Panel Upgrade - ZEAS 2030 - Cold ¦ PG&E ¦ Cold | Com Central HVAC (Small) - Fuel Sub - Panel Upgrade - ZEAS 2030 - Cold | 0.036027 | 0.186 | 0 | CBSA 2014, adjusted to reflect new efficiencies | 91.0267 | 2032 | 1 | SWHC046-03
COM-HVAC-FS-PU-21-ZEAS.34 | Com ¦ Small Packaged Heat Pump (SEER 15) - Fuel Sub - Panel Upgrade - ZEAS 2030 - Cold ¦ PG&E ¦ Cold | Com ¦ Small Packaged Heat Pump (SEER 15) - Fuel Sub - Panel Upgrade - ZEAS 2030 - Cold | PG&E ¦ Cold | PG&E | All | Electric & Gas | SEER15 Heat Pump, <65 kbtuh, NR | Efficient |  |  | 1 | Conventional | HVAC | Com - Retail | Com | ROB Only | 1 | 1000 sqft2 of floor space | Cap-Tons | 15 | DEER:HVAC_Split-Package_HP | 704.2235 | 0 | -114.1883 | SWHC046-03 | 1171.6667 | 2021 | 679.11 | 2021 | 2138.2074 | -50.67 | SWHC046-03 | Com Central HVAC (Small) - Fuel Sub - Panel Upgrade - ZEAS 2030 - Cold ¦ PG&E ¦ Cold | Com Central HVAC (Small) - Fuel Sub - Panel Upgrade - ZEAS 2030 - Cold | 0.015015 | 0.186 | 0 | CBSA 2014, adjusted to reflect new efficiencies | 316.8117 | 2032 | 1 | SWHC046-03
COM-HVAC-FS-PU-21-ZEAS.35 | Com ¦ Small Packaged Heat Pump (SEER 15) - Fuel Sub - Panel Upgrade - ZEAS 2030 - Cold ¦ PG&E ¦ Cold | Com ¦ Small Packaged Heat Pump (SEER 15) - Fuel Sub - Panel Upgrade - ZEAS 2030 - Cold | PG&E ¦ Cold | PG&E | All | Electric & Gas | SEER15 Heat Pump, <65 kbtuh, NR | Efficient |  |  | 1 | Conventional | HVAC | Com - School | Com | ROB Only | 1 | 1000 sqft2 of floor space | Cap-Tons | 15 | DEER:HVAC_Split-Package_HP | 652.1056 | 0 | -96.149 | SWHC046-03 | 1171.6667 | 2021 | 679.11 | 2021 | 2138.2074 | -50.67 | SWHC046-03 | Com Central HVAC (Small) - Fuel Sub - Panel Upgrade - ZEAS 2030 - Cold ¦ PG&E ¦ Cold | Com Central HVAC (Small) - Fuel Sub - Panel Upgrade - ZEAS 2030 - Cold | 0.0228 | 0.186 | 0 | CBSA 2014, adjusted to reflect new efficiencies | 112.3089 | 2032 | 1 | SWHC046-03
COM-HVAC-FS-PU-21-ZEAS.36 | Com ¦ Small Packaged Heat Pump (SEER 15) - Fuel Sub - Panel Upgrade - ZEAS 2030 - Cold ¦ PG&E ¦ Cold | Com ¦ Small Packaged Heat Pump (SEER 15) - Fuel Sub - Panel Upgrade - ZEAS 2030 - Cold | PG&E ¦ Cold | PG&E | All | Electric & Gas | SEER15 Heat Pump, <65 kbtuh, NR | Efficient |  |  | 1 | Conventional | HVAC | Com - Warehouse | Com | ROB Only | 1 | 1000 sqft2 of floor space | Cap-Tons | 15 | DEER:HVAC_Split-Package_HP | 1069.3333 | 0 | -152 | SWHC046-03 | 1171.6667 | 2021 | 679.11 | 2021 | 2138.2074 | -50.67 | SWHC046-03 | Com Central HVAC (Small) - Fuel Sub - Panel Upgrade - ZEAS 2030 - Cold ¦ PG&E ¦ Cold | Com Central HVAC (Small) - Fuel Sub - Panel Upgrade - ZEAS 2030 - Cold | 0.0046728 | 0.186 | 0 | CBSA 2014, adjusted to reflect new efficiencies | 320.2473 | 2032 | 1 | SWHC046-03
COM-HVAC-FS-PU-21-ZEAS.37 | Com ¦ Small Packaged Heat Pump (SEER 15) - Fuel Sub - Panel Upgrade - ZEAS 2030 - Marine ¦ SCG ¦ Marine | Com ¦ Small Packaged Heat Pump (SEER 15) - Fuel Sub - Panel Upgrade - ZEAS 2030 - Marine | SCG ¦ Marine | SCG | All | Electric & Gas | SEER15 Heat Pump, <65 kbtuh, NR | Efficient |  |  | 1 | Conventional | HVAC | Com - College | Com | ROB Only | 1 | 1000 sqft2 of floor space | Cap-Tons | 15 | DEER:HVAC_Split-Package_HP | -42.9866 | 0 | -12.4101 | SWHC046-03 | 1171.6667 | 2021 | 679.11 | 2021 | 2138.2074 | -50.67 | SWHC046-03 | Com Central HVAC (Small) - Fuel Sub - Panel Upgrade - ZEAS 2030 - Marine ¦ SCG ¦ Marine | Com Central HVAC (Small) - Fuel Sub - Panel Upgrade - ZEAS 2030 - Marine | 0.022689 | 0.186 | 0 | CBSA 2014, adjusted to reflect new efficiencies | 44.1819 | 2032 | 1 | SWHC046-03
COM-HVAC-FS-PU-21-ZEAS.38 | Com ¦ Small Packaged Heat Pump (SEER 15) - Fuel Sub - Panel Upgrade - ZEAS 2030 - Marine ¦ SCG ¦ Marine | Com ¦ Small Packaged Heat Pump (SEER 15) - Fuel Sub - Panel Upgrade - ZEAS 2030 - Marine | SCG ¦ Marine | SCG | All | Electric & Gas | SEER15 Heat Pump, <65 kbtuh, NR | Efficient |  |  | 1 | Conventional | HVAC | Com - Grocery | Com | ROB Only | 1 | 1000 sqft2 of floor space | Cap-Tons | 15 | DEER:HVAC_Split-Package_HP | 197.2467 | 0 | -80.6 | SWHC046-03 | 1171.6667 | 2021 | 679.11 | 2021 | 2138.2074 | -50.67 | SWHC046-03 | Com Central HVAC (Small) - Fuel Sub - Panel Upgrade - ZEAS 2030 - Marine ¦ SCG ¦ Marine | Com Central HVAC (Small) - Fuel Sub - Panel Upgrade - ZEAS 2030 - Marine | 0.040359 | 0.186 | 0 | CBSA 2014, adjusted to reflect new efficiencies | 178.1693 | 2032 | 1 | SWHC046-03
COM-HVAC-FS-PU-21-ZEAS.39 | Com ¦ Small Packaged Heat Pump (SEER 15) - Fuel Sub - Panel Upgrade - ZEAS 2030 - Marine ¦ SCG ¦ Marine | Com ¦ Small Packaged Heat Pump (SEER 15) - Fuel Sub - Panel Upgrade - ZEAS 2030 - Marine | SCG ¦ Marine | SCG | All | Electric & Gas | SEER15 Heat Pump, <65 kbtuh, NR | Efficient |  |  | 1 | Conventional | HVAC | Com - Health | Com | ROB Only | 1 | 1000 sqft2 of floor space | Cap-Tons | 15 | DEER:HVAC_Split-Package_HP | -122.1513 | 0 | -22.4855 | SWHC046-03 | 1171.6667 | 2021 | 679.11 | 2021 | 2138.2074 | -50.67 | SWHC046-03 | Com Central HVAC (Small) - Fuel Sub - Panel Upgrade - ZEAS 2030 - Marine ¦ SCG ¦ Marine | Com Central HVAC (Small) - Fuel Sub - Panel Upgrade - ZEAS 2030 - Marine | 0.032178 | 0.186 | 0 | CBSA 2014, adjusted to reflect new efficiencies | 71.5053 | 2032 | 1 | SWHC046-03
COM-HVAC-FS-PU-21-ZEAS.40 | Com ¦ Small Packaged Heat Pump (SEER 15) - Fuel Sub - Panel Upgrade - ZEAS 2030 - Marine ¦ SCG ¦ Marine | Com ¦ Small Packaged Heat Pump (SEER 15) - Fuel Sub - Panel Upgrade - ZEAS 2030 - Marine | SCG ¦ Marine | SCG | All | Electric & Gas | SEER15 Heat Pump, <65 kbtuh, NR | Efficient |  |  | 1 | Conventional | HVAC | Com - Lodging | Com | ROB Only | 1 | 1000 sqft2 of floor space | Cap-Tons | 15 | DEER:HVAC_Split-Package_HP | 24.454 | 0 | -41.9012 | SWHC046-03 | 1171.6667 | 2021 | 679.11 | 2021 | 2138.2074 | -50.67 | SWHC046-03 | Com Central HVAC (Small) - Fuel Sub - Panel Upgrade - ZEAS 2030 - Marine ¦ SCG ¦ Marine | Com Central HVAC (Small) - Fuel Sub - Panel Upgrade - ZEAS 2030 - Marine | 0.018069 | 0.186 | 0 | CBSA 2014, adjusted to reflect new efficiencies | 410.0591 | 2032 | 1 | SWHC046-03
COM-HVAC-FS-PU-21-ZEAS.41 | Com ¦ Small Packaged Heat Pump (SEER 15) - Fuel Sub - Panel Upgrade - ZEAS 2030 - Marine ¦ SCG ¦ Marine | Com ¦ Small Packaged Heat Pump (SEER 15) - Fuel Sub - Panel Upgrade - ZEAS 2030 - Marine | SCG ¦ Marine | SCG | All | Electric & Gas | SEER15 Heat Pump, <65 kbtuh, NR | Efficient |  |  | 1 | Conventional | HVAC | Com - Office (Large) | Com | ROB Only | 1 | 1000 sqft2 of floor space | Cap-Tons | 15 | DEER:HVAC_Split-Package_HP | -91.8333 | 0 | -0.948 | SWHC046-03 | 1171.6667 | 2021 | 679.11 | 2021 | 2138.2074 | -50.67 | SWHC046-03 | Com Central HVAC (Small) - Fuel Sub - Panel Upgrade - ZEAS 2030 - Marine ¦ SCG ¦ Marine | Com Central HVAC (Small) - Fuel Sub - Panel Upgrade - ZEAS 2030 - Marine | 0.023953 | 0.186 | 0 | CBSA 2014, adjusted to reflect new efficiencies | 13.3901 | 2032 | 1 | SWHC046-03
COM-HVAC-FS-PU-21-ZEAS.42 | Com ¦ Small Packaged Heat Pump (SEER 15) - Fuel Sub - Panel Upgrade - ZEAS 2030 - Marine ¦ SCG ¦ Marine | Com ¦ Small Packaged Heat Pump (SEER 15) - Fuel Sub - Panel Upgrade - ZEAS 2030 - Marine | SCG ¦ Marine | SCG | All | Electric & Gas | SEER15 Heat Pump, <65 kbtuh, NR | Efficient |  |  | 1 | Conventional | HVAC | Com - Office (Small) | Com | ROB Only | 1 | 1000 sqft2 of floor space | Cap-Tons | 15 | DEER:HVAC_Split-Package_HP | -62.8333 | 0 | -5.55 | SWHC046-03 | 1171.6667 | 2021 | 679.11 | 2021 | 2138.2074 | -50.67 | SWHC046-03 | Com Central HVAC (Small) - Fuel Sub - Panel Upgrade - ZEAS 2030 - Marine ¦ SCG ¦ Marine | Com Central HVAC (Small) - Fuel Sub - Panel Upgrade - ZEAS 2030 - Marine | 0.027176 | 0.186 | 0 | CBSA 2014, adjusted to reflect new efficiencies | 13.868 | 2032 | 1 | SWHC046-03
COM-HVAC-FS-PU-21-ZEAS.43 | Com ¦ Small Packaged Heat Pump (SEER 15) - Fuel Sub - Panel Upgrade - ZEAS 2030 - Marine ¦ SCG ¦ Marine | Com ¦ Small Packaged Heat Pump (SEER 15) - Fuel Sub - Panel Upgrade - ZEAS 2030 - Marine | SCG ¦ Marine | SCG | All | Electric & Gas | SEER15 Heat Pump, <65 kbtuh, NR | Efficient |  |  | 1 | Conventional | HVAC | Com - Other | Com | ROB Only | 1 | 1000 sqft2 of floor space | Cap-Tons | 15 | DEER:HVAC_Split-Package_HP | 14.7 | 0 | -25 | SWHC046-03 | 1171.6667 | 2021 | 679.11 | 2021 | 2138.2074 | -50.67 | SWHC046-03 | Com Central HVAC (Small) - Fuel Sub - Panel Upgrade - ZEAS 2030 - Marine ¦ SCG ¦ Marine | Com Central HVAC (Small) - Fuel Sub - Panel Upgrade - ZEAS 2030 - Marine | 0.038925 | 0.186 | 0 | CBSA 2014, adjusted to reflect new efficiencies | 111.6269 | 2032 | 1 | SWHC046-03
COM-HVAC-FS-PU-21-ZEAS.44 | Com ¦ Small Packaged Heat Pump (SEER 15) - Fuel Sub - Panel Upgrade - ZEAS 2030 - Marine ¦ SCG ¦ Marine | Com ¦ Small Packaged Heat Pump (SEER 15) - Fuel Sub - Panel Upgrade - ZEAS 2030 - Marine | SCG ¦ Marine | SCG | All | Electric & Gas | SEER15 Heat Pump, <65 kbtuh, NR | Efficient |  |  | 1 | Conventional | HVAC | Com - Refrig. Warehouse | Com | ROB Only | 1 | 1000 sqft2 of floor space | Cap-Tons | 15 | DEER:HVAC_Split-Package_HP | 0 | 0 | 0 | SWHC046-03 | 0 | 2021 | 0 | 2021 | 2138.2074 | -50.67 | SWHC046-03 | Com Central HVAC (Small) - Fuel Sub - Panel Upgrade - ZEAS 2030 - Marine ¦ SCG ¦ Marine | Com Central HVAC (Small) - Fuel Sub - Panel Upgrade - ZEAS 2030 - Marine | 0 | 0.186 | 0 | CBSA 2014, adjusted to reflect new efficiencies | 0 | 2032 | 1 | SWHC046-03
COM-HVAC-FS-PU-21-ZEAS.45 | Com ¦ Small Packaged Heat Pump (SEER 15) - Fuel Sub - Panel Upgrade - ZEAS 2030 - Marine ¦ SCG ¦ Marine | Com ¦ Small Packaged Heat Pump (SEER 15) - Fuel Sub - Panel Upgrade - ZEAS 2030 - Marine | SCG ¦ Marine | SCG | All | Electric & Gas | SEER15 Heat Pump, <65 kbtuh, NR | Efficient |  |  | 1 | Conventional | HVAC | Com - Restaurant | Com | ROB Only | 1 | 1000 sqft2 of floor space | Cap-Tons | 15 | DEER:HVAC_Split-Package_HP | -50.9643 | 0 | -11.7207 | SWHC046-03 | 1171.6667 | 2021 | 679.11 | 2021 | 2138.2074 | -50.67 | SWHC046-03 | Com Central HVAC (Small) - Fuel Sub - Panel Upgrade - ZEAS 2030 - Marine ¦ SCG ¦ Marine | Com Central HVAC (Small) - Fuel Sub - Panel Upgrade - ZEAS 2030 - Marine | 0.039657 | 0.186 | 0 | CBSA 2014, adjusted to reflect new efficiencies | 9.7107 | 2032 | 1 | SWHC046-03
COM-HVAC-FS-PU-21-ZEAS.46 | Com ¦ Small Packaged Heat Pump (SEER 15) - Fuel Sub - Panel Upgrade - ZEAS 2030 - Marine ¦ SCG ¦ Marine | Com ¦ Small Packaged Heat Pump (SEER 15) - Fuel Sub - Panel Upgrade - ZEAS 2030 - Marine | SCG ¦ Marine | SCG | All | Electric & Gas | SEER15 Heat Pump, <65 kbtuh, NR | Efficient |  |  | 1 | Conventional | HVAC | Com - Retail | Com | ROB Only | 1 | 1000 sqft2 of floor space | Cap-Tons | 15 | DEER:HVAC_Split-Package_HP | -75.2962 | 0 | -11.8403 | SWHC046-03 | 1171.6667 | 2021 | 679.11 | 2021 | 2138.2074 | -50.67 | SWHC046-03 | Com Central HVAC (Small) - Fuel Sub - Panel Upgrade - ZEAS 2030 - Marine ¦ SCG ¦ Marine | Com Central HVAC (Small) - Fuel Sub - Panel Upgrade - ZEAS 2030 - Marine | 0.016778 | 0.186 | 0 | CBSA 2014, adjusted to reflect new efficiencies | 84.9573 | 2032 | 1 | SWHC046-03
COM-HVAC-FS-PU-21-ZEAS.47 | Com ¦ Small Packaged Heat Pump (SEER 15) - Fuel Sub - Panel Upgrade - ZEAS 2030 - Marine ¦ SCG ¦ Marine | Com ¦ Small Packaged Heat Pump (SEER 15) - Fuel Sub - Panel Upgrade - ZEAS 2030 - Marine | SCG ¦ Marine | SCG | All | Electric & Gas | SEER15 Heat Pump, <65 kbtuh, NR | Efficient |  |  | 1 | Conventional | HVAC | Com - School | Com | ROB Only | 1 | 1000 sqft2 of floor space | Cap-Tons | 15 | DEER:HVAC_Split-Package_HP | 0.1959 | 0 | -12.1639 | SWHC046-03 | 1171.6667 | 2021 | 679.11 | 2021 | 2138.2074 | -50.67 | SWHC046-03 | Com Central HVAC (Small) - Fuel Sub - Panel Upgrade - ZEAS 2030 - Marine ¦ SCG ¦ Marine | Com Central HVAC (Small) - Fuel Sub - Panel Upgrade - ZEAS 2030 - Marine | 0.027322 | 0.186 | 0 | CBSA 2014, adjusted to reflect new efficiencies | 27.7591 | 2032 | 1 | SWHC046-03
COM-HVAC-FS-PU-21-ZEAS.48 | Com ¦ Small Packaged Heat Pump (SEER 15) - Fuel Sub - Panel Upgrade - ZEAS 2030 - Marine ¦ SCG ¦ Marine | Com ¦ Small Packaged Heat Pump (SEER 15) - Fuel Sub - Panel Upgrade - ZEAS 2030 - Marine | SCG ¦ Marine | SCG | All | Electric & Gas | SEER15 Heat Pump, <65 kbtuh, NR | Efficient |  |  | 1 | Conventional | HVAC | Com - Warehouse | Com | ROB Only | 1 | 1000 sqft2 of floor space | Cap-Tons | 15 | DEER:HVAC_Split-Package_HP | 92.6333 | 0 | -34.2 | SWHC046-03 | 1171.6667 | 2021 | 679.11 | 2021 | 2138.2074 | -50.67 | SWHC046-03 | Com Central HVAC (Small) - Fuel Sub - Panel Upgrade - ZEAS 2030 - Marine ¦ SCG ¦ Marine | Com Central HVAC (Small) - Fuel Sub - Panel Upgrade - ZEAS 2030 - Marine | 0.0051386 | 0.186 | 0 | CBSA 2014, adjusted to reflect new efficiencies | 116.4048 | 2032 | 1 | SWHC046-03
COM-HVAC-FS-PU-21-ZEAS.49 | Com ¦ Small Packaged Heat Pump (SEER 15) - Fuel Sub - Panel Upgrade - ZEAS 2030 - Hot-Dry ¦ SCG ¦ Hot-Dry | Com ¦ Small Packaged Heat Pump (SEER 15) - Fuel Sub - Panel Upgrade - ZEAS 2030 - Hot-Dry | SCG ¦ Hot-Dry | SCG | All | Electric & Gas | SEER15 Heat Pump, <65 kbtuh, NR | Efficient |  |  | 1 | Conventional | HVAC | Com - College | Com | ROB Only | 1 | 1000 sqft2 of floor space | Cap-Tons | 15 | DEER:HVAC_Split-Package_HP | -44.6576 | 0 | -13.1859 | SWHC046-03 | 1171.6667 | 2021 | 679.11 | 2021 | 2138.2074 | -50.67 | SWHC046-03 | Com Central HVAC (Small) - Fuel Sub - Panel Upgrade - ZEAS 2030 - Hot-Dry ¦ SCG ¦ Hot-Dry | Com Central HVAC (Small) - Fuel Sub - Panel Upgrade - ZEAS 2030 - Hot-Dry | 0.022689 | 0.186 | 0 | CBSA 2014, adjusted to reflect new efficiencies | 46.8672 | 2032 | 1 | SWHC046-03
COM-HVAC-FS-PU-21-ZEAS.50 | Com ¦ Small Packaged Heat Pump (SEER 15) - Fuel Sub - Panel Upgrade - ZEAS 2030 - Hot-Dry ¦ SCG ¦ Hot-Dry | Com ¦ Small Packaged Heat Pump (SEER 15) - Fuel Sub - Panel Upgrade - ZEAS 2030 - Hot-Dry | SCG ¦ Hot-Dry | SCG | All | Electric & Gas | SEER15 Heat Pump, <65 kbtuh, NR | Efficient |  |  | 1 | Conventional | HVAC | Com - Grocery | Com | ROB Only | 1 | 1000 sqft2 of floor space | Cap-Tons | 15 | DEER:HVAC_Split-Package_HP | 163.4 | 0 | -84.8333 | SWHC046-03 | 1171.6667 | 2021 | 679.11 | 2021 | 2138.2074 | -50.67 | SWHC046-03 | Com Central HVAC (Small) - Fuel Sub - Panel Upgrade - ZEAS 2030 - Hot-Dry ¦ SCG ¦ Hot-Dry | Com Central HVAC (Small) - Fuel Sub - Panel Upgrade - ZEAS 2030 - Hot-Dry | 0.040359 | 0.186 | 0 | CBSA 2014, adjusted to reflect new efficiencies | 190.0138 | 2032 | 1 | SWHC046-03
COM-HVAC-FS-PU-21-ZEAS.51 | Com ¦ Small Packaged Heat Pump (SEER 15) - Fuel Sub - Panel Upgrade - ZEAS 2030 - Hot-Dry ¦ SCG ¦ Hot-Dry | Com ¦ Small Packaged Heat Pump (SEER 15) - Fuel Sub - Panel Upgrade - ZEAS 2030 - Hot-Dry | SCG ¦ Hot-Dry | SCG | All | Electric & Gas | SEER15 Heat Pump, <65 kbtuh, NR | Efficient |  |  | 1 | Conventional | HVAC | Com - Health | Com | ROB Only | 1 | 1000 sqft2 of floor space | Cap-Tons | 15 | DEER:HVAC_Split-Package_HP | -105.6801 | 0 | -25.6229 | SWHC046-03 | 1171.6667 | 2021 | 679.11 | 2021 | 2138.2074 | -50.67 | SWHC046-03 | Com Central HVAC (Small) - Fuel Sub - Panel Upgrade - ZEAS 2030 - Hot-Dry ¦ SCG ¦ Hot-Dry | Com Central HVAC (Small) - Fuel Sub - Panel Upgrade - ZEAS 2030 - Hot-Dry | 0.032178 | 0.186 | 0 | CBSA 2014, adjusted to reflect new efficiencies | 79.2894 | 2032 | 1 | SWHC046-03
COM-HVAC-FS-PU-21-ZEAS.52 | Com ¦ Small Packaged Heat Pump (SEER 15) - Fuel Sub - Panel Upgrade - ZEAS 2030 - Hot-Dry ¦ SCG ¦ Hot-Dry | Com ¦ Small Packaged Heat Pump (SEER 15) - Fuel Sub - Panel Upgrade - ZEAS 2030 - Hot-Dry | SCG ¦ Hot-Dry | SCG | All | Electric & Gas | SEER15 Heat Pump, <65 kbtuh, NR | Efficient |  |  | 1 | Conventional | HVAC | Com - Lodging | Com | ROB Only | 1 | 1000 sqft2 of floor space | Cap-Tons | 15 | DEER:HVAC_Split-Package_HP | 18.1903 | 0 | -40.2704 | SWHC046-03 | 1171.6667 | 2021 | 679.11 | 2021 | 2138.2074 | -50.67 | SWHC046-03 | Com Central HVAC (Small) - Fuel Sub - Panel Upgrade - ZEAS 2030 - Hot-Dry ¦ SCG ¦ Hot-Dry | Com Central HVAC (Small) - Fuel Sub - Panel Upgrade - ZEAS 2030 - Hot-Dry | 0.018069 | 0.186 | 0 | CBSA 2014, adjusted to reflect new efficiencies | 394.937 | 2032 | 1 | SWHC046-03
COM-HVAC-FS-PU-21-ZEAS.53 | Com ¦ Small Packaged Heat Pump (SEER 15) - Fuel Sub - Panel Upgrade - ZEAS 2030 - Hot-Dry ¦ SCG ¦ Hot-Dry | Com ¦ Small Packaged Heat Pump (SEER 15) - Fuel Sub - Panel Upgrade - ZEAS 2030 - Hot-Dry | SCG ¦ Hot-Dry | SCG | All | Electric & Gas | SEER15 Heat Pump, <65 kbtuh, NR | Efficient |  |  | 1 | Conventional | HVAC | Com - Office (Large) | Com | ROB Only | 1 | 1000 sqft2 of floor space | Cap-Tons | 15 | DEER:HVAC_Split-Package_HP | -92.5 | 0 | -1.48 | SWHC046-03 | 1171.6667 | 2021 | 679.11 | 2021 | 2138.2074 | -50.67 | SWHC046-03 | Com Central HVAC (Small) - Fuel Sub - Panel Upgrade - ZEAS 2030 - Hot-Dry ¦ SCG ¦ Hot-Dry | Com Central HVAC (Small) - Fuel Sub - Panel Upgrade - ZEAS 2030 - Hot-Dry | 0.023953 | 0.186 | 0 | CBSA 2014, adjusted to reflect new efficiencies | 15.8455 | 2032 | 1 | SWHC046-03
COM-HVAC-FS-PU-21-ZEAS.54 | Com ¦ Small Packaged Heat Pump (SEER 15) - Fuel Sub - Panel Upgrade - ZEAS 2030 - Hot-Dry ¦ SCG ¦ Hot-Dry | Com ¦ Small Packaged Heat Pump (SEER 15) - Fuel Sub - Panel Upgrade - ZEAS 2030 - Hot-Dry | SCG ¦ Hot-Dry | SCG | All | Electric & Gas | SEER15 Heat Pump, <65 kbtuh, NR | Efficient |  |  | 1 | Conventional | HVAC | Com - Office (Small) | Com | ROB Only | 1 | 1000 sqft2 of floor space | Cap-Tons | 15 | DEER:HVAC_Split-Package_HP | -62.7667 | 0 | -6.68 | SWHC046-03 | 1171.6667 | 2021 | 679.11 | 2021 | 2138.2074 | -50.67 | SWHC046-03 | Com Central HVAC (Small) - Fuel Sub - Panel Upgrade - ZEAS 2030 - Hot-Dry ¦ SCG ¦ Hot-Dry | Com Central HVAC (Small) - Fuel Sub - Panel Upgrade - ZEAS 2030 - Hot-Dry | 0.027176 | 0.186 | 0 | CBSA 2014, adjusted to reflect new efficiencies | 16.102 | 2032 | 1 | SWHC046-03
COM-HVAC-FS-PU-21-ZEAS.55 | Com ¦ Small Packaged Heat Pump (SEER 15) - Fuel Sub - Panel Upgrade - ZEAS 2030 - Hot-Dry ¦ SCG ¦ Hot-Dry | Com ¦ Small Packaged Heat Pump (SEER 15) - Fuel Sub - Panel Upgrade - ZEAS 2030 - Hot-Dry | SCG ¦ Hot-Dry | SCG | All | Electric & Gas | SEER15 Heat Pump, <65 kbtuh, NR | Efficient |  |  | 1 | Conventional | HVAC | Com - Other | Com | ROB Only | 1 | 1000 sqft2 of floor space | Cap-Tons | 15 | DEER:HVAC_Split-Package_HP | 5.6667 | 0 | -24.5 | SWHC046-03 | 1171.6667 | 2021 | 679.11 | 2021 | 2138.2074 | -50.67 | SWHC046-03 | Com Central HVAC (Small) - Fuel Sub - Panel Upgrade - ZEAS 2030 - Hot-Dry ¦ SCG ¦ Hot-Dry | Com Central HVAC (Small) - Fuel Sub - Panel Upgrade - ZEAS 2030 - Hot-Dry | 0.038925 | 0.186 | 0 | CBSA 2014, adjusted to reflect new efficiencies | 110.3594 | 2032 | 1 | SWHC046-03
COM-HVAC-FS-PU-21-ZEAS.56 | Com ¦ Small Packaged Heat Pump (SEER 15) - Fuel Sub - Panel Upgrade - ZEAS 2030 - Hot-Dry ¦ SCG ¦ Hot-Dry | Com ¦ Small Packaged Heat Pump (SEER 15) - Fuel Sub - Panel Upgrade - ZEAS 2030 - Hot-Dry | SCG ¦ Hot-Dry | SCG | All | Electric & Gas | SEER15 Heat Pump, <65 kbtuh, NR | Efficient |  |  | 1 | Conventional | HVAC | Com - Refrig. Warehouse | Com | ROB Only | 1 | 1000 sqft2 of floor space | Cap-Tons | 15 | DEER:HVAC_Split-Package_HP | 0 | 0 | 0 | SWHC046-03 | 0 | 2021 | 0 | 2021 | 2138.2074 | -50.67 | SWHC046-03 | Com Central HVAC (Small) - Fuel Sub - Panel Upgrade - ZEAS 2030 - Hot-Dry ¦ SCG ¦ Hot-Dry | Com Central HVAC (Small) - Fuel Sub - Panel Upgrade - ZEAS 2030 - Hot-Dry | 0 | 0.186 | 0 | CBSA 2014, adjusted to reflect new efficiencies | 0 | 2032 | 1 | SWHC046-03
COM-HVAC-FS-PU-21-ZEAS.57 | Com ¦ Small Packaged Heat Pump (SEER 15) - Fuel Sub - Panel Upgrade - ZEAS 2030 - Hot-Dry ¦ SCG ¦ Hot-Dry | Com ¦ Small Packaged Heat Pump (SEER 15) - Fuel Sub - Panel Upgrade - ZEAS 2030 - Hot-Dry | SCG ¦ Hot-Dry | SCG | All | Electric & Gas | SEER15 Heat Pump, <65 kbtuh, NR | Efficient |  |  | 1 | Conventional | HVAC | Com - Restaurant | Com | ROB Only | 1 | 1000 sqft2 of floor space | Cap-Tons | 15 | DEER:HVAC_Split-Package_HP | -62.1221 | 0 | -12.6233 | SWHC046-03 | 1171.6667 | 2021 | 679.11 | 2021 | 2138.2074 | -50.67 | SWHC046-03 | Com Central HVAC (Small) - Fuel Sub - Panel Upgrade - ZEAS 2030 - Hot-Dry ¦ SCG ¦ Hot-Dry | Com Central HVAC (Small) - Fuel Sub - Panel Upgrade - ZEAS 2030 - Hot-Dry | 0.039657 | 0.186 | 0 | CBSA 2014, adjusted to reflect new efficiencies | 10.587 | 2032 | 1 | SWHC046-03
COM-HVAC-FS-PU-21-ZEAS.58 | Com ¦ Small Packaged Heat Pump (SEER 15) - Fuel Sub - Panel Upgrade - ZEAS 2030 - Hot-Dry ¦ SCG ¦ Hot-Dry | Com ¦ Small Packaged Heat Pump (SEER 15) - Fuel Sub - Panel Upgrade - ZEAS 2030 - Hot-Dry | SCG ¦ Hot-Dry | SCG | All | Electric & Gas | SEER15 Heat Pump, <65 kbtuh, NR | Efficient |  |  | 1 | Conventional | HVAC | Com - Retail | Com | ROB Only | 1 | 1000 sqft2 of floor space | Cap-Tons | 15 | DEER:HVAC_Split-Package_HP | -95.9301 | 0 | -10.1827 | SWHC046-03 | 1171.6667 | 2021 | 679.11 | 2021 | 2138.2074 | -50.67 | SWHC046-03 | Com Central HVAC (Small) - Fuel Sub - Panel Upgrade - ZEAS 2030 - Hot-Dry ¦ SCG ¦ Hot-Dry | Com Central HVAC (Small) - Fuel Sub - Panel Upgrade - ZEAS 2030 - Hot-Dry | 0.016778 | 0.186 | 0 | CBSA 2014, adjusted to reflect new efficiencies | 84.0159 | 2032 | 1 | SWHC046-03
COM-HVAC-FS-PU-21-ZEAS.59 | Com ¦ Small Packaged Heat Pump (SEER 15) - Fuel Sub - Panel Upgrade - ZEAS 2030 - Hot-Dry ¦ SCG ¦ Hot-Dry | Com ¦ Small Packaged Heat Pump (SEER 15) - Fuel Sub - Panel Upgrade - ZEAS 2030 - Hot-Dry | SCG ¦ Hot-Dry | SCG | All | Electric & Gas | SEER15 Heat Pump, <65 kbtuh, NR | Efficient |  |  | 1 | Conventional | HVAC | Com - School | Com | ROB Only | 1 | 1000 sqft2 of floor space | Cap-Tons | 15 | DEER:HVAC_Split-Package_HP | -5.0346 | 0 | -12.0107 | SWHC046-03 | 1171.6667 | 2021 | 679.11 | 2021 | 2138.2074 | -50.67 | SWHC046-03 | Com Central HVAC (Small) - Fuel Sub - Panel Upgrade - ZEAS 2030 - Hot-Dry ¦ SCG ¦ Hot-Dry | Com Central HVAC (Small) - Fuel Sub - Panel Upgrade - ZEAS 2030 - Hot-Dry | 0.027322 | 0.186 | 0 | CBSA 2014, adjusted to reflect new efficiencies | 28.2703 | 2032 | 1 | SWHC046-03
COM-HVAC-FS-PU-21-ZEAS.60 | Com ¦ Small Packaged Heat Pump (SEER 15) - Fuel Sub - Panel Upgrade - ZEAS 2030 - Hot-Dry ¦ SCG ¦ Hot-Dry | Com ¦ Small Packaged Heat Pump (SEER 15) - Fuel Sub - Panel Upgrade - ZEAS 2030 - Hot-Dry | SCG ¦ Hot-Dry | SCG | All | Electric & Gas | SEER15 Heat Pump, <65 kbtuh, NR | Efficient |  |  | 1 | Conventional | HVAC | Com - Warehouse | Com | ROB Only | 1 | 1000 sqft2 of floor space | Cap-Tons | 15 | DEER:HVAC_Split-Package_HP | 60.4 | 0 | -33.6 | SWHC046-03 | 1171.6667 | 2021 | 679.11 | 2021 | 2138.2074 | -50.67 | SWHC046-03 | Com Central HVAC (Small) - Fuel Sub - Panel Upgrade - ZEAS 2030 - Hot-Dry ¦ SCG ¦ Hot-Dry | Com Central HVAC (Small) - Fuel Sub - Panel Upgrade - ZEAS 2030 - Hot-Dry | 0.0051386 | 0.186 | 0 | CBSA 2014, adjusted to reflect new efficiencies | 123.5366 | 2032 | 1 | SWHC046-03
COM-HVAC-FS-PU-21-ZEAS.61 | Com ¦ Small Packaged Heat Pump (SEER 15) - Fuel Sub - Panel Upgrade - ZEAS 2030 - Cold ¦ SCG ¦ Cold | Com ¦ Small Packaged Heat Pump (SEER 15) - Fuel Sub - Panel Upgrade - ZEAS 2030 - Cold | SCG ¦ Cold | SCG | All | Electric & Gas | SEER15 Heat Pump, <65 kbtuh, NR | Efficient |  |  | 1 | Conventional | HVAC | Com - College | Com | ROB Only | 1 | 1000 sqft2 of floor space | Cap-Tons | 15 | DEER:HVAC_Split-Package_HP | 584.2372 | 0 | -92.6695 | SWHC046-03 | 1171.6667 | 2021 | 679.11 | 2021 | 2138.2074 | -50.67 | SWHC046-03 | Com Central HVAC (Small) - Fuel Sub - Panel Upgrade - ZEAS 2030 - Cold ¦ SCG ¦ Cold | Com Central HVAC (Small) - Fuel Sub - Panel Upgrade - ZEAS 2030 - Cold | 0.022689 | 0.186 | 0 | CBSA 2014, adjusted to reflect new efficiencies | 261.5757 | 2032 | 1 | SWHC046-03
COM-HVAC-FS-PU-21-ZEAS.62 | Com ¦ Small Packaged Heat Pump (SEER 15) - Fuel Sub - Panel Upgrade - ZEAS 2030 - Cold ¦ SCG ¦ Cold | Com ¦ Small Packaged Heat Pump (SEER 15) - Fuel Sub - Panel Upgrade - ZEAS 2030 - Cold | SCG ¦ Cold | SCG | All | Electric & Gas | SEER15 Heat Pump, <65 kbtuh, NR | Efficient |  |  | 1 | Conventional | HVAC | Com - Grocery | Com | ROB Only | 1 | 1000 sqft2 of floor space | Cap-Tons | 15 | DEER:HVAC_Split-Package_HP | 2010 | 0 | -331.3333 | SWHC046-03 | 1171.6667 | 2021 | 679.11 | 2021 | 2138.2074 | -50.67 | SWHC046-03 | Com Central HVAC (Small) - Fuel Sub - Panel Upgrade - ZEAS 2030 - Cold ¦ SCG ¦ Cold | Com Central HVAC (Small) - Fuel Sub - Panel Upgrade - ZEAS 2030 - Cold | 0.040359 | 0.186 | 0 | CBSA 2014, adjusted to reflect new efficiencies | 664.9738 | 2032 | 1 | SWHC046-03
COM-HVAC-FS-PU-21-ZEAS.63 | Com ¦ Small Packaged Heat Pump (SEER 15) - Fuel Sub - Panel Upgrade - ZEAS 2030 - Cold ¦ SCG ¦ Cold | Com ¦ Small Packaged Heat Pump (SEER 15) - Fuel Sub - Panel Upgrade - ZEAS 2030 - Cold | SCG ¦ Cold | SCG | All | Electric & Gas | SEER15 Heat Pump, <65 kbtuh, NR | Efficient |  |  | 1 | Conventional | HVAC | Com - Health | Com | ROB Only | 1 | 1000 sqft2 of floor space | Cap-Tons | 15 | DEER:HVAC_Split-Package_HP | 639.9939 | 0 | -128.9495 | SWHC046-03 | 1171.6667 | 2021 | 679.11 | 2021 | 2138.2074 | -50.67 | SWHC046-03 | Com Central HVAC (Small) - Fuel Sub - Panel Upgrade - ZEAS 2030 - Cold ¦ SCG ¦ Cold | Com Central HVAC (Small) - Fuel Sub - Panel Upgrade - ZEAS 2030 - Cold | 0.032178 | 0.186 | 0 | CBSA 2014, adjusted to reflect new efficiencies | 322.3491 | 2032 | 1 | SWHC046-03
COM-HVAC-FS-PU-21-ZEAS.64 | Com ¦ Small Packaged Heat Pump (SEER 15) - Fuel Sub - Panel Upgrade - ZEAS 2030 - Cold ¦ SCG ¦ Cold | Com ¦ Small Packaged Heat Pump (SEER 15) - Fuel Sub - Panel Upgrade - ZEAS 2030 - Cold | SCG ¦ Cold | SCG | All | Electric & Gas | SEER15 Heat Pump, <65 kbtuh, NR | Efficient |  |  | 1 | Conventional | HVAC | Com - Lodging | Com | ROB Only | 1 | 1000 sqft2 of floor space | Cap-Tons | 15 | DEER:HVAC_Split-Package_HP | 1384.3552 | 0 | -210.3596 | SWHC046-03 | 1171.6667 | 2021 | 679.11 | 2021 | 2138.2074 | -50.67 | SWHC046-03 | Com Central HVAC (Small) - Fuel Sub - Panel Upgrade - ZEAS 2030 - Cold ¦ SCG ¦ Cold | Com Central HVAC (Small) - Fuel Sub - Panel Upgrade - ZEAS 2030 - Cold | 0.018069 | 0.186 | 0 | CBSA 2014, adjusted to reflect new efficiencies | 1859.7175 | 2032 | 1 | SWHC046-03
COM-HVAC-FS-PU-21-ZEAS.65 | Com ¦ Small Packaged Heat Pump (SEER 15) - Fuel Sub - Panel Upgrade - ZEAS 2030 - Cold ¦ SCG ¦ Cold | Com ¦ Small Packaged Heat Pump (SEER 15) - Fuel Sub - Panel Upgrade - ZEAS 2030 - Cold | SCG ¦ Cold | SCG | All | Electric & Gas | SEER15 Heat Pump, <65 kbtuh, NR | Efficient |  |  | 1 | Conventional | HVAC | Com - Office (Large) | Com | ROB Only | 1 | 1000 sqft2 of floor space | Cap-Tons | 15 | DEER:HVAC_Split-Package_HP | 90.1 | 0 | -24.4 | SWHC046-03 | 1171.6667 | 2021 | 679.11 | 2021 | 2138.2074 | -50.67 | SWHC046-03 | Com Central HVAC (Small) - Fuel Sub - Panel Upgrade - ZEAS 2030 - Cold ¦ SCG ¦ Cold | Com Central HVAC (Small) - Fuel Sub - Panel Upgrade - ZEAS 2030 - Cold | 0.023953 | 0.186 | 0 | CBSA 2014, adjusted to reflect new efficiencies | 100.6124 | 2032 | 1 | SWHC046-03
COM-HVAC-FS-PU-21-ZEAS.66 | Com ¦ Small Packaged Heat Pump (SEER 15) - Fuel Sub - Panel Upgrade - ZEAS 2030 - Cold ¦ SCG ¦ Cold | Com ¦ Small Packaged Heat Pump (SEER 15) - Fuel Sub - Panel Upgrade - ZEAS 2030 - Cold | SCG ¦ Cold | SCG | All | Electric & Gas | SEER15 Heat Pump, <65 kbtuh, NR | Efficient |  |  | 1 | Conventional | HVAC | Com - Office (Small) | Com | ROB Only | 1 | 1000 sqft2 of floor space | Cap-Tons | 15 | DEER:HVAC_Split-Package_HP | 296.6667 | 0 | -49.4 | SWHC046-03 | 1171.6667 | 2021 | 679.11 | 2021 | 2138.2074 | -50.67 | SWHC046-03 | Com Central HVAC (Small) - Fuel Sub - Panel Upgrade - ZEAS 2030 - Cold ¦ SCG ¦ Cold | Com Central HVAC (Small) - Fuel Sub - Panel Upgrade - ZEAS 2030 - Cold | 0.027176 | 0.186 | 0 | CBSA 2014, adjusted to reflect new efficiencies | 84.1944 | 2032 | 1 | SWHC046-03
COM-HVAC-FS-PU-21-ZEAS.67 | Com ¦ Small Packaged Heat Pump (SEER 15) - Fuel Sub - Panel Upgrade - ZEAS 2030 - Cold ¦ SCG ¦ Cold | Com ¦ Small Packaged Heat Pump (SEER 15) - Fuel Sub - Panel Upgrade - ZEAS 2030 - Cold | SCG ¦ Cold | SCG | All | Electric & Gas | SEER15 Heat Pump, <65 kbtuh, NR | Efficient |  |  | 1 | Conventional | HVAC | Com - Other | Com | ROB Only | 1 | 1000 sqft2 of floor space | Cap-Tons | 15 | DEER:HVAC_Split-Package_HP | 1058.6667 | 0 | -172 | SWHC046-03 | 1171.6667 | 2021 | 679.11 | 2021 | 2138.2074 | -50.67 | SWHC046-03 | Com Central HVAC (Small) - Fuel Sub - Panel Upgrade - ZEAS 2030 - Cold ¦ SCG ¦ Cold | Com Central HVAC (Small) - Fuel Sub - Panel Upgrade - ZEAS 2030 - Cold | 0.038925 | 0.186 | 0 | CBSA 2014, adjusted to reflect new efficiencies | 662.2584 | 2032 | 1 | SWHC046-03
COM-HVAC-FS-PU-21-ZEAS.68 | Com ¦ Small Packaged Heat Pump (SEER 15) - Fuel Sub - Panel Upgrade - ZEAS 2030 - Cold ¦ SCG ¦ Cold | Com ¦ Small Packaged Heat Pump (SEER 15) - Fuel Sub - Panel Upgrade - ZEAS 2030 - Cold | SCG ¦ Cold | SCG | All | Electric & Gas | SEER15 Heat Pump, <65 kbtuh, NR | Efficient |  |  | 1 | Conventional | HVAC | Com - Refrig. Warehouse | Com | ROB Only | 1 | 1000 sqft2 of floor space | Cap-Tons | 15 | DEER:HVAC_Split-Package_HP | 0 | 0 | 0 | SWHC046-03 | 0 | 2021 | 0 | 2021 | 2138.2074 | -50.67 | SWHC046-03 | Com Central HVAC (Small) - Fuel Sub - Panel Upgrade - ZEAS 2030 - Cold ¦ SCG ¦ Cold | Com Central HVAC (Small) - Fuel Sub - Panel Upgrade - ZEAS 2030 - Cold | 0 | 0.186 | 0 | CBSA 2014, adjusted to reflect new efficiencies | 0 | 2032 | 1 | SWHC046-03
COM-HVAC-FS-PU-21-ZEAS.69 | Com ¦ Small Packaged Heat Pump (SEER 15) - Fuel Sub - Panel Upgrade - ZEAS 2030 - Cold ¦ SCG ¦ Cold | Com ¦ Small Packaged Heat Pump (SEER 15) - Fuel Sub - Panel Upgrade - ZEAS 2030 - Cold | SCG ¦ Cold | SCG | All | Electric & Gas | SEER15 Heat Pump, <65 kbtuh, NR | Efficient |  |  | 1 | Conventional | HVAC | Com - Restaurant | Com | ROB Only | 1 | 1000 sqft2 of floor space | Cap-Tons | 15 | DEER:HVAC_Split-Package_HP | 817.2693 | 0 | -140.5022 | SWHC046-03 | 1171.6667 | 2021 | 679.11 | 2021 | 2138.2074 | -50.67 | SWHC046-03 | Com Central HVAC (Small) - Fuel Sub - Panel Upgrade - ZEAS 2030 - Cold ¦ SCG ¦ Cold | Com Central HVAC (Small) - Fuel Sub - Panel Upgrade - ZEAS 2030 - Cold | 0.039657 | 0.186 | 0 | CBSA 2014, adjusted to reflect new efficiencies | 91.0267 | 2032 | 1 | SWHC046-03
COM-HVAC-FS-PU-21-ZEAS.70 | Com ¦ Small Packaged Heat Pump (SEER 15) - Fuel Sub - Panel Upgrade - ZEAS 2030 - Cold ¦ SCG ¦ Cold | Com ¦ Small Packaged Heat Pump (SEER 15) - Fuel Sub - Panel Upgrade - ZEAS 2030 - Cold | SCG ¦ Cold | SCG | All | Electric & Gas | SEER15 Heat Pump, <65 kbtuh, NR | Efficient |  |  | 1 | Conventional | HVAC | Com - Retail | Com | ROB Only | 1 | 1000 sqft2 of floor space | Cap-Tons | 15 | DEER:HVAC_Split-Package_HP | 704.2235 | 0 | -114.1883 | SWHC046-03 | 1171.6667 | 2021 | 679.11 | 2021 | 2138.2074 | -50.67 | SWHC046-03 | Com Central HVAC (Small) - Fuel Sub - Panel Upgrade - ZEAS 2030 - Cold ¦ SCG ¦ Cold | Com Central HVAC (Small) - Fuel Sub - Panel Upgrade - ZEAS 2030 - Cold | 0.016778 | 0.186 | 0 | CBSA 2014, adjusted to reflect new efficiencies | 316.8117 | 2032 | 1 | SWHC046-03
COM-HVAC-FS-PU-21-ZEAS.71 | Com ¦ Small Packaged Heat Pump (SEER 15) - Fuel Sub - Panel Upgrade - ZEAS 2030 - Cold ¦ SCG ¦ Cold | Com ¦ Small Packaged Heat Pump (SEER 15) - Fuel Sub - Panel Upgrade - ZEAS 2030 - Cold | SCG ¦ Cold | SCG | All | Electric & Gas | SEER15 Heat Pump, <65 kbtuh, NR | Efficient |  |  | 1 | Conventional | HVAC | Com - School | Com | ROB Only | 1 | 1000 sqft2 of floor space | Cap-Tons | 15 | DEER:HVAC_Split-Package_HP | 652.1056 | 0 | -96.149 | SWHC046-03 | 1171.6667 | 2021 | 679.11 | 2021 | 2138.2074 | -50.67 | SWHC046-03 | Com Central HVAC (Small) - Fuel Sub - Panel Upgrade - ZEAS 2030 - Cold ¦ SCG ¦ Cold | Com Central HVAC (Small) - Fuel Sub - Panel Upgrade - ZEAS 2030 - Cold | 0.027322 | 0.186 | 0 | CBSA 2014, adjusted to reflect new efficiencies | 112.3089 | 2032 | 1 | SWHC046-03
COM-HVAC-FS-PU-21-ZEAS.72 | Com ¦ Small Packaged Heat Pump (SEER 15) - Fuel Sub - Panel Upgrade - ZEAS 2030 - Cold ¦ SCG ¦ Cold | Com ¦ Small Packaged Heat Pump (SEER 15) - Fuel Sub - Panel Upgrade - ZEAS 2030 - Cold | SCG ¦ Cold | SCG | All | Electric & Gas | SEER15 Heat Pump, <65 kbtuh, NR | Efficient |  |  | 1 | Conventional | HVAC | Com - Warehouse | Com | ROB Only | 1 | 1000 sqft2 of floor space | Cap-Tons | 15 | DEER:HVAC_Split-Package_HP | 1069.3333 | 0 | -152 | SWHC046-03 | 1171.6667 | 2021 | 679.11 | 2021 | 2138.2074 | -50.67 | SWHC046-03 | Com Central HVAC (Small) - Fuel Sub - Panel Upgrade - ZEAS 2030 - Cold ¦ SCG ¦ Cold | Com Central HVAC (Small) - Fuel Sub - Panel Upgrade - ZEAS 2030 - Cold | 0.0051386 | 0.186 | 0 | CBSA 2014, adjusted to reflect new efficiencies | 320.2473 | 2032 | 1 | SWHC046-03
COM-HVAC-FS-PU-21-ZEAS.73 | Com ¦ Small Packaged Heat Pump (SEER 15) - Fuel Sub - Panel Upgrade - ZEAS 2030 - Marine ¦ SDG&E ¦ Marine | Com ¦ Small Packaged Heat Pump (SEER 15) - Fuel Sub - Panel Upgrade - ZEAS 2030 - Marine | SDG&E ¦ Marine | SDG&E | All | Electric & Gas | SEER15 Heat Pump, <65 kbtuh, NR | Efficient |  |  | 1 | Conventional | HVAC | Com - College | Com | ROB Only | 1 | 1000 sqft2 of floor space | Cap-Tons | 15 | DEER:HVAC_Split-Package_HP | -42.9866 | 0 | -12.4101 | SWHC046-03 | 1171.6667 | 2021 | 679.11 | 2021 | 2138.2074 | -50.67 | SWHC046-03 | Com Central HVAC (Small) - Fuel Sub - Panel Upgrade - ZEAS 2030 - Marine ¦ SDG&E ¦ Marine | Com Central HVAC (Small) - Fuel Sub - Panel Upgrade - ZEAS 2030 - Marine | 0.022234 | 0.186 | 0 | CBSA 2014, adjusted to reflect new efficiencies | 44.1819 | 2032 | 1 | SWHC046-03
COM-HVAC-FS-PU-21-ZEAS.74 | Com ¦ Small Packaged Heat Pump (SEER 15) - Fuel Sub - Panel Upgrade - ZEAS 2030 - Marine ¦ SDG&E ¦ Marine | Com ¦ Small Packaged Heat Pump (SEER 15) - Fuel Sub - Panel Upgrade - ZEAS 2030 - Marine | SDG&E ¦ Marine | SDG&E | All | Electric & Gas | SEER15 Heat Pump, <65 kbtuh, NR | Efficient |  |  | 1 | Conventional | HVAC | Com - Grocery | Com | ROB Only | 1 | 1000 sqft2 of floor space | Cap-Tons | 15 | DEER:HVAC_Split-Package_HP | 197.2467 | 0 | -80.6 | SWHC046-03 | 1171.6667 | 2021 | 679.11 | 2021 | 2138.2074 | -50.67 | SWHC046-03 | Com Central HVAC (Small) - Fuel Sub - Panel Upgrade - ZEAS 2030 - Marine ¦ SDG&E ¦ Marine | Com Central HVAC (Small) - Fuel Sub - Panel Upgrade - ZEAS 2030 - Marine | 0.041033 | 0.186 | 0 | CBSA 2014, adjusted to reflect new efficiencies | 178.1693 | 2032 | 1 | SWHC046-03
COM-HVAC-FS-PU-21-ZEAS.75 | Com ¦ Small Packaged Heat Pump (SEER 15) - Fuel Sub - Panel Upgrade - ZEAS 2030 - Marine ¦ SDG&E ¦ Marine | Com ¦ Small Packaged Heat Pump (SEER 15) - Fuel Sub - Panel Upgrade - ZEAS 2030 - Marine | SDG&E ¦ Marine | SDG&E | All | Electric & Gas | SEER15 Heat Pump, <65 kbtuh, NR | Efficient |  |  | 1 | Conventional | HVAC | Com - Health | Com | ROB Only | 1 | 1000 sqft2 of floor space | Cap-Tons | 15 | DEER:HVAC_Split-Package_HP | -122.1513 | 0 | -22.4855 | SWHC046-03 | 1171.6667 | 2021 | 679.11 | 2021 | 2138.2074 | -50.67 | SWHC046-03 | Com Central HVAC (Small) - Fuel Sub - Panel Upgrade - ZEAS 2030 - Marine ¦ SDG&E ¦ Marine | Com Central HVAC (Small) - Fuel Sub - Panel Upgrade - ZEAS 2030 - Marine | 0.031998 | 0.186 | 0 | CBSA 2014, adjusted to reflect new efficiencies | 71.5053 | 2032 | 1 | SWHC046-03
COM-HVAC-FS-PU-21-ZEAS.76 | Com ¦ Small Packaged Heat Pump (SEER 15) - Fuel Sub - Panel Upgrade - ZEAS 2030 - Marine ¦ SDG&E ¦ Marine | Com ¦ Small Packaged Heat Pump (SEER 15) - Fuel Sub - Panel Upgrade - ZEAS 2030 - Marine | SDG&E ¦ Marine | SDG&E | All | Electric & Gas | SEER15 Heat Pump, <65 kbtuh, NR | Efficient |  |  | 1 | Conventional | HVAC | Com - Lodging | Com | ROB Only | 1 | 1000 sqft2 of floor space | Cap-Tons | 15 | DEER:HVAC_Split-Package_HP | 24.454 | 0 | -41.9012 | SWHC046-03 | 1171.6667 | 2021 | 679.11 | 2021 | 2138.2074 | -50.67 | SWHC046-03 | Com Central HVAC (Small) - Fuel Sub - Panel Upgrade - ZEAS 2030 - Marine ¦ SDG&E ¦ Marine | Com Central HVAC (Small) - Fuel Sub - Panel Upgrade - ZEAS 2030 - Marine | 0.017903 | 0.186 | 0 | CBSA 2014, adjusted to reflect new efficiencies | 410.0591 | 2032 | 1 | SWHC046-03
COM-HVAC-FS-PU-21-ZEAS.77 | Com ¦ Small Packaged Heat Pump (SEER 15) - Fuel Sub - Panel Upgrade - ZEAS 2030 - Marine ¦ SDG&E ¦ Marine | Com ¦ Small Packaged Heat Pump (SEER 15) - Fuel Sub - Panel Upgrade - ZEAS 2030 - Marine | SDG&E ¦ Marine | SDG&E | All | Electric & Gas | SEER15 Heat Pump, <65 kbtuh, NR | Efficient |  |  | 1 | Conventional | HVAC | Com - Office (Large) | Com | ROB Only | 1 | 1000 sqft2 of floor space | Cap-Tons | 15 | DEER:HVAC_Split-Package_HP | -91.8333 | 0 | -0.948 | SWHC046-03 | 1171.6667 | 2021 | 679.11 | 2021 | 2138.2074 | -50.67 | SWHC046-03 | Com Central HVAC (Small) - Fuel Sub - Panel Upgrade - ZEAS 2030 - Marine ¦ SDG&E ¦ Marine | Com Central HVAC (Small) - Fuel Sub - Panel Upgrade - ZEAS 2030 - Marine | 0.023374 | 0.186 | 0 | CBSA 2014, adjusted to reflect new efficiencies | 13.3901 | 2032 | 1 | SWHC046-03
COM-HVAC-FS-PU-21-ZEAS.78 | Com ¦ Small Packaged Heat Pump (SEER 15) - Fuel Sub - Panel Upgrade - ZEAS 2030 - Marine ¦ SDG&E ¦ Marine | Com ¦ Small Packaged Heat Pump (SEER 15) - Fuel Sub - Panel Upgrade - ZEAS 2030 - Marine | SDG&E ¦ Marine | SDG&E | All | Electric & Gas | SEER15 Heat Pump, <65 kbtuh, NR | Efficient |  |  | 1 | Conventional | HVAC | Com - Office (Small) | Com | ROB Only | 1 | 1000 sqft2 of floor space | Cap-Tons | 15 | DEER:HVAC_Split-Package_HP | -62.8333 | 0 | -5.55 | SWHC046-03 | 1171.6667 | 2021 | 679.11 | 2021 | 2138.2074 | -50.67 | SWHC046-03 | Com Central HVAC (Small) - Fuel Sub - Panel Upgrade - ZEAS 2030 - Marine ¦ SDG&E ¦ Marine | Com Central HVAC (Small) - Fuel Sub - Panel Upgrade - ZEAS 2030 - Marine | 0.028381 | 0.186 | 0 | CBSA 2014, adjusted to reflect new efficiencies | 13.868 | 2032 | 1 | SWHC046-03
COM-HVAC-FS-PU-21-ZEAS.79 | Com ¦ Small Packaged Heat Pump (SEER 15) - Fuel Sub - Panel Upgrade - ZEAS 2030 - Marine ¦ SDG&E ¦ Marine | Com ¦ Small Packaged Heat Pump (SEER 15) - Fuel Sub - Panel Upgrade - ZEAS 2030 - Marine | SDG&E ¦ Marine | SDG&E | All | Electric & Gas | SEER15 Heat Pump, <65 kbtuh, NR | Efficient |  |  | 1 | Conventional | HVAC | Com - Other | Com | ROB Only | 1 | 1000 sqft2 of floor space | Cap-Tons | 15 | DEER:HVAC_Split-Package_HP | 14.7 | 0 | -25 | SWHC046-03 | 1171.6667 | 2021 | 679.11 | 2021 | 2138.2074 | -50.67 | SWHC046-03 | Com Central HVAC (Small) - Fuel Sub - Panel Upgrade - ZEAS 2030 - Marine ¦ SDG&E ¦ Marine | Com Central HVAC (Small) - Fuel Sub - Panel Upgrade - ZEAS 2030 - Marine | 0.03826 | 0.186 | 0 | CBSA 2014, adjusted to reflect new efficiencies | 111.6269 | 2032 | 1 | SWHC046-03
COM-HVAC-FS-PU-21-ZEAS.80 | Com ¦ Small Packaged Heat Pump (SEER 15) - Fuel Sub - Panel Upgrade - ZEAS 2030 - Marine ¦ SDG&E ¦ Marine | Com ¦ Small Packaged Heat Pump (SEER 15) - Fuel Sub - Panel Upgrade - ZEAS 2030 - Marine | SDG&E ¦ Marine | SDG&E | All | Electric & Gas | SEER15 Heat Pump, <65 kbtuh, NR | Efficient |  |  | 1 | Conventional | HVAC | Com - Refrig. Warehouse | Com | ROB Only | 1 | 1000 sqft2 of floor space | Cap-Tons | 15 | DEER:HVAC_Split-Package_HP | 0 | 0 | 0 | SWHC046-03 | 0 | 2021 | 0 | 2021 | 2138.2074 | -50.67 | SWHC046-03 | Com Central HVAC (Small) - Fuel Sub - Panel Upgrade - ZEAS 2030 - Marine ¦ SDG&E ¦ Marine | Com Central HVAC (Small) - Fuel Sub - Panel Upgrade - ZEAS 2030 - Marine | 0 | 0.186 | 0 | CBSA 2014, adjusted to reflect new efficiencies | 0 | 2032 | 1 | SWHC046-03
COM-HVAC-FS-PU-21-ZEAS.81 | Com ¦ Small Packaged Heat Pump (SEER 15) - Fuel Sub - Panel Upgrade - ZEAS 2030 - Marine ¦ SDG&E ¦ Marine | Com ¦ Small Packaged Heat Pump (SEER 15) - Fuel Sub - Panel Upgrade - ZEAS 2030 - Marine | SDG&E ¦ Marine | SDG&E | All | Electric & Gas | SEER15 Heat Pump, <65 kbtuh, NR | Efficient |  |  | 1 | Conventional | HVAC | Com - Restaurant | Com | ROB Only | 1 | 1000 sqft2 of floor space | Cap-Tons | 15 | DEER:HVAC_Split-Package_HP | -50.9643 | 0 | -11.7207 | SWHC046-03 | 1171.6667 | 2021 | 679.11 | 2021 | 2138.2074 | -50.67 | SWHC046-03 | Com Central HVAC (Small) - Fuel Sub - Panel Upgrade - ZEAS 2030 - Marine ¦ SDG&E ¦ Marine | Com Central HVAC (Small) - Fuel Sub - Panel Upgrade - ZEAS 2030 - Marine | 0.041427 | 0.186 | 0 | CBSA 2014, adjusted to reflect new efficiencies | 9.7107 | 2032 | 1 | SWHC046-03
COM-HVAC-FS-PU-21-ZEAS.82 | Com ¦ Small Packaged Heat Pump (SEER 15) - Fuel Sub - Panel Upgrade - ZEAS 2030 - Marine ¦ SDG&E ¦ Marine | Com ¦ Small Packaged Heat Pump (SEER 15) - Fuel Sub - Panel Upgrade - ZEAS 2030 - Marine | SDG&E ¦ Marine | SDG&E | All | Electric & Gas | SEER15 Heat Pump, <65 kbtuh, NR | Efficient |  |  | 1 | Conventional | HVAC | Com - Retail | Com | ROB Only | 1 | 1000 sqft2 of floor space | Cap-Tons | 15 | DEER:HVAC_Split-Package_HP | -75.2962 | 0 | -11.8403 | SWHC046-03 | 1171.6667 | 2021 | 679.11 | 2021 | 2138.2074 | -50.67 | SWHC046-03 | Com Central HVAC (Small) - Fuel Sub - Panel Upgrade - ZEAS 2030 - Marine ¦ SDG&E ¦ Marine | Com Central HVAC (Small) - Fuel Sub - Panel Upgrade - ZEAS 2030 - Marine | 0.016794 | 0.186 | 0 | CBSA 2014, adjusted to reflect new efficiencies | 84.9573 | 2032 | 1 | SWHC046-03
COM-HVAC-FS-PU-21-ZEAS.83 | Com ¦ Small Packaged Heat Pump (SEER 15) - Fuel Sub - Panel Upgrade - ZEAS 2030 - Marine ¦ SDG&E ¦ Marine | Com ¦ Small Packaged Heat Pump (SEER 15) - Fuel Sub - Panel Upgrade - ZEAS 2030 - Marine | SDG&E ¦ Marine | SDG&E | All | Electric & Gas | SEER15 Heat Pump, <65 kbtuh, NR | Efficient |  |  | 1 | Conventional | HVAC | Com - School | Com | ROB Only | 1 | 1000 sqft2 of floor space | Cap-Tons | 15 | DEER:HVAC_Split-Package_HP | 0.1959 | 0 | -12.1639 | SWHC046-03 | 1171.6667 | 2021 | 679.11 | 2021 | 2138.2074 | -50.67 | SWHC046-03 | Com Central HVAC (Small) - Fuel Sub - Panel Upgrade - ZEAS 2030 - Marine ¦ SDG&E ¦ Marine | Com Central HVAC (Small) - Fuel Sub - Panel Upgrade - ZEAS 2030 - Marine | 0.028241 | 0.186 | 0 | CBSA 2014, adjusted to reflect new efficiencies | 27.7591 | 2032 | 1 | SWHC046-03
COM-HVAC-FS-PU-21-ZEAS.84 | Com ¦ Small Packaged Heat Pump (SEER 15) - Fuel Sub - Panel Upgrade - ZEAS 2030 - Marine ¦ SDG&E ¦ Marine | Com ¦ Small Packaged Heat Pump (SEER 15) - Fuel Sub - Panel Upgrade - ZEAS 2030 - Marine | SDG&E ¦ Marine | SDG&E | All | Electric & Gas | SEER15 Heat Pump, <65 kbtuh, NR | Efficient |  |  | 1 | Conventional | HVAC | Com - Warehouse | Com | ROB Only | 1 | 1000 sqft2 of floor space | Cap-Tons | 15 | DEER:HVAC_Split-Package_HP | 92.6333 | 0 | -34.2 | SWHC046-03 | 1171.6667 | 2021 | 679.11 | 2021 | 2138.2074 | -50.67 | SWHC046-03 | Com Central HVAC (Small) - Fuel Sub - Panel Upgrade - ZEAS 2030 - Marine ¦ SDG&E ¦ Marine | Com Central HVAC (Small) - Fuel Sub - Panel Upgrade - ZEAS 2030 - Marine | 0.0051502 | 0.186 | 0 | CBSA 2014, adjusted to reflect new efficiencies | 116.4048 | 2032 | 1 | SWHC046-03
COM-HVAC-FS-PU-21-ZEAS.85 | Com ¦ Small Packaged Heat Pump (SEER 15) - Fuel Sub - Panel Upgrade - ZEAS 2030 - Hot-Dry ¦ SDG&E ¦ Hot-Dry | Com ¦ Small Packaged Heat Pump (SEER 15) - Fuel Sub - Panel Upgrade - ZEAS 2030 - Hot-Dry | SDG&E ¦ Hot-Dry | SDG&E | All | Electric & Gas | SEER15 Heat Pump, <65 kbtuh, NR | Efficient |  |  | 1 | Conventional | HVAC | Com - College | Com | ROB Only | 1 | 1000 sqft2 of floor space | Cap-Tons | 15 | DEER:HVAC_Split-Package_HP | -46.1279 | 0 | -10.793 | SWHC046-03 | 1171.6667 | 2021 | 679.11 | 2021 | 2138.2074 | -50.67 | SWHC046-03 | Com Central HVAC (Small) - Fuel Sub - Panel Upgrade - ZEAS 2030 - Hot-Dry ¦ SDG&E ¦ Hot-Dry | Com Central HVAC (Small) - Fuel Sub - Panel Upgrade - ZEAS 2030 - Hot-Dry | 0.022234 | 0.186 | 0 | CBSA 2014, adjusted to reflect new efficiencies | 39.085 | 2032 | 1 | SWHC046-03
COM-HVAC-FS-PU-21-ZEAS.86 | Com ¦ Small Packaged Heat Pump (SEER 15) - Fuel Sub - Panel Upgrade - ZEAS 2030 - Hot-Dry ¦ SDG&E ¦ Hot-Dry | Com ¦ Small Packaged Heat Pump (SEER 15) - Fuel Sub - Panel Upgrade - ZEAS 2030 - Hot-Dry | SDG&E ¦ Hot-Dry | SDG&E | All | Electric & Gas | SEER15 Heat Pump, <65 kbtuh, NR | Efficient |  |  | 1 | Conventional | HVAC | Com - Grocery | Com | ROB Only | 1 | 1000 sqft2 of floor space | Cap-Tons | 15 | DEER:HVAC_Split-Package_HP | 182.7 | 0 | -79.1 | SWHC046-03 | 1171.6667 | 2021 | 679.11 | 2021 | 2138.2074 | -50.67 | SWHC046-03 | Com Central HVAC (Small) - Fuel Sub - Panel Upgrade - ZEAS 2030 - Hot-Dry ¦ SDG&E ¦ Hot-Dry | Com Central HVAC (Small) - Fuel Sub - Panel Upgrade - ZEAS 2030 - Hot-Dry | 0.041033 | 0.186 | 0 | CBSA 2014, adjusted to reflect new efficiencies | 175.4652 | 2032 | 1 | SWHC046-03
COM-HVAC-FS-PU-21-ZEAS.87 | Com ¦ Small Packaged Heat Pump (SEER 15) - Fuel Sub - Panel Upgrade - ZEAS 2030 - Hot-Dry ¦ SDG&E ¦ Hot-Dry | Com ¦ Small Packaged Heat Pump (SEER 15) - Fuel Sub - Panel Upgrade - ZEAS 2030 - Hot-Dry | SDG&E ¦ Hot-Dry | SDG&E | All | Electric & Gas | SEER15 Heat Pump, <65 kbtuh, NR | Efficient |  |  | 1 | Conventional | HVAC | Com - Health | Com | ROB Only | 1 | 1000 sqft2 of floor space | Cap-Tons | 15 | DEER:HVAC_Split-Package_HP | -140.122 | 0 | -17.1437 | SWHC046-03 | 1171.6667 | 2021 | 679.11 | 2021 | 2138.2074 | -50.67 | SWHC046-03 | Com Central HVAC (Small) - Fuel Sub - Panel Upgrade - ZEAS 2030 - Hot-Dry ¦ SDG&E ¦ Hot-Dry | Com Central HVAC (Small) - Fuel Sub - Panel Upgrade - ZEAS 2030 - Hot-Dry | 0.031998 | 0.186 | 0 | CBSA 2014, adjusted to reflect new efficiencies | 57.5928 | 2032 | 1 | SWHC046-03
COM-HVAC-FS-PU-21-ZEAS.88 | Com ¦ Small Packaged Heat Pump (SEER 15) - Fuel Sub - Panel Upgrade - ZEAS 2030 - Hot-Dry ¦ SDG&E ¦ Hot-Dry | Com ¦ Small Packaged Heat Pump (SEER 15) - Fuel Sub - Panel Upgrade - ZEAS 2030 - Hot-Dry | SDG&E ¦ Hot-Dry | SDG&E | All | Electric & Gas | SEER15 Heat Pump, <65 kbtuh, NR | Efficient |  |  | 1 | Conventional | HVAC | Com - Lodging | Com | ROB Only | 1 | 1000 sqft2 of floor space | Cap-Tons | 15 | DEER:HVAC_Split-Package_HP | -14.4547 | 0 | -33.7874 | SWHC046-03 | 1171.6667 | 2021 | 679.11 | 2021 | 2138.2074 | -50.67 | SWHC046-03 | Com Central HVAC (Small) - Fuel Sub - Panel Upgrade - ZEAS 2030 - Hot-Dry ¦ SDG&E ¦ Hot-Dry | Com Central HVAC (Small) - Fuel Sub - Panel Upgrade - ZEAS 2030 - Hot-Dry | 0.017903 | 0.186 | 0 | CBSA 2014, adjusted to reflect new efficiencies | 336.0434 | 2032 | 1 | SWHC046-03
COM-HVAC-FS-PU-21-ZEAS.89 | Com ¦ Small Packaged Heat Pump (SEER 15) - Fuel Sub - Panel Upgrade - ZEAS 2030 - Hot-Dry ¦ SDG&E ¦ Hot-Dry | Com ¦ Small Packaged Heat Pump (SEER 15) - Fuel Sub - Panel Upgrade - ZEAS 2030 - Hot-Dry | SDG&E ¦ Hot-Dry | SDG&E | All | Electric & Gas | SEER15 Heat Pump, <65 kbtuh, NR | Efficient |  |  | 1 | Conventional | HVAC | Com - Office (Large) | Com | ROB Only | 1 | 1000 sqft2 of floor space | Cap-Tons | 15 | DEER:HVAC_Split-Package_HP | -88.4667 | 0 | -0.57933 | SWHC046-03 | 1171.6667 | 2021 | 679.11 | 2021 | 2138.2074 | -50.67 | SWHC046-03 | Com Central HVAC (Small) - Fuel Sub - Panel Upgrade - ZEAS 2030 - Hot-Dry ¦ SDG&E ¦ Hot-Dry | Com Central HVAC (Small) - Fuel Sub - Panel Upgrade - ZEAS 2030 - Hot-Dry | 0.023374 | 0.186 | 0 | CBSA 2014, adjusted to reflect new efficiencies | 11.3997 | 2032 | 1 | SWHC046-03
COM-HVAC-FS-PU-21-ZEAS.90 | Com ¦ Small Packaged Heat Pump (SEER 15) - Fuel Sub - Panel Upgrade - ZEAS 2030 - Hot-Dry ¦ SDG&E ¦ Hot-Dry | Com ¦ Small Packaged Heat Pump (SEER 15) - Fuel Sub - Panel Upgrade - ZEAS 2030 - Hot-Dry | SDG&E ¦ Hot-Dry | SDG&E | All | Electric & Gas | SEER15 Heat Pump, <65 kbtuh, NR | Efficient |  |  | 1 | Conventional | HVAC | Com - Office (Small) | Com | ROB Only | 1 | 1000 sqft2 of floor space | Cap-Tons | 15 | DEER:HVAC_Split-Package_HP | -65.7667 | 0 | -4.4333 | SWHC046-03 | 1171.6667 | 2021 | 679.11 | 2021 | 2138.2074 | -50.67 | SWHC046-03 | Com Central HVAC (Small) - Fuel Sub - Panel Upgrade - ZEAS 2030 - Hot-Dry ¦ SDG&E ¦ Hot-Dry | Com Central HVAC (Small) - Fuel Sub - Panel Upgrade - ZEAS 2030 - Hot-Dry | 0.028381 | 0.186 | 0 | CBSA 2014, adjusted to reflect new efficiencies | 11.7918 | 2032 | 1 | SWHC046-03
COM-HVAC-FS-PU-21-ZEAS.91 | Com ¦ Small Packaged Heat Pump (SEER 15) - Fuel Sub - Panel Upgrade - ZEAS 2030 - Hot-Dry ¦ SDG&E ¦ Hot-Dry | Com ¦ Small Packaged Heat Pump (SEER 15) - Fuel Sub - Panel Upgrade - ZEAS 2030 - Hot-Dry | SDG&E ¦ Hot-Dry | SDG&E | All | Electric & Gas | SEER15 Heat Pump, <65 kbtuh, NR | Efficient |  |  | 1 | Conventional | HVAC | Com - Other | Com | ROB Only | 1 | 1000 sqft2 of floor space | Cap-Tons | 15 | DEER:HVAC_Split-Package_HP | 4.1667 | 0 | -21.8 | SWHC046-03 | 1171.6667 | 2021 | 679.11 | 2021 | 2138.2074 | -50.67 | SWHC046-03 | Com Central HVAC (Small) - Fuel Sub - Panel Upgrade - ZEAS 2030 - Hot-Dry ¦ SDG&E ¦ Hot-Dry | Com Central HVAC (Small) - Fuel Sub - Panel Upgrade - ZEAS 2030 - Hot-Dry | 0.03826 | 0.186 | 0 | CBSA 2014, adjusted to reflect new efficiencies | 98.294 | 2032 | 1 | SWHC046-03
COM-HVAC-FS-PU-21-ZEAS.92 | Com ¦ Small Packaged Heat Pump (SEER 15) - Fuel Sub - Panel Upgrade - ZEAS 2030 - Hot-Dry ¦ SDG&E ¦ Hot-Dry | Com ¦ Small Packaged Heat Pump (SEER 15) - Fuel Sub - Panel Upgrade - ZEAS 2030 - Hot-Dry | SDG&E ¦ Hot-Dry | SDG&E | All | Electric & Gas | SEER15 Heat Pump, <65 kbtuh, NR | Efficient |  |  | 1 | Conventional | HVAC | Com - Refrig. Warehouse | Com | ROB Only | 1 | 1000 sqft2 of floor space | Cap-Tons | 15 | DEER:HVAC_Split-Package_HP | 0 | 0 | 0 | SWHC046-03 | 0 | 2021 | 0 | 2021 | 2138.2074 | -50.67 | SWHC046-03 | Com Central HVAC (Small) - Fuel Sub - Panel Upgrade - ZEAS 2030 - Hot-Dry ¦ SDG&E ¦ Hot-Dry | Com Central HVAC (Small) - Fuel Sub - Panel Upgrade - ZEAS 2030 - Hot-Dry | 0 | 0.186 | 0 | CBSA 2014, adjusted to reflect new efficiencies | 0 | 2032 | 1 | SWHC046-03
COM-HVAC-FS-PU-21-ZEAS.93 | Com ¦ Small Packaged Heat Pump (SEER 15) - Fuel Sub - Panel Upgrade - ZEAS 2030 - Hot-Dry ¦ SDG&E ¦ Hot-Dry | Com ¦ Small Packaged Heat Pump (SEER 15) - Fuel Sub - Panel Upgrade - ZEAS 2030 - Hot-Dry | SDG&E ¦ Hot-Dry | SDG&E | All | Electric & Gas | SEER15 Heat Pump, <65 kbtuh, NR | Efficient |  |  | 1 | Conventional | HVAC | Com - Restaurant | Com | ROB Only | 1 | 1000 sqft2 of floor space | Cap-Tons | 15 | DEER:HVAC_Split-Package_HP | -60.7898 | 0 | -8.0956 | SWHC046-03 | 1171.6667 | 2021 | 679.11 | 2021 | 2138.2074 | -50.67 | SWHC046-03 | Com Central HVAC (Small) - Fuel Sub - Panel Upgrade - ZEAS 2030 - Hot-Dry ¦ SDG&E ¦ Hot-Dry | Com Central HVAC (Small) - Fuel Sub - Panel Upgrade - ZEAS 2030 - Hot-Dry | 0.041427 | 0.186 | 0 | CBSA 2014, adjusted to reflect new efficiencies | 7.162 | 2032 | 1 | SWHC046-03
COM-HVAC-FS-PU-21-ZEAS.94 | Com ¦ Small Packaged Heat Pump (SEER 15) - Fuel Sub - Panel Upgrade - ZEAS 2030 - Hot-Dry ¦ SDG&E ¦ Hot-Dry | Com ¦ Small Packaged Heat Pump (SEER 15) - Fuel Sub - Panel Upgrade - ZEAS 2030 - Hot-Dry | SDG&E ¦ Hot-Dry | SDG&E | All | Electric & Gas | SEER15 Heat Pump, <65 kbtuh, NR | Efficient |  |  | 1 | Conventional | HVAC | Com - Retail | Com | ROB Only | 1 | 1000 sqft2 of floor space | Cap-Tons | 15 | DEER:HVAC_Split-Package_HP | -76.322 | 0 | -9.8184 | SWHC046-03 | 1171.6667 | 2021 | 679.11 | 2021 | 2138.2074 | -50.67 | SWHC046-03 | Com Central HVAC (Small) - Fuel Sub - Panel Upgrade - ZEAS 2030 - Hot-Dry ¦ SDG&E ¦ Hot-Dry | Com Central HVAC (Small) - Fuel Sub - Panel Upgrade - ZEAS 2030 - Hot-Dry | 0.016794 | 0.186 | 0 | CBSA 2014, adjusted to reflect new efficiencies | 75.3269 | 2032 | 1 | SWHC046-03
COM-HVAC-FS-PU-21-ZEAS.95 | Com ¦ Small Packaged Heat Pump (SEER 15) - Fuel Sub - Panel Upgrade - ZEAS 2030 - Hot-Dry ¦ SDG&E ¦ Hot-Dry | Com ¦ Small Packaged Heat Pump (SEER 15) - Fuel Sub - Panel Upgrade - ZEAS 2030 - Hot-Dry | SDG&E ¦ Hot-Dry | SDG&E | All | Electric & Gas | SEER15 Heat Pump, <65 kbtuh, NR | Efficient |  |  | 1 | Conventional | HVAC | Com - School | Com | ROB Only | 1 | 1000 sqft2 of floor space | Cap-Tons | 15 | DEER:HVAC_Split-Package_HP | -3.4999 | 0 | -10.9429 | SWHC046-03 | 1171.6667 | 2021 | 679.11 | 2021 | 2138.2074 | -50.67 | SWHC046-03 | Com Central HVAC (Small) - Fuel Sub - Panel Upgrade - ZEAS 2030 - Hot-Dry ¦ SDG&E ¦ Hot-Dry | Com Central HVAC (Small) - Fuel Sub - Panel Upgrade - ZEAS 2030 - Hot-Dry | 0.028241 | 0.186 | 0 | CBSA 2014, adjusted to reflect new efficiencies | 25.5778 | 2032 | 1 | SWHC046-03
COM-HVAC-FS-PU-21-ZEAS.96 | Com ¦ Small Packaged Heat Pump (SEER 15) - Fuel Sub - Panel Upgrade - ZEAS 2030 - Hot-Dry ¦ SDG&E ¦ Hot-Dry | Com ¦ Small Packaged Heat Pump (SEER 15) - Fuel Sub - Panel Upgrade - ZEAS 2030 - Hot-Dry | SDG&E ¦ Hot-Dry | SDG&E | All | Electric & Gas | SEER15 Heat Pump, <65 kbtuh, NR | Efficient |  |  | 1 | Conventional | HVAC | Com - Warehouse | Com | ROB Only | 1 | 1000 sqft2 of floor space | Cap-Tons | 15 | DEER:HVAC_Split-Package_HP | 75.5333 | 0 | -31.9 | SWHC046-03 | 1171.6667 | 2021 | 679.11 | 2021 | 2138.2074 | -50.67 | SWHC046-03 | Com Central HVAC (Small) - Fuel Sub - Panel Upgrade - ZEAS 2030 - Hot-Dry ¦ SDG&E ¦ Hot-Dry | Com Central HVAC (Small) - Fuel Sub - Panel Upgrade - ZEAS 2030 - Hot-Dry | 0.0051502 | 0.186 | 0 | CBSA 2014, adjusted to reflect new efficiencies | 111.8345 | 2032 | 1 | SWHC046-03
COM-HVAC-FS-PU-22-ZEAS.1 | Com ¦ Small Packaged Heat Pump (SEER 16) - Fuel Sub - Panel Upgrade - ZEAS 2030 - Marine ¦ PG&E ¦ Marine | Com ¦ Small Packaged Heat Pump (SEER 16) - Fuel Sub - Panel Upgrade - ZEAS 2030 - Marine | PG&E ¦ Marine | PG&E | All | Electric & Gas | SEER16 Heat Pump, <65 kbtuh, NR | Efficient |  |  | 1 | Conventional | HVAC | Com - College | Com | ROB Only | 1 | 1000 sqft2 of floor space | Cap-Tons | 15 | DEER:HVAC_Split-Package_HP | -24.7636 | 0 | -35.6808 | SWHC046-03 | 1402.6667 | 2021 | 679.11 | 2021 | 2138.2074 | -50.67 | SWHC046-03 | Com Central HVAC (Small) - Fuel Sub - Panel Upgrade - ZEAS 2030 - Marine ¦ PG&E ¦ Marine | Com Central HVAC (Small) - Fuel Sub - Panel Upgrade - ZEAS 2030 - Marine | 0.020331 | 0.186 | 0 | CBSA 2014, adjusted to reflect new efficiencies | 119.5682 | 2032 | 1 | SWHC046-03
COM-HVAC-FS-PU-22-ZEAS.2 | Com ¦ Small Packaged Heat Pump (SEER 16) - Fuel Sub - Panel Upgrade - ZEAS 2030 - Marine ¦ PG&E ¦ Marine | Com ¦ Small Packaged Heat Pump (SEER 16) - Fuel Sub - Panel Upgrade - ZEAS 2030 - Marine | PG&E ¦ Marine | PG&E | All | Electric & Gas | SEER16 Heat Pump, <65 kbtuh, NR | Efficient |  |  | 1 | Conventional | HVAC | Com - Grocery | Com | ROB Only | 1 | 1000 sqft2 of floor space | Cap-Tons | 15 | DEER:HVAC_Split-Package_HP | 372 | 0 | -181 | SWHC046-03 | 1402.6667 | 2021 | 679.11 | 2021 | 2138.2074 | -50.67 | SWHC046-03 | Com Central HVAC (Small) - Fuel Sub - Panel Upgrade - ZEAS 2030 - Marine ¦ PG&E ¦ Marine | Com Central HVAC (Small) - Fuel Sub - Panel Upgrade - ZEAS 2030 - Marine | 0.033922 | 0.186 | 0 | CBSA 2014, adjusted to reflect new efficiencies | 404.098 | 2032 | 1 | SWHC046-03
COM-HVAC-FS-PU-22-ZEAS.3 | Com ¦ Small Packaged Heat Pump (SEER 16) - Fuel Sub - Panel Upgrade - ZEAS 2030 - Marine ¦ PG&E ¦ Marine | Com ¦ Small Packaged Heat Pump (SEER 16) - Fuel Sub - Panel Upgrade - ZEAS 2030 - Marine | PG&E ¦ Marine | PG&E | All | Electric & Gas | SEER16 Heat Pump, <65 kbtuh, NR | Efficient |  |  | 1 | Conventional | HVAC | Com - Health | Com | ROB Only | 1 | 1000 sqft2 of floor space | Cap-Tons | 15 | DEER:HVAC_Split-Package_HP | -220.5876 | 0 | -51.2293 | SWHC046-03 | 1402.6667 | 2021 | 679.11 | 2021 | 2138.2074 | -50.67 | SWHC046-03 | Com Central HVAC (Small) - Fuel Sub - Panel Upgrade - ZEAS 2030 - Marine ¦ PG&E ¦ Marine | Com Central HVAC (Small) - Fuel Sub - Panel Upgrade - ZEAS 2030 - Marine | 0.030022 | 0.186 | 0 | CBSA 2014, adjusted to reflect new efficiencies | 159.1359 | 2032 | 1 | SWHC046-03
COM-HVAC-FS-PU-22-ZEAS.4 | Com ¦ Small Packaged Heat Pump (SEER 16) - Fuel Sub - Panel Upgrade - ZEAS 2030 - Marine ¦ PG&E ¦ Marine | Com ¦ Small Packaged Heat Pump (SEER 16) - Fuel Sub - Panel Upgrade - ZEAS 2030 - Marine | PG&E ¦ Marine | PG&E | All | Electric & Gas | SEER16 Heat Pump, <65 kbtuh, NR | Efficient |  |  | 1 | Conventional | HVAC | Com - Lodging | Com | ROB Only | 1 | 1000 sqft2 of floor space | Cap-Tons | 15 | DEER:HVAC_Split-Package_HP | 122.5975 | 0 | -101.4521 | SWHC046-03 | 1402.6667 | 2021 | 679.11 | 2021 | 2138.2074 | -50.67 | SWHC046-03 | Com Central HVAC (Small) - Fuel Sub - Panel Upgrade - ZEAS 2030 - Marine ¦ PG&E ¦ Marine | Com Central HVAC (Small) - Fuel Sub - Panel Upgrade - ZEAS 2030 - Marine | 0.016003 | 0.186 | 0 | CBSA 2014, adjusted to reflect new efficiencies | 982.8481 | 2032 | 1 | SWHC046-03
COM-HVAC-FS-PU-22-ZEAS.5 | Com ¦ Small Packaged Heat Pump (SEER 16) - Fuel Sub - Panel Upgrade - ZEAS 2030 - Marine ¦ PG&E ¦ Marine | Com ¦ Small Packaged Heat Pump (SEER 16) - Fuel Sub - Panel Upgrade - ZEAS 2030 - Marine | PG&E ¦ Marine | PG&E | All | Electric & Gas | SEER16 Heat Pump, <65 kbtuh, NR | Efficient |  |  | 1 | Conventional | HVAC | Com - Office (Large) | Com | ROB Only | 1 | 1000 sqft2 of floor space | Cap-Tons | 15 | DEER:HVAC_Split-Package_HP | -133 | 0 | -4.64 | SWHC046-03 | 1402.6667 | 2021 | 679.11 | 2021 | 2138.2074 | -50.67 | SWHC046-03 | Com Central HVAC (Small) - Fuel Sub - Panel Upgrade - ZEAS 2030 - Marine ¦ PG&E ¦ Marine | Com Central HVAC (Small) - Fuel Sub - Panel Upgrade - ZEAS 2030 - Marine | 0.021319 | 0.186 | 0 | CBSA 2014, adjusted to reflect new efficiencies | 34.0639 | 2032 | 1 | SWHC046-03
COM-HVAC-FS-PU-22-ZEAS.6 | Com ¦ Small Packaged Heat Pump (SEER 16) - Fuel Sub - Panel Upgrade - ZEAS 2030 - Marine ¦ PG&E ¦ Marine | Com ¦ Small Packaged Heat Pump (SEER 16) - Fuel Sub - Panel Upgrade - ZEAS 2030 - Marine | PG&E ¦ Marine | PG&E | All | Electric & Gas | SEER16 Heat Pump, <65 kbtuh, NR | Efficient |  |  | 1 | Conventional | HVAC | Com - Office (Small) | Com | ROB Only | 1 | 1000 sqft2 of floor space | Cap-Tons | 15 | DEER:HVAC_Split-Package_HP | -65.7 | 0 | -17.4 | SWHC046-03 | 1402.6667 | 2021 | 679.11 | 2021 | 2138.2074 | -50.67 | SWHC046-03 | Com Central HVAC (Small) - Fuel Sub - Panel Upgrade - ZEAS 2030 - Marine ¦ PG&E ¦ Marine | Com Central HVAC (Small) - Fuel Sub - Panel Upgrade - ZEAS 2030 - Marine | 0.024933 | 0.186 | 0 | CBSA 2014, adjusted to reflect new efficiencies | 37.4586 | 2032 | 1 | SWHC046-03
COM-HVAC-FS-PU-22-ZEAS.7 | Com ¦ Small Packaged Heat Pump (SEER 16) - Fuel Sub - Panel Upgrade - ZEAS 2030 - Marine ¦ PG&E ¦ Marine | Com ¦ Small Packaged Heat Pump (SEER 16) - Fuel Sub - Panel Upgrade - ZEAS 2030 - Marine | PG&E ¦ Marine | PG&E | All | Electric & Gas | SEER16 Heat Pump, <65 kbtuh, NR | Efficient |  |  | 1 | Conventional | HVAC | Com - Other | Com | ROB Only | 1 | 1000 sqft2 of floor space | Cap-Tons | 15 | DEER:HVAC_Split-Package_HP | 86.1 | 0 | -66.4 | SWHC046-03 | 1402.6667 | 2021 | 679.11 | 2021 | 2138.2074 | -50.67 | SWHC046-03 | Com Central HVAC (Small) - Fuel Sub - Panel Upgrade - ZEAS 2030 - Marine ¦ PG&E ¦ Marine | Com Central HVAC (Small) - Fuel Sub - Panel Upgrade - ZEAS 2030 - Marine | 0.0353 | 0.186 | 0 | CBSA 2014, adjusted to reflect new efficiencies | 291.2849 | 2032 | 1 | SWHC046-03
COM-HVAC-FS-PU-22-ZEAS.8 | Com ¦ Small Packaged Heat Pump (SEER 16) - Fuel Sub - Panel Upgrade - ZEAS 2030 - Marine ¦ PG&E ¦ Marine | Com ¦ Small Packaged Heat Pump (SEER 16) - Fuel Sub - Panel Upgrade - ZEAS 2030 - Marine | PG&E ¦ Marine | PG&E | All | Electric & Gas | SEER16 Heat Pump, <65 kbtuh, NR | Efficient |  |  | 1 | Conventional | HVAC | Com - Refrig. Warehouse | Com | ROB Only | 1 | 1000 sqft2 of floor space | Cap-Tons | 15 | DEER:HVAC_Split-Package_HP | 0 | 0 | 0 | SWHC046-03 | 0 | 2021 | 0 | 2021 | 2138.2074 | -50.67 | SWHC046-03 | Com Central HVAC (Small) - Fuel Sub - Panel Upgrade - ZEAS 2030 - Marine ¦ PG&E ¦ Marine | Com Central HVAC (Small) - Fuel Sub - Panel Upgrade - ZEAS 2030 - Marine | 0 | 0.186 | 0 | CBSA 2014, adjusted to reflect new efficiencies | 0 | 2032 | 1 | SWHC046-03
COM-HVAC-FS-PU-22-ZEAS.9 | Com ¦ Small Packaged Heat Pump (SEER 16) - Fuel Sub - Panel Upgrade - ZEAS 2030 - Marine ¦ PG&E ¦ Marine | Com ¦ Small Packaged Heat Pump (SEER 16) - Fuel Sub - Panel Upgrade - ZEAS 2030 - Marine | PG&E ¦ Marine | PG&E | All | Electric & Gas | SEER16 Heat Pump, <65 kbtuh, NR | Efficient |  |  | 1 | Conventional | HVAC | Com - Restaurant | Com | ROB Only | 1 | 1000 sqft2 of floor space | Cap-Tons | 15 | DEER:HVAC_Split-Package_HP | -46.52 | 0 | -40.0519 | SWHC046-03 | 1402.6667 | 2021 | 679.11 | 2021 | 2138.2074 | -50.67 | SWHC046-03 | Com Central HVAC (Small) - Fuel Sub - Panel Upgrade - ZEAS 2030 - Marine ¦ PG&E ¦ Marine | Com Central HVAC (Small) - Fuel Sub - Panel Upgrade - ZEAS 2030 - Marine | 0.036027 | 0.186 | 0 | CBSA 2014, adjusted to reflect new efficiencies | 30.9152 | 2032 | 1 | SWHC046-03
COM-HVAC-FS-PU-22-ZEAS.10 | Com ¦ Small Packaged Heat Pump (SEER 16) - Fuel Sub - Panel Upgrade - ZEAS 2030 - Marine ¦ PG&E ¦ Marine | Com ¦ Small Packaged Heat Pump (SEER 16) - Fuel Sub - Panel Upgrade - ZEAS 2030 - Marine | PG&E ¦ Marine | PG&E | All | Electric & Gas | SEER16 Heat Pump, <65 kbtuh, NR | Efficient |  |  | 1 | Conventional | HVAC | Com - Retail | Com | ROB Only | 1 | 1000 sqft2 of floor space | Cap-Tons | 15 | DEER:HVAC_Split-Package_HP | -66.393 | 0 | -34.4464 | SWHC046-03 | 1402.6667 | 2021 | 679.11 | 2021 | 2138.2074 | -50.67 | SWHC046-03 | Com Central HVAC (Small) - Fuel Sub - Panel Upgrade - ZEAS 2030 - Marine ¦ PG&E ¦ Marine | Com Central HVAC (Small) - Fuel Sub - Panel Upgrade - ZEAS 2030 - Marine | 0.015015 | 0.186 | 0 | CBSA 2014, adjusted to reflect new efficiencies | 193.5287 | 2032 | 1 | SWHC046-03
COM-HVAC-FS-PU-22-ZEAS.11 | Com ¦ Small Packaged Heat Pump (SEER 16) - Fuel Sub - Panel Upgrade - ZEAS 2030 - Marine ¦ PG&E ¦ Marine | Com ¦ Small Packaged Heat Pump (SEER 16) - Fuel Sub - Panel Upgrade - ZEAS 2030 - Marine | PG&E ¦ Marine | PG&E | All | Electric & Gas | SEER16 Heat Pump, <65 kbtuh, NR | Efficient |  |  | 1 | Conventional | HVAC | Com - School | Com | ROB Only | 1 | 1000 sqft2 of floor space | Cap-Tons | 15 | DEER:HVAC_Split-Package_HP | 50.4134 | 0 | -34.7585 | SWHC046-03 | 1402.6667 | 2021 | 679.11 | 2021 | 2138.2074 | -50.67 | SWHC046-03 | Com Central HVAC (Small) - Fuel Sub - Panel Upgrade - ZEAS 2030 - Marine ¦ PG&E ¦ Marine | Com Central HVAC (Small) - Fuel Sub - Panel Upgrade - ZEAS 2030 - Marine | 0.0228 | 0.186 | 0 | CBSA 2014, adjusted to reflect new efficiencies | 71.1139 | 2032 | 1 | SWHC046-03
COM-HVAC-FS-PU-22-ZEAS.12 | Com ¦ Small Packaged Heat Pump (SEER 16) - Fuel Sub - Panel Upgrade - ZEAS 2030 - Marine ¦ PG&E ¦ Marine | Com ¦ Small Packaged Heat Pump (SEER 16) - Fuel Sub - Panel Upgrade - ZEAS 2030 - Marine | PG&E ¦ Marine | PG&E | All | Electric & Gas | SEER16 Heat Pump, <65 kbtuh, NR | Efficient |  |  | 1 | Conventional | HVAC | Com - Warehouse | Com | ROB Only | 1 | 1000 sqft2 of floor space | Cap-Tons | 15 | DEER:HVAC_Split-Package_HP | 153 | 0 | -71.4 | SWHC046-03 | 1402.6667 | 2021 | 679.11 | 2021 | 2138.2074 | -50.67 | SWHC046-03 | Com Central HVAC (Small) - Fuel Sub - Panel Upgrade - ZEAS 2030 - Marine ¦ PG&E ¦ Marine | Com Central HVAC (Small) - Fuel Sub - Panel Upgrade - ZEAS 2030 - Marine | 0.0046728 | 0.186 | 0 | CBSA 2014, adjusted to reflect new efficiencies | 255.1271 | 2032 | 1 | SWHC046-03
COM-HVAC-FS-PU-22-ZEAS.13 | Com ¦ Small Packaged Heat Pump (SEER 16) - Fuel Sub - Panel Upgrade - ZEAS 2030 - Hot-Dry ¦ PG&E ¦ Hot-Dry | Com ¦ Small Packaged Heat Pump (SEER 16) - Fuel Sub - Panel Upgrade - ZEAS 2030 - Hot-Dry | PG&E ¦ Hot-Dry | PG&E | All | Electric & Gas | SEER16 Heat Pump, <65 kbtuh, NR | Efficient |  |  | 1 | Conventional | HVAC | Com - College | Com | ROB Only | 1 | 1000 sqft2 of floor space | Cap-Tons | 15 | DEER:HVAC_Split-Package_HP | -64.3314 | 0 | -36.4895 | SWHC046-03 | 1402.6667 | 2021 | 679.11 | 2021 | 2138.2074 | -50.67 | SWHC046-03 | Com Central HVAC (Small) - Fuel Sub - Panel Upgrade - ZEAS 2030 - Hot-Dry ¦ PG&E ¦ Hot-Dry | Com Central HVAC (Small) - Fuel Sub - Panel Upgrade - ZEAS 2030 - Hot-Dry | 0.020331 | 0.186 | 0 | CBSA 2014, adjusted to reflect new efficiencies | 125.2231 | 2032 | 1 | SWHC046-03
COM-HVAC-FS-PU-22-ZEAS.14 | Com ¦ Small Packaged Heat Pump (SEER 16) - Fuel Sub - Panel Upgrade - ZEAS 2030 - Hot-Dry ¦ PG&E ¦ Hot-Dry | Com ¦ Small Packaged Heat Pump (SEER 16) - Fuel Sub - Panel Upgrade - ZEAS 2030 - Hot-Dry | PG&E ¦ Hot-Dry | PG&E | All | Electric & Gas | SEER16 Heat Pump, <65 kbtuh, NR | Efficient |  |  | 1 | Conventional | HVAC | Com - Grocery | Com | ROB Only | 1 | 1000 sqft2 of floor space | Cap-Tons | 15 | DEER:HVAC_Split-Package_HP | 43 | 0 | -107 | SWHC046-03 | 1402.6667 | 2021 | 679.11 | 2021 | 2138.2074 | -50.67 | SWHC046-03 | Com Central HVAC (Small) - Fuel Sub - Panel Upgrade - ZEAS 2030 - Hot-Dry ¦ PG&E ¦ Hot-Dry | Com Central HVAC (Small) - Fuel Sub - Panel Upgrade - ZEAS 2030 - Hot-Dry | 0.033922 | 0.186 | 0 | CBSA 2014, adjusted to reflect new efficiencies | 248.8377 | 2032 | 1 | SWHC046-03
COM-HVAC-FS-PU-22-ZEAS.15 | Com ¦ Small Packaged Heat Pump (SEER 16) - Fuel Sub - Panel Upgrade - ZEAS 2030 - Hot-Dry ¦ PG&E ¦ Hot-Dry | Com ¦ Small Packaged Heat Pump (SEER 16) - Fuel Sub - Panel Upgrade - ZEAS 2030 - Hot-Dry | PG&E ¦ Hot-Dry | PG&E | All | Electric & Gas | SEER16 Heat Pump, <65 kbtuh, NR | Efficient |  |  | 1 | Conventional | HVAC | Com - Health | Com | ROB Only | 1 | 1000 sqft2 of floor space | Cap-Tons | 15 | DEER:HVAC_Split-Package_HP | -229.6882 | 0 | -56.9423 | SWHC046-03 | 1402.6667 | 2021 | 679.11 | 2021 | 2138.2074 | -50.67 | SWHC046-03 | Com Central HVAC (Small) - Fuel Sub - Panel Upgrade - ZEAS 2030 - Hot-Dry ¦ PG&E ¦ Hot-Dry | Com Central HVAC (Small) - Fuel Sub - Panel Upgrade - ZEAS 2030 - Hot-Dry | 0.030022 | 0.186 | 0 | CBSA 2014, adjusted to reflect new efficiencies | 175.8682 | 2032 | 1 | SWHC046-03
COM-HVAC-FS-PU-22-ZEAS.16 | Com ¦ Small Packaged Heat Pump (SEER 16) - Fuel Sub - Panel Upgrade - ZEAS 2030 - Hot-Dry ¦ PG&E ¦ Hot-Dry | Com ¦ Small Packaged Heat Pump (SEER 16) - Fuel Sub - Panel Upgrade - ZEAS 2030 - Hot-Dry | PG&E ¦ Hot-Dry | PG&E | All | Electric & Gas | SEER16 Heat Pump, <65 kbtuh, NR | Efficient |  |  | 1 | Conventional | HVAC | Com - Lodging | Com | ROB Only | 1 | 1000 sqft2 of floor space | Cap-Tons | 15 | DEER:HVAC_Split-Package_HP | 40.6268 | 0 | -94.0446 | SWHC046-03 | 1402.6667 | 2021 | 679.11 | 2021 | 2138.2074 | -50.67 | SWHC046-03 | Com Central HVAC (Small) - Fuel Sub - Panel Upgrade - ZEAS 2030 - Hot-Dry ¦ PG&E ¦ Hot-Dry | Com Central HVAC (Small) - Fuel Sub - Panel Upgrade - ZEAS 2030 - Hot-Dry | 0.016003 | 0.186 | 0 | CBSA 2014, adjusted to reflect new efficiencies | 922.5995 | 2032 | 1 | SWHC046-03
COM-HVAC-FS-PU-22-ZEAS.17 | Com ¦ Small Packaged Heat Pump (SEER 16) - Fuel Sub - Panel Upgrade - ZEAS 2030 - Hot-Dry ¦ PG&E ¦ Hot-Dry | Com ¦ Small Packaged Heat Pump (SEER 16) - Fuel Sub - Panel Upgrade - ZEAS 2030 - Hot-Dry | PG&E ¦ Hot-Dry | PG&E | All | Electric & Gas | SEER16 Heat Pump, <65 kbtuh, NR | Efficient |  |  | 1 | Conventional | HVAC | Com - Office (Large) | Com | ROB Only | 1 | 1000 sqft2 of floor space | Cap-Tons | 15 | DEER:HVAC_Split-Package_HP | -173.5 | 0 | -6.14 | SWHC046-03 | 1402.6667 | 2021 | 679.11 | 2021 | 2138.2074 | -50.67 | SWHC046-03 | Com Central HVAC (Small) - Fuel Sub - Panel Upgrade - ZEAS 2030 - Hot-Dry ¦ PG&E ¦ Hot-Dry | Com Central HVAC (Small) - Fuel Sub - Panel Upgrade - ZEAS 2030 - Hot-Dry | 0.021319 | 0.186 | 0 | CBSA 2014, adjusted to reflect new efficiencies | 44.8277 | 2032 | 1 | SWHC046-03
COM-HVAC-FS-PU-22-ZEAS.18 | Com ¦ Small Packaged Heat Pump (SEER 16) - Fuel Sub - Panel Upgrade - ZEAS 2030 - Hot-Dry ¦ PG&E ¦ Hot-Dry | Com ¦ Small Packaged Heat Pump (SEER 16) - Fuel Sub - Panel Upgrade - ZEAS 2030 - Hot-Dry | PG&E ¦ Hot-Dry | PG&E | All | Electric & Gas | SEER16 Heat Pump, <65 kbtuh, NR | Efficient |  |  | 1 | Conventional | HVAC | Com - Office (Small) | Com | ROB Only | 1 | 1000 sqft2 of floor space | Cap-Tons | 15 | DEER:HVAC_Split-Package_HP | -109 | 0 | -17.2 | SWHC046-03 | 1402.6667 | 2021 | 679.11 | 2021 | 2138.2074 | -50.67 | SWHC046-03 | Com Central HVAC (Small) - Fuel Sub - Panel Upgrade - ZEAS 2030 - Hot-Dry ¦ PG&E ¦ Hot-Dry | Com Central HVAC (Small) - Fuel Sub - Panel Upgrade - ZEAS 2030 - Hot-Dry | 0.024933 | 0.186 | 0 | CBSA 2014, adjusted to reflect new efficiencies | 39.0479 | 2032 | 1 | SWHC046-03
COM-HVAC-FS-PU-22-ZEAS.19 | Com ¦ Small Packaged Heat Pump (SEER 16) - Fuel Sub - Panel Upgrade - ZEAS 2030 - Hot-Dry ¦ PG&E ¦ Hot-Dry | Com ¦ Small Packaged Heat Pump (SEER 16) - Fuel Sub - Panel Upgrade - ZEAS 2030 - Hot-Dry | PG&E ¦ Hot-Dry | PG&E | All | Electric & Gas | SEER16 Heat Pump, <65 kbtuh, NR | Efficient |  |  | 1 | Conventional | HVAC | Com - Other | Com | ROB Only | 1 | 1000 sqft2 of floor space | Cap-Tons | 15 | DEER:HVAC_Split-Package_HP | 16.85 | 0 | -65.5 | SWHC046-03 | 1402.6667 | 2021 | 679.11 | 2021 | 2138.2074 | -50.67 | SWHC046-03 | Com Central HVAC (Small) - Fuel Sub - Panel Upgrade - ZEAS 2030 - Hot-Dry ¦ PG&E ¦ Hot-Dry | Com Central HVAC (Small) - Fuel Sub - Panel Upgrade - ZEAS 2030 - Hot-Dry | 0.0353 | 0.186 | 0 | CBSA 2014, adjusted to reflect new efficiencies | 294.8548 | 2032 | 1 | SWHC046-03
COM-HVAC-FS-PU-22-ZEAS.20 | Com ¦ Small Packaged Heat Pump (SEER 16) - Fuel Sub - Panel Upgrade - ZEAS 2030 - Hot-Dry ¦ PG&E ¦ Hot-Dry | Com ¦ Small Packaged Heat Pump (SEER 16) - Fuel Sub - Panel Upgrade - ZEAS 2030 - Hot-Dry | PG&E ¦ Hot-Dry | PG&E | All | Electric & Gas | SEER16 Heat Pump, <65 kbtuh, NR | Efficient |  |  | 1 | Conventional | HVAC | Com - Refrig. Warehouse | Com | ROB Only | 1 | 1000 sqft2 of floor space | Cap-Tons | 15 | DEER:HVAC_Split-Package_HP | 0 | 0 | 0 | SWHC046-03 | 0 | 2021 | 0 | 2021 | 2138.2074 | -50.67 | SWHC046-03 | Com Central HVAC (Small) - Fuel Sub - Panel Upgrade - ZEAS 2030 - Hot-Dry ¦ PG&E ¦ Hot-Dry | Com Central HVAC (Small) - Fuel Sub - Panel Upgrade - ZEAS 2030 - Hot-Dry | 0 | 0.186 | 0 | CBSA 2014, adjusted to reflect new efficiencies | 0 | 2032 | 1 | SWHC046-03
COM-HVAC-FS-PU-22-ZEAS.21 | Com ¦ Small Packaged Heat Pump (SEER 16) - Fuel Sub - Panel Upgrade - ZEAS 2030 - Hot-Dry ¦ PG&E ¦ Hot-Dry | Com ¦ Small Packaged Heat Pump (SEER 16) - Fuel Sub - Panel Upgrade - ZEAS 2030 - Hot-Dry | PG&E ¦ Hot-Dry | PG&E | All | Electric & Gas | SEER16 Heat Pump, <65 kbtuh, NR | Efficient |  |  | 1 | Conventional | HVAC | Com - Restaurant | Com | ROB Only | 1 | 1000 sqft2 of floor space | Cap-Tons | 15 | DEER:HVAC_Split-Package_HP | -116.6814 | 0 | -43.4766 | SWHC046-03 | 1402.6667 | 2021 | 679.11 | 2021 | 2138.2074 | -50.67 | SWHC046-03 | Com Central HVAC (Small) - Fuel Sub - Panel Upgrade - ZEAS 2030 - Hot-Dry ¦ PG&E ¦ Hot-Dry | Com Central HVAC (Small) - Fuel Sub - Panel Upgrade - ZEAS 2030 - Hot-Dry | 0.036027 | 0.186 | 0 | CBSA 2014, adjusted to reflect new efficiencies | 34.7348 | 2032 | 1 | SWHC046-03
COM-HVAC-FS-PU-22-ZEAS.22 | Com ¦ Small Packaged Heat Pump (SEER 16) - Fuel Sub - Panel Upgrade - ZEAS 2030 - Hot-Dry ¦ PG&E ¦ Hot-Dry | Com ¦ Small Packaged Heat Pump (SEER 16) - Fuel Sub - Panel Upgrade - ZEAS 2030 - Hot-Dry | PG&E ¦ Hot-Dry | PG&E | All | Electric & Gas | SEER16 Heat Pump, <65 kbtuh, NR | Efficient |  |  | 1 | Conventional | HVAC | Com - Retail | Com | ROB Only | 1 | 1000 sqft2 of floor space | Cap-Tons | 15 | DEER:HVAC_Split-Package_HP | -180.5857 | 0 | -30.8133 | SWHC046-03 | 1402.6667 | 2021 | 679.11 | 2021 | 2138.2074 | -50.67 | SWHC046-03 | Com Central HVAC (Small) - Fuel Sub - Panel Upgrade - ZEAS 2030 - Hot-Dry ¦ PG&E ¦ Hot-Dry | Com Central HVAC (Small) - Fuel Sub - Panel Upgrade - ZEAS 2030 - Hot-Dry | 0.015015 | 0.186 | 0 | CBSA 2014, adjusted to reflect new efficiencies | 215.6948 | 2032 | 1 | SWHC046-03
COM-HVAC-FS-PU-22-ZEAS.23 | Com ¦ Small Packaged Heat Pump (SEER 16) - Fuel Sub - Panel Upgrade - ZEAS 2030 - Hot-Dry ¦ PG&E ¦ Hot-Dry | Com ¦ Small Packaged Heat Pump (SEER 16) - Fuel Sub - Panel Upgrade - ZEAS 2030 - Hot-Dry | PG&E ¦ Hot-Dry | PG&E | All | Electric & Gas | SEER16 Heat Pump, <65 kbtuh, NR | Efficient |  |  | 1 | Conventional | HVAC | Com - School | Com | ROB Only | 1 | 1000 sqft2 of floor space | Cap-Tons | 15 | DEER:HVAC_Split-Package_HP | 46.5238 | 0 | -36.8542 | SWHC046-03 | 1402.6667 | 2021 | 679.11 | 2021 | 2138.2074 | -50.67 | SWHC046-03 | Com Central HVAC (Small) - Fuel Sub - Panel Upgrade - ZEAS 2030 - Hot-Dry ¦ PG&E ¦ Hot-Dry | Com Central HVAC (Small) - Fuel Sub - Panel Upgrade - ZEAS 2030 - Hot-Dry | 0.0228 | 0.186 | 0 | CBSA 2014, adjusted to reflect new efficiencies | 76.5424 | 2032 | 1 | SWHC046-03
COM-HVAC-FS-PU-22-ZEAS.24 | Com ¦ Small Packaged Heat Pump (SEER 16) - Fuel Sub - Panel Upgrade - ZEAS 2030 - Hot-Dry ¦ PG&E ¦ Hot-Dry | Com ¦ Small Packaged Heat Pump (SEER 16) - Fuel Sub - Panel Upgrade - ZEAS 2030 - Hot-Dry | PG&E ¦ Hot-Dry | PG&E | All | Electric & Gas | SEER16 Heat Pump, <65 kbtuh, NR | Efficient |  |  | 1 | Conventional | HVAC | Com - Warehouse | Com | ROB Only | 1 | 1000 sqft2 of floor space | Cap-Tons | 15 | DEER:HVAC_Split-Package_HP | 169 | 0 | -79.6 | SWHC046-03 | 1402.6667 | 2021 | 679.11 | 2021 | 2138.2074 | -50.67 | SWHC046-03 | Com Central HVAC (Small) - Fuel Sub - Panel Upgrade - ZEAS 2030 - Hot-Dry ¦ PG&E ¦ Hot-Dry | Com Central HVAC (Small) - Fuel Sub - Panel Upgrade - ZEAS 2030 - Hot-Dry | 0.0046728 | 0.186 | 0 | CBSA 2014, adjusted to reflect new efficiencies | 284.8984 | 2032 | 1 | SWHC046-03
COM-HVAC-FS-PU-22-ZEAS.25 | Com ¦ Small Packaged Heat Pump (SEER 16) - Fuel Sub - Panel Upgrade - ZEAS 2030 - Cold ¦ PG&E ¦ Cold | Com ¦ Small Packaged Heat Pump (SEER 16) - Fuel Sub - Panel Upgrade - ZEAS 2030 - Cold | PG&E ¦ Cold | PG&E | All | Electric & Gas | SEER16 Heat Pump, <65 kbtuh, NR | Efficient |  |  | 1 | Conventional | HVAC | Com - College | Com | ROB Only | 1 | 1000 sqft2 of floor space | Cap-Tons | 15 | DEER:HVAC_Split-Package_HP | 380.604 | 0 | -92.6695 | SWHC046-03 | 1402.6667 | 2021 | 679.11 | 2021 | 2138.2074 | -50.67 | SWHC046-03 | Com Central HVAC (Small) - Fuel Sub - Panel Upgrade - ZEAS 2030 - Cold ¦ PG&E ¦ Cold | Com Central HVAC (Small) - Fuel Sub - Panel Upgrade - ZEAS 2030 - Cold | 0.020331 | 0.186 | 0 | CBSA 2014, adjusted to reflect new efficiencies | 276.9496 | 2032 | 1 | SWHC046-03
COM-HVAC-FS-PU-22-ZEAS.26 | Com ¦ Small Packaged Heat Pump (SEER 16) - Fuel Sub - Panel Upgrade - ZEAS 2030 - Cold ¦ PG&E ¦ Cold | Com ¦ Small Packaged Heat Pump (SEER 16) - Fuel Sub - Panel Upgrade - ZEAS 2030 - Cold | PG&E ¦ Cold | PG&E | All | Electric & Gas | SEER16 Heat Pump, <65 kbtuh, NR | Efficient |  |  | 1 | Conventional | HVAC | Com - Grocery | Com | ROB Only | 1 | 1000 sqft2 of floor space | Cap-Tons | 15 | DEER:HVAC_Split-Package_HP | 1495 | 0 | -331.5 | SWHC046-03 | 1402.6667 | 2021 | 679.11 | 2021 | 2138.2074 | -50.67 | SWHC046-03 | Com Central HVAC (Small) - Fuel Sub - Panel Upgrade - ZEAS 2030 - Cold ¦ PG&E ¦ Cold | Com Central HVAC (Small) - Fuel Sub - Panel Upgrade - ZEAS 2030 - Cold | 0.033922 | 0.186 | 0 | CBSA 2014, adjusted to reflect new efficiencies | 694.3333 | 2032 | 1 | SWHC046-03
COM-HVAC-FS-PU-22-ZEAS.27 | Com ¦ Small Packaged Heat Pump (SEER 16) - Fuel Sub - Panel Upgrade - ZEAS 2030 - Cold ¦ PG&E ¦ Cold | Com ¦ Small Packaged Heat Pump (SEER 16) - Fuel Sub - Panel Upgrade - ZEAS 2030 - Cold | PG&E ¦ Cold | PG&E | All | Electric & Gas | SEER16 Heat Pump, <65 kbtuh, NR | Efficient |  |  | 1 | Conventional | HVAC | Com - Health | Com | ROB Only | 1 | 1000 sqft2 of floor space | Cap-Tons | 15 | DEER:HVAC_Split-Package_HP | 263.84 | 0 | -128.9495 | SWHC046-03 | 1402.6667 | 2021 | 679.11 | 2021 | 2138.2074 | -50.67 | SWHC046-03 | Com Central HVAC (Small) - Fuel Sub - Panel Upgrade - ZEAS 2030 - Cold ¦ PG&E ¦ Cold | Com Central HVAC (Small) - Fuel Sub - Panel Upgrade - ZEAS 2030 - Cold | 0.030022 | 0.186 | 0 | CBSA 2014, adjusted to reflect new efficiencies | 346.9634 | 2032 | 1 | SWHC046-03
COM-HVAC-FS-PU-22-ZEAS.28 | Com ¦ Small Packaged Heat Pump (SEER 16) - Fuel Sub - Panel Upgrade - ZEAS 2030 - Cold ¦ PG&E ¦ Cold | Com ¦ Small Packaged Heat Pump (SEER 16) - Fuel Sub - Panel Upgrade - ZEAS 2030 - Cold | PG&E ¦ Cold | PG&E | All | Electric & Gas | SEER16 Heat Pump, <65 kbtuh, NR | Efficient |  |  | 1 | Conventional | HVAC | Com - Lodging | Com | ROB Only | 1 | 1000 sqft2 of floor space | Cap-Tons | 15 | DEER:HVAC_Split-Package_HP | 1010.469 | 0 | -210.3596 | SWHC046-03 | 1402.6667 | 2021 | 679.11 | 2021 | 2138.2074 | -50.67 | SWHC046-03 | Com Central HVAC (Small) - Fuel Sub - Panel Upgrade - ZEAS 2030 - Cold ¦ PG&E ¦ Cold | Com Central HVAC (Small) - Fuel Sub - Panel Upgrade - ZEAS 2030 - Cold | 0.016003 | 0.186 | 0 | CBSA 2014, adjusted to reflect new efficiencies | 1918.6728 | 2032 | 1 | SWHC046-03
COM-HVAC-FS-PU-22-ZEAS.29 | Com ¦ Small Packaged Heat Pump (SEER 16) - Fuel Sub - Panel Upgrade - ZEAS 2030 - Cold ¦ PG&E ¦ Cold | Com ¦ Small Packaged Heat Pump (SEER 16) - Fuel Sub - Panel Upgrade - ZEAS 2030 - Cold | PG&E ¦ Cold | PG&E | All | Electric & Gas | SEER16 Heat Pump, <65 kbtuh, NR | Efficient |  |  | 1 | Conventional | HVAC | Com - Office (Large) | Com | ROB Only | 1 | 1000 sqft2 of floor space | Cap-Tons | 15 | DEER:HVAC_Split-Package_HP | -30.15 | 0 | -24.4 | SWHC046-03 | 1402.6667 | 2021 | 679.11 | 2021 | 2138.2074 | -50.67 | SWHC046-03 | Com Central HVAC (Small) - Fuel Sub - Panel Upgrade - ZEAS 2030 - Cold ¦ PG&E ¦ Cold | Com Central HVAC (Small) - Fuel Sub - Panel Upgrade - ZEAS 2030 - Cold | 0.021319 | 0.186 | 0 | CBSA 2014, adjusted to reflect new efficiencies | 112.5714 | 2032 | 1 | SWHC046-03
COM-HVAC-FS-PU-22-ZEAS.30 | Com ¦ Small Packaged Heat Pump (SEER 16) - Fuel Sub - Panel Upgrade - ZEAS 2030 - Cold ¦ PG&E ¦ Cold | Com ¦ Small Packaged Heat Pump (SEER 16) - Fuel Sub - Panel Upgrade - ZEAS 2030 - Cold | PG&E ¦ Cold | PG&E | All | Electric & Gas | SEER16 Heat Pump, <65 kbtuh, NR | Efficient |  |  | 1 | Conventional | HVAC | Com - Office (Small) | Com | ROB Only | 1 | 1000 sqft2 of floor space | Cap-Tons | 15 | DEER:HVAC_Split-Package_HP | 165.5 | 0 | -49.4 | SWHC046-03 | 1402.6667 | 2021 | 679.11 | 2021 | 2138.2074 | -50.67 | SWHC046-03 | Com Central HVAC (Small) - Fuel Sub - Panel Upgrade - ZEAS 2030 - Cold ¦ PG&E ¦ Cold | Com Central HVAC (Small) - Fuel Sub - Panel Upgrade - ZEAS 2030 - Cold | 0.024933 | 0.186 | 0 | CBSA 2014, adjusted to reflect new efficiencies | 90.2081 | 2032 | 1 | SWHC046-03
COM-HVAC-FS-PU-22-ZEAS.31 | Com ¦ Small Packaged Heat Pump (SEER 16) - Fuel Sub - Panel Upgrade - ZEAS 2030 - Cold ¦ PG&E ¦ Cold | Com ¦ Small Packaged Heat Pump (SEER 16) - Fuel Sub - Panel Upgrade - ZEAS 2030 - Cold | PG&E ¦ Cold | PG&E | All | Electric & Gas | SEER16 Heat Pump, <65 kbtuh, NR | Efficient |  |  | 1 | Conventional | HVAC | Com - Other | Com | ROB Only | 1 | 1000 sqft2 of floor space | Cap-Tons | 15 | DEER:HVAC_Split-Package_HP | 783 | 0 | -172 | SWHC046-03 | 1402.6667 | 2021 | 679.11 | 2021 | 2138.2074 | -50.67 | SWHC046-03 | Com Central HVAC (Small) - Fuel Sub - Panel Upgrade - ZEAS 2030 - Cold ¦ PG&E ¦ Cold | Com Central HVAC (Small) - Fuel Sub - Panel Upgrade - ZEAS 2030 - Cold | 0.0353 | 0.186 | 0 | CBSA 2014, adjusted to reflect new efficiencies | 692.6988 | 2032 | 1 | SWHC046-03
COM-HVAC-FS-PU-22-ZEAS.32 | Com ¦ Small Packaged Heat Pump (SEER 16) - Fuel Sub - Panel Upgrade - ZEAS 2030 - Cold ¦ PG&E ¦ Cold | Com ¦ Small Packaged Heat Pump (SEER 16) - Fuel Sub - Panel Upgrade - ZEAS 2030 - Cold | PG&E ¦ Cold | PG&E | All | Electric & Gas | SEER16 Heat Pump, <65 kbtuh, NR | Efficient |  |  | 1 | Conventional | HVAC | Com - Refrig. Warehouse | Com | ROB Only | 1 | 1000 sqft2 of floor space | Cap-Tons | 15 | DEER:HVAC_Split-Package_HP | 0 | 0 | 0 | SWHC046-03 | 0 | 2021 | 0 | 2021 | 2138.2074 | -50.67 | SWHC046-03 | Com Central HVAC (Small) - Fuel Sub - Panel Upgrade - ZEAS 2030 - Cold ¦ PG&E ¦ Cold | Com Central HVAC (Small) - Fuel Sub - Panel Upgrade - ZEAS 2030 - Cold | 0 | 0.186 | 0 | CBSA 2014, adjusted to reflect new efficiencies | 0 | 2032 | 1 | SWHC046-03
COM-HVAC-FS-PU-22-ZEAS.33 | Com ¦ Small Packaged Heat Pump (SEER 16) - Fuel Sub - Panel Upgrade - ZEAS 2030 - Cold ¦ PG&E ¦ Cold | Com ¦ Small Packaged Heat Pump (SEER 16) - Fuel Sub - Panel Upgrade - ZEAS 2030 - Cold | PG&E ¦ Cold | PG&E | All | Electric & Gas | SEER16 Heat Pump, <65 kbtuh, NR | Efficient |  |  | 1 | Conventional | HVAC | Com - Restaurant | Com | ROB Only | 1 | 1000 sqft2 of floor space | Cap-Tons | 15 | DEER:HVAC_Split-Package_HP | 484.6411 | 0 | -140.5022 | SWHC046-03 | 1402.6667 | 2021 | 679.11 | 2021 | 2138.2074 | -50.67 | SWHC046-03 | Com Central HVAC (Small) - Fuel Sub - Panel Upgrade - ZEAS 2030 - Cold ¦ PG&E ¦ Cold | Com Central HVAC (Small) - Fuel Sub - Panel Upgrade - ZEAS 2030 - Cold | 0.036027 | 0.186 | 0 | CBSA 2014, adjusted to reflect new efficiencies | 96.9379 | 2032 | 1 | SWHC046-03
COM-HVAC-FS-PU-22-ZEAS.34 | Com ¦ Small Packaged Heat Pump (SEER 16) - Fuel Sub - Panel Upgrade - ZEAS 2030 - Cold ¦ PG&E ¦ Cold | Com ¦ Small Packaged Heat Pump (SEER 16) - Fuel Sub - Panel Upgrade - ZEAS 2030 - Cold | PG&E ¦ Cold | PG&E | All | Electric & Gas | SEER16 Heat Pump, <65 kbtuh, NR | Efficient |  |  | 1 | Conventional | HVAC | Com - Retail | Com | ROB Only | 1 | 1000 sqft2 of floor space | Cap-Tons | 15 | DEER:HVAC_Split-Package_HP | 410.9137 | 0 | -114.1883 | SWHC046-03 | 1402.6667 | 2021 | 679.11 | 2021 | 2138.2074 | -50.67 | SWHC046-03 | Com Central HVAC (Small) - Fuel Sub - Panel Upgrade - ZEAS 2030 - Cold ¦ PG&E ¦ Cold | Com Central HVAC (Small) - Fuel Sub - Panel Upgrade - ZEAS 2030 - Cold | 0.015015 | 0.186 | 0 | CBSA 2014, adjusted to reflect new efficiencies | 419.8565 | 2032 | 1 | SWHC046-03
COM-HVAC-FS-PU-22-ZEAS.35 | Com ¦ Small Packaged Heat Pump (SEER 16) - Fuel Sub - Panel Upgrade - ZEAS 2030 - Cold ¦ PG&E ¦ Cold | Com ¦ Small Packaged Heat Pump (SEER 16) - Fuel Sub - Panel Upgrade - ZEAS 2030 - Cold | PG&E ¦ Cold | PG&E | All | Electric & Gas | SEER16 Heat Pump, <65 kbtuh, NR | Efficient |  |  | 1 | Conventional | HVAC | Com - School | Com | ROB Only | 1 | 1000 sqft2 of floor space | Cap-Tons | 15 | DEER:HVAC_Split-Package_HP | 494.5432 | 0 | -96.149 | SWHC046-03 | 1402.6667 | 2021 | 679.11 | 2021 | 2138.2074 | -50.67 | SWHC046-03 | Com Central HVAC (Small) - Fuel Sub - Panel Upgrade - ZEAS 2030 - Cold ¦ PG&E ¦ Cold | Com Central HVAC (Small) - Fuel Sub - Panel Upgrade - ZEAS 2030 - Cold | 0.0228 | 0.186 | 0 | CBSA 2014, adjusted to reflect new efficiencies | 138.251 | 2032 | 1 | SWHC046-03
COM-HVAC-FS-PU-22-ZEAS.36 | Com ¦ Small Packaged Heat Pump (SEER 16) - Fuel Sub - Panel Upgrade - ZEAS 2030 - Cold ¦ PG&E ¦ Cold | Com ¦ Small Packaged Heat Pump (SEER 16) - Fuel Sub - Panel Upgrade - ZEAS 2030 - Cold | PG&E ¦ Cold | PG&E | All | Electric & Gas | SEER16 Heat Pump, <65 kbtuh, NR | Efficient |  |  | 1 | Conventional | HVAC | Com - Warehouse | Com | ROB Only | 1 | 1000 sqft2 of floor space | Cap-Tons | 15 | DEER:HVAC_Split-Package_HP | 827 | 0 | -152 | SWHC046-03 | 1402.6667 | 2021 | 679.11 | 2021 | 2138.2074 | -50.67 | SWHC046-03 | Com Central HVAC (Small) - Fuel Sub - Panel Upgrade - ZEAS 2030 - Cold ¦ PG&E ¦ Cold | Com Central HVAC (Small) - Fuel Sub - Panel Upgrade - ZEAS 2030 - Cold | 0.0046728 | 0.186 | 0 | CBSA 2014, adjusted to reflect new efficiencies | 392.8804 | 2032 | 1 | SWHC046-03
COM-HVAC-FS-PU-22-ZEAS.37 | Com ¦ Small Packaged Heat Pump (SEER 16) - Fuel Sub - Panel Upgrade - ZEAS 2030 - Marine ¦ SCG ¦ Marine | Com ¦ Small Packaged Heat Pump (SEER 16) - Fuel Sub - Panel Upgrade - ZEAS 2030 - Marine | SCG ¦ Marine | SCG | All | Electric & Gas | SEER16 Heat Pump, <65 kbtuh, NR | Efficient |  |  | 1 | Conventional | HVAC | Com - College | Com | ROB Only | 1 | 1000 sqft2 of floor space | Cap-Tons | 15 | DEER:HVAC_Split-Package_HP | -162.6608 | 0 | -12.4101 | SWHC046-03 | 1402.6667 | 2021 | 679.11 | 2021 | 2138.2074 | -50.67 | SWHC046-03 | Com Central HVAC (Small) - Fuel Sub - Panel Upgrade - ZEAS 2030 - Marine ¦ SCG ¦ Marine | Com Central HVAC (Small) - Fuel Sub - Panel Upgrade - ZEAS 2030 - Marine | 0.022689 | 0.186 | 0 | CBSA 2014, adjusted to reflect new efficiencies | 53.217 | 2032 | 1 | SWHC046-03
COM-HVAC-FS-PU-22-ZEAS.38 | Com ¦ Small Packaged Heat Pump (SEER 16) - Fuel Sub - Panel Upgrade - ZEAS 2030 - Marine ¦ SCG ¦ Marine | Com ¦ Small Packaged Heat Pump (SEER 16) - Fuel Sub - Panel Upgrade - ZEAS 2030 - Marine | SCG ¦ Marine | SCG | All | Electric & Gas | SEER16 Heat Pump, <65 kbtuh, NR | Efficient |  |  | 1 | Conventional | HVAC | Com - Grocery | Com | ROB Only | 1 | 1000 sqft2 of floor space | Cap-Tons | 15 | DEER:HVAC_Split-Package_HP | -124.5 | 0 | -80.6 | SWHC046-03 | 1402.6667 | 2021 | 679.11 | 2021 | 2138.2074 | -50.67 | SWHC046-03 | Com Central HVAC (Small) - Fuel Sub - Panel Upgrade - ZEAS 2030 - Marine ¦ SCG ¦ Marine | Com Central HVAC (Small) - Fuel Sub - Panel Upgrade - ZEAS 2030 - Marine | 0.040359 | 0.186 | 0 | CBSA 2014, adjusted to reflect new efficiencies | 196.2672 | 2032 | 1 | SWHC046-03
COM-HVAC-FS-PU-22-ZEAS.39 | Com ¦ Small Packaged Heat Pump (SEER 16) - Fuel Sub - Panel Upgrade - ZEAS 2030 - Marine ¦ SCG ¦ Marine | Com ¦ Small Packaged Heat Pump (SEER 16) - Fuel Sub - Panel Upgrade - ZEAS 2030 - Marine | SCG ¦ Marine | SCG | All | Electric & Gas | SEER16 Heat Pump, <65 kbtuh, NR | Efficient |  |  | 1 | Conventional | HVAC | Com - Health | Com | ROB Only | 1 | 1000 sqft2 of floor space | Cap-Tons | 15 | DEER:HVAC_Split-Package_HP | -373.4684 | 0 | -22.4855 | SWHC046-03 | 1402.6667 | 2021 | 679.11 | 2021 | 2138.2074 | -50.67 | SWHC046-03 | Com Central HVAC (Small) - Fuel Sub - Panel Upgrade - ZEAS 2030 - Marine ¦ SCG ¦ Marine | Com Central HVAC (Small) - Fuel Sub - Panel Upgrade - ZEAS 2030 - Marine | 0.032178 | 0.186 | 0 | CBSA 2014, adjusted to reflect new efficiencies | 87.9507 | 2032 | 1 | SWHC046-03
COM-HVAC-FS-PU-22-ZEAS.40 | Com ¦ Small Packaged Heat Pump (SEER 16) - Fuel Sub - Panel Upgrade - ZEAS 2030 - Marine ¦ SCG ¦ Marine | Com ¦ Small Packaged Heat Pump (SEER 16) - Fuel Sub - Panel Upgrade - ZEAS 2030 - Marine | SCG ¦ Marine | SCG | All | Electric & Gas | SEER16 Heat Pump, <65 kbtuh, NR | Efficient |  |  | 1 | Conventional | HVAC | Com - Lodging | Com | ROB Only | 1 | 1000 sqft2 of floor space | Cap-Tons | 15 | DEER:HVAC_Split-Package_HP | -186.8129 | 0 | -41.9025 | SWHC046-03 | 1402.6667 | 2021 | 679.11 | 2021 | 2138.2074 | -50.67 | SWHC046-03 | Com Central HVAC (Small) - Fuel Sub - Panel Upgrade - ZEAS 2030 - Marine ¦ SCG ¦ Marine | Com Central HVAC (Small) - Fuel Sub - Panel Upgrade - ZEAS 2030 - Marine | 0.018069 | 0.186 | 0 | CBSA 2014, adjusted to reflect new efficiencies | 443.3849 | 2032 | 1 | SWHC046-03
COM-HVAC-FS-PU-22-ZEAS.41 | Com ¦ Small Packaged Heat Pump (SEER 16) - Fuel Sub - Panel Upgrade - ZEAS 2030 - Marine ¦ SCG ¦ Marine | Com ¦ Small Packaged Heat Pump (SEER 16) - Fuel Sub - Panel Upgrade - ZEAS 2030 - Marine | SCG ¦ Marine | SCG | All | Electric & Gas | SEER16 Heat Pump, <65 kbtuh, NR | Efficient |  |  | 1 | Conventional | HVAC | Com - Office (Large) | Com | ROB Only | 1 | 1000 sqft2 of floor space | Cap-Tons | 15 | DEER:HVAC_Split-Package_HP | -189.5 | 0 | -0.948 | SWHC046-03 | 1402.6667 | 2021 | 679.11 | 2021 | 2138.2074 | -50.67 | SWHC046-03 | Com Central HVAC (Small) - Fuel Sub - Panel Upgrade - ZEAS 2030 - Marine ¦ SCG ¦ Marine | Com Central HVAC (Small) - Fuel Sub - Panel Upgrade - ZEAS 2030 - Marine | 0.023953 | 0.186 | 0 | CBSA 2014, adjusted to reflect new efficiencies | 23.1032 | 2032 | 1 | SWHC046-03
COM-HVAC-FS-PU-22-ZEAS.42 | Com ¦ Small Packaged Heat Pump (SEER 16) - Fuel Sub - Panel Upgrade - ZEAS 2030 - Marine ¦ SCG ¦ Marine | Com ¦ Small Packaged Heat Pump (SEER 16) - Fuel Sub - Panel Upgrade - ZEAS 2030 - Marine | SCG ¦ Marine | SCG | All | Electric & Gas | SEER16 Heat Pump, <65 kbtuh, NR | Efficient |  |  | 1 | Conventional | HVAC | Com - Office (Small) | Com | ROB Only | 1 | 1000 sqft2 of floor space | Cap-Tons | 15 | DEER:HVAC_Split-Package_HP | -165 | 0 | -5.55 | SWHC046-03 | 1402.6667 | 2021 | 679.11 | 2021 | 2138.2074 | -50.67 | SWHC046-03 | Com Central HVAC (Small) - Fuel Sub - Panel Upgrade - ZEAS 2030 - Marine ¦ SCG ¦ Marine | Com Central HVAC (Small) - Fuel Sub - Panel Upgrade - ZEAS 2030 - Marine | 0.027176 | 0.186 | 0 | CBSA 2014, adjusted to reflect new efficiencies | 18.5521 | 2032 | 1 | SWHC046-03
COM-HVAC-FS-PU-22-ZEAS.43 | Com ¦ Small Packaged Heat Pump (SEER 16) - Fuel Sub - Panel Upgrade - ZEAS 2030 - Marine ¦ SCG ¦ Marine | Com ¦ Small Packaged Heat Pump (SEER 16) - Fuel Sub - Panel Upgrade - ZEAS 2030 - Marine | SCG ¦ Marine | SCG | All | Electric & Gas | SEER16 Heat Pump, <65 kbtuh, NR | Efficient |  |  | 1 | Conventional | HVAC | Com - Other | Com | ROB Only | 1 | 1000 sqft2 of floor space | Cap-Tons | 15 | DEER:HVAC_Split-Package_HP | -130 | 0 | -25 | SWHC046-03 | 1402.6667 | 2021 | 679.11 | 2021 | 2138.2074 | -50.67 | SWHC046-03 | Com Central HVAC (Small) - Fuel Sub - Panel Upgrade - ZEAS 2030 - Marine ¦ SCG ¦ Marine | Com Central HVAC (Small) - Fuel Sub - Panel Upgrade - ZEAS 2030 - Marine | 0.038925 | 0.186 | 0 | CBSA 2014, adjusted to reflect new efficiencies | 127.6053 | 2032 | 1 | SWHC046-03
COM-HVAC-FS-PU-22-ZEAS.44 | Com ¦ Small Packaged Heat Pump (SEER 16) - Fuel Sub - Panel Upgrade - ZEAS 2030 - Marine ¦ SCG ¦ Marine | Com ¦ Small Packaged Heat Pump (SEER 16) - Fuel Sub - Panel Upgrade - ZEAS 2030 - Marine | SCG ¦ Marine | SCG | All | Electric & Gas | SEER16 Heat Pump, <65 kbtuh, NR | Efficient |  |  | 1 | Conventional | HVAC | Com - Refrig. Warehouse | Com | ROB Only | 1 | 1000 sqft2 of floor space | Cap-Tons | 15 | DEER:HVAC_Split-Package_HP | 0 | 0 | 0 | SWHC046-03 | 0 | 2021 | 0 | 2021 | 2138.2074 | -50.67 | SWHC046-03 | Com Central HVAC (Small) - Fuel Sub - Panel Upgrade - ZEAS 2030 - Marine ¦ SCG ¦ Marine | Com Central HVAC (Small) - Fuel Sub - Panel Upgrade - ZEAS 2030 - Marine | 0 | 0.186 | 0 | CBSA 2014, adjusted to reflect new efficiencies | 0 | 2032 | 1 | SWHC046-03
COM-HVAC-FS-PU-22-ZEAS.45 | Com ¦ Small Packaged Heat Pump (SEER 16) - Fuel Sub - Panel Upgrade - ZEAS 2030 - Marine ¦ SCG ¦ Marine | Com ¦ Small Packaged Heat Pump (SEER 16) - Fuel Sub - Panel Upgrade - ZEAS 2030 - Marine | SCG ¦ Marine | SCG | All | Electric & Gas | SEER16 Heat Pump, <65 kbtuh, NR | Efficient |  |  | 1 | Conventional | HVAC | Com - Restaurant | Com | ROB Only | 1 | 1000 sqft2 of floor space | Cap-Tons | 15 | DEER:HVAC_Split-Package_HP | -170.1253 | 0 | -11.7207 | SWHC046-03 | 1402.6667 | 2021 | 679.11 | 2021 | 2138.2074 | -50.67 | SWHC046-03 | Com Central HVAC (Small) - Fuel Sub - Panel Upgrade - ZEAS 2030 - Marine ¦ SCG ¦ Marine | Com Central HVAC (Small) - Fuel Sub - Panel Upgrade - ZEAS 2030 - Marine | 0.039657 | 0.186 | 0 | CBSA 2014, adjusted to reflect new efficiencies | 11.8284 | 2032 | 1 | SWHC046-03
COM-HVAC-FS-PU-22-ZEAS.46 | Com ¦ Small Packaged Heat Pump (SEER 16) - Fuel Sub - Panel Upgrade - ZEAS 2030 - Marine ¦ SCG ¦ Marine | Com ¦ Small Packaged Heat Pump (SEER 16) - Fuel Sub - Panel Upgrade - ZEAS 2030 - Marine | SCG ¦ Marine | SCG | All | Electric & Gas | SEER16 Heat Pump, <65 kbtuh, NR | Efficient |  |  | 1 | Conventional | HVAC | Com - Retail | Com | ROB Only | 1 | 1000 sqft2 of floor space | Cap-Tons | 15 | DEER:HVAC_Split-Package_HP | -213.5296 | 0 | -11.8403 | SWHC046-03 | 1402.6667 | 2021 | 679.11 | 2021 | 2138.2074 | -50.67 | SWHC046-03 | Com Central HVAC (Small) - Fuel Sub - Panel Upgrade - ZEAS 2030 - Marine ¦ SCG ¦ Marine | Com Central HVAC (Small) - Fuel Sub - Panel Upgrade - ZEAS 2030 - Marine | 0.016778 | 0.186 | 0 | CBSA 2014, adjusted to reflect new efficiencies | 133.5211 | 2032 | 1 | SWHC046-03
COM-HVAC-FS-PU-22-ZEAS.47 | Com ¦ Small Packaged Heat Pump (SEER 16) - Fuel Sub - Panel Upgrade - ZEAS 2030 - Marine ¦ SCG ¦ Marine | Com ¦ Small Packaged Heat Pump (SEER 16) - Fuel Sub - Panel Upgrade - ZEAS 2030 - Marine | SCG ¦ Marine | SCG | All | Electric & Gas | SEER16 Heat Pump, <65 kbtuh, NR | Efficient |  |  | 1 | Conventional | HVAC | Com - School | Com | ROB Only | 1 | 1000 sqft2 of floor space | Cap-Tons | 15 | DEER:HVAC_Split-Package_HP | -70.5949 | 0 | -12.1639 | SWHC046-03 | 1402.6667 | 2021 | 679.11 | 2021 | 2138.2074 | -50.67 | SWHC046-03 | Com Central HVAC (Small) - Fuel Sub - Panel Upgrade - ZEAS 2030 - Marine ¦ SCG ¦ Marine | Com Central HVAC (Small) - Fuel Sub - Panel Upgrade - ZEAS 2030 - Marine | 0.027322 | 0.186 | 0 | CBSA 2014, adjusted to reflect new efficiencies | 39.4146 | 2032 | 1 | SWHC046-03
COM-HVAC-FS-PU-22-ZEAS.48 | Com ¦ Small Packaged Heat Pump (SEER 16) - Fuel Sub - Panel Upgrade - ZEAS 2030 - Marine ¦ SCG ¦ Marine | Com ¦ Small Packaged Heat Pump (SEER 16) - Fuel Sub - Panel Upgrade - ZEAS 2030 - Marine | SCG ¦ Marine | SCG | All | Electric & Gas | SEER16 Heat Pump, <65 kbtuh, NR | Efficient |  |  | 1 | Conventional | HVAC | Com - Warehouse | Com | ROB Only | 1 | 1000 sqft2 of floor space | Cap-Tons | 15 | DEER:HVAC_Split-Package_HP | -53.85 | 0 | -34.2 | SWHC046-03 | 1402.6667 | 2021 | 679.11 | 2021 | 2138.2074 | -50.67 | SWHC046-03 | Com Central HVAC (Small) - Fuel Sub - Panel Upgrade - ZEAS 2030 - Marine ¦ SCG ¦ Marine | Com Central HVAC (Small) - Fuel Sub - Panel Upgrade - ZEAS 2030 - Marine | 0.0051386 | 0.186 | 0 | CBSA 2014, adjusted to reflect new efficiencies | 160.3093 | 2032 | 1 | SWHC046-03
COM-HVAC-FS-PU-22-ZEAS.49 | Com ¦ Small Packaged Heat Pump (SEER 16) - Fuel Sub - Panel Upgrade - ZEAS 2030 - Hot-Dry ¦ SCG ¦ Hot-Dry | Com ¦ Small Packaged Heat Pump (SEER 16) - Fuel Sub - Panel Upgrade - ZEAS 2030 - Hot-Dry | SCG ¦ Hot-Dry | SCG | All | Electric & Gas | SEER16 Heat Pump, <65 kbtuh, NR | Efficient |  |  | 1 | Conventional | HVAC | Com - College | Com | ROB Only | 1 | 1000 sqft2 of floor space | Cap-Tons | 15 | DEER:HVAC_Split-Package_HP | -192.9304 | 0 | -13.1859 | SWHC046-03 | 1402.6667 | 2021 | 679.11 | 2021 | 2138.2074 | -50.67 | SWHC046-03 | Com Central HVAC (Small) - Fuel Sub - Panel Upgrade - ZEAS 2030 - Hot-Dry ¦ SCG ¦ Hot-Dry | Com Central HVAC (Small) - Fuel Sub - Panel Upgrade - ZEAS 2030 - Hot-Dry | 0.022689 | 0.186 | 0 | CBSA 2014, adjusted to reflect new efficiencies | 58.0615 | 2032 | 1 | SWHC046-03
COM-HVAC-FS-PU-22-ZEAS.50 | Com ¦ Small Packaged Heat Pump (SEER 16) - Fuel Sub - Panel Upgrade - ZEAS 2030 - Hot-Dry ¦ SCG ¦ Hot-Dry | Com ¦ Small Packaged Heat Pump (SEER 16) - Fuel Sub - Panel Upgrade - ZEAS 2030 - Hot-Dry | SCG ¦ Hot-Dry | SCG | All | Electric & Gas | SEER16 Heat Pump, <65 kbtuh, NR | Efficient |  |  | 1 | Conventional | HVAC | Com - Grocery | Com | ROB Only | 1 | 1000 sqft2 of floor space | Cap-Tons | 15 | DEER:HVAC_Split-Package_HP | -199.5 | 0 | -84.8 | SWHC046-03 | 1402.6667 | 2021 | 679.11 | 2021 | 2138.2074 | -50.67 | SWHC046-03 | Com Central HVAC (Small) - Fuel Sub - Panel Upgrade - ZEAS 2030 - Hot-Dry ¦ SCG ¦ Hot-Dry | Com Central HVAC (Small) - Fuel Sub - Panel Upgrade - ZEAS 2030 - Hot-Dry | 0.040359 | 0.186 | 0 | CBSA 2014, adjusted to reflect new efficiencies | 210.3482 | 2032 | 1 | SWHC046-03
COM-HVAC-FS-PU-22-ZEAS.51 | Com ¦ Small Packaged Heat Pump (SEER 16) - Fuel Sub - Panel Upgrade - ZEAS 2030 - Hot-Dry ¦ SCG ¦ Hot-Dry | Com ¦ Small Packaged Heat Pump (SEER 16) - Fuel Sub - Panel Upgrade - ZEAS 2030 - Hot-Dry | SCG ¦ Hot-Dry | SCG | All | Electric & Gas | SEER16 Heat Pump, <65 kbtuh, NR | Efficient |  |  | 1 | Conventional | HVAC | Com - Health | Com | ROB Only | 1 | 1000 sqft2 of floor space | Cap-Tons | 15 | DEER:HVAC_Split-Package_HP | -382.9612 | 0 | -25.6229 | SWHC046-03 | 1402.6667 | 2021 | 679.11 | 2021 | 2138.2074 | -50.67 | SWHC046-03 | Com Central HVAC (Small) - Fuel Sub - Panel Upgrade - ZEAS 2030 - Hot-Dry ¦ SCG ¦ Hot-Dry | Com Central HVAC (Small) - Fuel Sub - Panel Upgrade - ZEAS 2030 - Hot-Dry | 0.032178 | 0.186 | 0 | CBSA 2014, adjusted to reflect new efficiencies | 97.4337 | 2032 | 1 | SWHC046-03
COM-HVAC-FS-PU-22-ZEAS.52 | Com ¦ Small Packaged Heat Pump (SEER 16) - Fuel Sub - Panel Upgrade - ZEAS 2030 - Hot-Dry ¦ SCG ¦ Hot-Dry | Com ¦ Small Packaged Heat Pump (SEER 16) - Fuel Sub - Panel Upgrade - ZEAS 2030 - Hot-Dry | SCG ¦ Hot-Dry | SCG | All | Electric & Gas | SEER16 Heat Pump, <65 kbtuh, NR | Efficient |  |  | 1 | Conventional | HVAC | Com - Lodging | Com | ROB Only | 1 | 1000 sqft2 of floor space | Cap-Tons | 15 | DEER:HVAC_Split-Package_HP | -241.3364 | 0 | -40.2704 | SWHC046-03 | 1402.6667 | 2021 | 679.11 | 2021 | 2138.2074 | -50.67 | SWHC046-03 | Com Central HVAC (Small) - Fuel Sub - Panel Upgrade - ZEAS 2030 - Hot-Dry ¦ SCG ¦ Hot-Dry | Com Central HVAC (Small) - Fuel Sub - Panel Upgrade - ZEAS 2030 - Hot-Dry | 0.018069 | 0.186 | 0 | CBSA 2014, adjusted to reflect new efficiencies | 435.8598 | 2032 | 1 | SWHC046-03
COM-HVAC-FS-PU-22-ZEAS.53 | Com ¦ Small Packaged Heat Pump (SEER 16) - Fuel Sub - Panel Upgrade - ZEAS 2030 - Hot-Dry ¦ SCG ¦ Hot-Dry | Com ¦ Small Packaged Heat Pump (SEER 16) - Fuel Sub - Panel Upgrade - ZEAS 2030 - Hot-Dry | SCG ¦ Hot-Dry | SCG | All | Electric & Gas | SEER16 Heat Pump, <65 kbtuh, NR | Efficient |  |  | 1 | Conventional | HVAC | Com - Office (Large) | Com | ROB Only | 1 | 1000 sqft2 of floor space | Cap-Tons | 15 | DEER:HVAC_Split-Package_HP | -210.5 | 0 | -1.48 | SWHC046-03 | 1402.6667 | 2021 | 679.11 | 2021 | 2138.2074 | -50.67 | SWHC046-03 | Com Central HVAC (Small) - Fuel Sub - Panel Upgrade - ZEAS 2030 - Hot-Dry ¦ SCG ¦ Hot-Dry | Com Central HVAC (Small) - Fuel Sub - Panel Upgrade - ZEAS 2030 - Hot-Dry | 0.023953 | 0.186 | 0 | CBSA 2014, adjusted to reflect new efficiencies | 27.5808 | 2032 | 1 | SWHC046-03
COM-HVAC-FS-PU-22-ZEAS.54 | Com ¦ Small Packaged Heat Pump (SEER 16) - Fuel Sub - Panel Upgrade - ZEAS 2030 - Hot-Dry ¦ SCG ¦ Hot-Dry | Com ¦ Small Packaged Heat Pump (SEER 16) - Fuel Sub - Panel Upgrade - ZEAS 2030 - Hot-Dry | SCG ¦ Hot-Dry | SCG | All | Electric & Gas | SEER16 Heat Pump, <65 kbtuh, NR | Efficient |  |  | 1 | Conventional | HVAC | Com - Office (Small) | Com | ROB Only | 1 | 1000 sqft2 of floor space | Cap-Tons | 15 | DEER:HVAC_Split-Package_HP | -185 | 0 | -6.68 | SWHC046-03 | 1402.6667 | 2021 | 679.11 | 2021 | 2138.2074 | -50.67 | SWHC046-03 | Com Central HVAC (Small) - Fuel Sub - Panel Upgrade - ZEAS 2030 - Hot-Dry ¦ SCG ¦ Hot-Dry | Com Central HVAC (Small) - Fuel Sub - Panel Upgrade - ZEAS 2030 - Hot-Dry | 0.027176 | 0.186 | 0 | CBSA 2014, adjusted to reflect new efficiencies | 21.7061 | 2032 | 1 | SWHC046-03
COM-HVAC-FS-PU-22-ZEAS.55 | Com ¦ Small Packaged Heat Pump (SEER 16) - Fuel Sub - Panel Upgrade - ZEAS 2030 - Hot-Dry ¦ SCG ¦ Hot-Dry | Com ¦ Small Packaged Heat Pump (SEER 16) - Fuel Sub - Panel Upgrade - ZEAS 2030 - Hot-Dry | SCG ¦ Hot-Dry | SCG | All | Electric & Gas | SEER16 Heat Pump, <65 kbtuh, NR | Efficient |  |  | 1 | Conventional | HVAC | Com - Other | Com | ROB Only | 1 | 1000 sqft2 of floor space | Cap-Tons | 15 | DEER:HVAC_Split-Package_HP | -178 | 0 | -24.5 | SWHC046-03 | 1402.6667 | 2021 | 679.11 | 2021 | 2138.2074 | -50.67 | SWHC046-03 | Com Central HVAC (Small) - Fuel Sub - Panel Upgrade - ZEAS 2030 - Hot-Dry ¦ SCG ¦ Hot-Dry | Com Central HVAC (Small) - Fuel Sub - Panel Upgrade - ZEAS 2030 - Hot-Dry | 0.038925 | 0.186 | 0 | CBSA 2014, adjusted to reflect new efficiencies | 130.6407 | 2032 | 1 | SWHC046-03
COM-HVAC-FS-PU-22-ZEAS.56 | Com ¦ Small Packaged Heat Pump (SEER 16) - Fuel Sub - Panel Upgrade - ZEAS 2030 - Hot-Dry ¦ SCG ¦ Hot-Dry | Com ¦ Small Packaged Heat Pump (SEER 16) - Fuel Sub - Panel Upgrade - ZEAS 2030 - Hot-Dry | SCG ¦ Hot-Dry | SCG | All | Electric & Gas | SEER16 Heat Pump, <65 kbtuh, NR | Efficient |  |  | 1 | Conventional | HVAC | Com - Refrig. Warehouse | Com | ROB Only | 1 | 1000 sqft2 of floor space | Cap-Tons | 15 | DEER:HVAC_Split-Package_HP | 0 | 0 | 0 | SWHC046-03 | 0 | 2021 | 0 | 2021 | 2138.2074 | -50.67 | SWHC046-03 | Com Central HVAC (Small) - Fuel Sub - Panel Upgrade - ZEAS 2030 - Hot-Dry ¦ SCG ¦ Hot-Dry | Com Central HVAC (Small) - Fuel Sub - Panel Upgrade - ZEAS 2030 - Hot-Dry | 0 | 0.186 | 0 | CBSA 2014, adjusted to reflect new efficiencies | 0 | 2032 | 1 | SWHC046-03
COM-HVAC-FS-PU-22-ZEAS.57 | Com ¦ Small Packaged Heat Pump (SEER 16) - Fuel Sub - Panel Upgrade - ZEAS 2030 - Hot-Dry ¦ SCG ¦ Hot-Dry | Com ¦ Small Packaged Heat Pump (SEER 16) - Fuel Sub - Panel Upgrade - ZEAS 2030 - Hot-Dry | SCG ¦ Hot-Dry | SCG | All | Electric & Gas | SEER16 Heat Pump, <65 kbtuh, NR | Efficient |  |  | 1 | Conventional | HVAC | Com - Restaurant | Com | ROB Only | 1 | 1000 sqft2 of floor space | Cap-Tons | 15 | DEER:HVAC_Split-Package_HP | -236.9996 | 0 | -12.6233 | SWHC046-03 | 1402.6667 | 2021 | 679.11 | 2021 | 2138.2074 | -50.67 | SWHC046-03 | Com Central HVAC (Small) - Fuel Sub - Panel Upgrade - ZEAS 2030 - Hot-Dry ¦ SCG ¦ Hot-Dry | Com Central HVAC (Small) - Fuel Sub - Panel Upgrade - ZEAS 2030 - Hot-Dry | 0.039657 | 0.186 | 0 | CBSA 2014, adjusted to reflect new efficiencies | 13.6948 | 2032 | 1 | SWHC046-03
COM-HVAC-FS-PU-22-ZEAS.58 | Com ¦ Small Packaged Heat Pump (SEER 16) - Fuel Sub - Panel Upgrade - ZEAS 2030 - Hot-Dry ¦ SCG ¦ Hot-Dry | Com ¦ Small Packaged Heat Pump (SEER 16) - Fuel Sub - Panel Upgrade - ZEAS 2030 - Hot-Dry | SCG ¦ Hot-Dry | SCG | All | Electric & Gas | SEER16 Heat Pump, <65 kbtuh, NR | Efficient |  |  | 1 | Conventional | HVAC | Com - Retail | Com | ROB Only | 1 | 1000 sqft2 of floor space | Cap-Tons | 15 | DEER:HVAC_Split-Package_HP | -284.7421 | 0 | -10.1827 | SWHC046-03 | 1402.6667 | 2021 | 679.11 | 2021 | 2138.2074 | -50.67 | SWHC046-03 | Com Central HVAC (Small) - Fuel Sub - Panel Upgrade - ZEAS 2030 - Hot-Dry ¦ SCG ¦ Hot-Dry | Com Central HVAC (Small) - Fuel Sub - Panel Upgrade - ZEAS 2030 - Hot-Dry | 0.016778 | 0.186 | 0 | CBSA 2014, adjusted to reflect new efficiencies | 150.3489 | 2032 | 1 | SWHC046-03
COM-HVAC-FS-PU-22-ZEAS.59 | Com ¦ Small Packaged Heat Pump (SEER 16) - Fuel Sub - Panel Upgrade - ZEAS 2030 - Hot-Dry ¦ SCG ¦ Hot-Dry | Com ¦ Small Packaged Heat Pump (SEER 16) - Fuel Sub - Panel Upgrade - ZEAS 2030 - Hot-Dry | SCG ¦ Hot-Dry | SCG | All | Electric & Gas | SEER16 Heat Pump, <65 kbtuh, NR | Efficient |  |  | 1 | Conventional | HVAC | Com - School | Com | ROB Only | 1 | 1000 sqft2 of floor space | Cap-Tons | 15 | DEER:HVAC_Split-Package_HP | -95.643 | 0 | -12.0107 | SWHC046-03 | 1402.6667 | 2021 | 679.11 | 2021 | 2138.2074 | -50.67 | SWHC046-03 | Com Central HVAC (Small) - Fuel Sub - Panel Upgrade - ZEAS 2030 - Hot-Dry ¦ SCG ¦ Hot-Dry | Com Central HVAC (Small) - Fuel Sub - Panel Upgrade - ZEAS 2030 - Hot-Dry | 0.027322 | 0.186 | 0 | CBSA 2014, adjusted to reflect new efficiencies | 43.1886 | 2032 | 1 | SWHC046-03
COM-HVAC-FS-PU-22-ZEAS.60 | Com ¦ Small Packaged Heat Pump (SEER 16) - Fuel Sub - Panel Upgrade - ZEAS 2030 - Hot-Dry ¦ SCG ¦ Hot-Dry | Com ¦ Small Packaged Heat Pump (SEER 16) - Fuel Sub - Panel Upgrade - ZEAS 2030 - Hot-Dry | SCG ¦ Hot-Dry | SCG | All | Electric & Gas | SEER16 Heat Pump, <65 kbtuh, NR | Efficient |  |  | 1 | Conventional | HVAC | Com - Warehouse | Com | ROB Only | 1 | 1000 sqft2 of floor space | Cap-Tons | 15 | DEER:HVAC_Split-Package_HP | -111 | 0 | -33.6 | SWHC046-03 | 1402.6667 | 2021 | 679.11 | 2021 | 2138.2074 | -50.67 | SWHC046-03 | Com Central HVAC (Small) - Fuel Sub - Panel Upgrade - ZEAS 2030 - Hot-Dry ¦ SCG ¦ Hot-Dry | Com Central HVAC (Small) - Fuel Sub - Panel Upgrade - ZEAS 2030 - Hot-Dry | 0.0051386 | 0.186 | 0 | CBSA 2014, adjusted to reflect new efficiencies | 174.9093 | 2032 | 1 | SWHC046-03
COM-HVAC-FS-PU-22-ZEAS.61 | Com ¦ Small Packaged Heat Pump (SEER 16) - Fuel Sub - Panel Upgrade - ZEAS 2030 - Cold ¦ SCG ¦ Cold | Com ¦ Small Packaged Heat Pump (SEER 16) - Fuel Sub - Panel Upgrade - ZEAS 2030 - Cold | SCG ¦ Cold | SCG | All | Electric & Gas | SEER16 Heat Pump, <65 kbtuh, NR | Efficient |  |  | 1 | Conventional | HVAC | Com - College | Com | ROB Only | 1 | 1000 sqft2 of floor space | Cap-Tons | 15 | DEER:HVAC_Split-Package_HP | 380.604 | 0 | -92.6695 | SWHC046-03 | 1402.6667 | 2021 | 679.11 | 2021 | 2138.2074 | -50.67 | SWHC046-03 | Com Central HVAC (Small) - Fuel Sub - Panel Upgrade - ZEAS 2030 - Cold ¦ SCG ¦ Cold | Com Central HVAC (Small) - Fuel Sub - Panel Upgrade - ZEAS 2030 - Cold | 0.022689 | 0.186 | 0 | CBSA 2014, adjusted to reflect new efficiencies | 276.9496 | 2032 | 1 | SWHC046-03
COM-HVAC-FS-PU-22-ZEAS.62 | Com ¦ Small Packaged Heat Pump (SEER 16) - Fuel Sub - Panel Upgrade - ZEAS 2030 - Cold ¦ SCG ¦ Cold | Com ¦ Small Packaged Heat Pump (SEER 16) - Fuel Sub - Panel Upgrade - ZEAS 2030 - Cold | SCG ¦ Cold | SCG | All | Electric & Gas | SEER16 Heat Pump, <65 kbtuh, NR | Efficient |  |  | 1 | Conventional | HVAC | Com - Grocery | Com | ROB Only | 1 | 1000 sqft2 of floor space | Cap-Tons | 15 | DEER:HVAC_Split-Package_HP | 1495 | 0 | -331.5 | SWHC046-03 | 1402.6667 | 2021 | 679.11 | 2021 | 2138.2074 | -50.67 | SWHC046-03 | Com Central HVAC (Small) - Fuel Sub - Panel Upgrade - ZEAS 2030 - Cold ¦ SCG ¦ Cold | Com Central HVAC (Small) - Fuel Sub - Panel Upgrade - ZEAS 2030 - Cold | 0.040359 | 0.186 | 0 | CBSA 2014, adjusted to reflect new efficiencies | 694.3333 | 2032 | 1 | SWHC046-03
COM-HVAC-FS-PU-22-ZEAS.63 | Com ¦ Small Packaged Heat Pump (SEER 16) - Fuel Sub - Panel Upgrade - ZEAS 2030 - Cold ¦ SCG ¦ Cold | Com ¦ Small Packaged Heat Pump (SEER 16) - Fuel Sub - Panel Upgrade - ZEAS 2030 - Cold | SCG ¦ Cold | SCG | All | Electric & Gas | SEER16 Heat Pump, <65 kbtuh, NR | Efficient |  |  | 1 | Conventional | HVAC | Com - Health | Com | ROB Only | 1 | 1000 sqft2 of floor space | Cap-Tons | 15 | DEER:HVAC_Split-Package_HP | 263.84 | 0 | -128.9495 | SWHC046-03 | 1402.6667 | 2021 | 679.11 | 2021 | 2138.2074 | -50.67 | SWHC046-03 | Com Central HVAC (Small) - Fuel Sub - Panel Upgrade - ZEAS 2030 - Cold ¦ SCG ¦ Cold | Com Central HVAC (Small) - Fuel Sub - Panel Upgrade - ZEAS 2030 - Cold | 0.032178 | 0.186 | 0 | CBSA 2014, adjusted to reflect new efficiencies | 346.9634 | 2032 | 1 | SWHC046-03
COM-HVAC-FS-PU-22-ZEAS.64 | Com ¦ Small Packaged Heat Pump (SEER 16) - Fuel Sub - Panel Upgrade - ZEAS 2030 - Cold ¦ SCG ¦ Cold | Com ¦ Small Packaged Heat Pump (SEER 16) - Fuel Sub - Panel Upgrade - ZEAS 2030 - Cold | SCG ¦ Cold | SCG | All | Electric & Gas | SEER16 Heat Pump, <65 kbtuh, NR | Efficient |  |  | 1 | Conventional | HVAC | Com - Lodging | Com | ROB Only | 1 | 1000 sqft2 of floor space | Cap-Tons | 15 | DEER:HVAC_Split-Package_HP | 1010.469 | 0 | -210.3596 | SWHC046-03 | 1402.6667 | 2021 | 679.11 | 2021 | 2138.2074 | -50.67 | SWHC046-03 | Com Central HVAC (Small) - Fuel Sub - Panel Upgrade - ZEAS 2030 - Cold ¦ SCG ¦ Cold | Com Central HVAC (Small) - Fuel Sub - Panel Upgrade - ZEAS 2030 - Cold | 0.018069 | 0.186 | 0 | CBSA 2014, adjusted to reflect new efficiencies | 1918.6728 | 2032 | 1 | SWHC046-03
COM-HVAC-FS-PU-22-ZEAS.65 | Com ¦ Small Packaged Heat Pump (SEER 16) - Fuel Sub - Panel Upgrade - ZEAS 2030 - Cold ¦ SCG ¦ Cold | Com ¦ Small Packaged Heat Pump (SEER 16) - Fuel Sub - Panel Upgrade - ZEAS 2030 - Cold | SCG ¦ Cold | SCG | All | Electric & Gas | SEER16 Heat Pump, <65 kbtuh, NR | Efficient |  |  | 1 | Conventional | HVAC | Com - Office (Large) | Com | ROB Only | 1 | 1000 sqft2 of floor space | Cap-Tons | 15 | DEER:HVAC_Split-Package_HP | -30.15 | 0 | -24.4 | SWHC046-03 | 1402.6667 | 2021 | 679.11 | 2021 | 2138.2074 | -50.67 | SWHC046-03 | Com Central HVAC (Small) - Fuel Sub - Panel Upgrade - ZEAS 2030 - Cold ¦ SCG ¦ Cold | Com Central HVAC (Small) - Fuel Sub - Panel Upgrade - ZEAS 2030 - Cold | 0.023953 | 0.186 | 0 | CBSA 2014, adjusted to reflect new efficiencies | 112.5714 | 2032 | 1 | SWHC046-03
COM-HVAC-FS-PU-22-ZEAS.66 | Com ¦ Small Packaged Heat Pump (SEER 16) - Fuel Sub - Panel Upgrade - ZEAS 2030 - Cold ¦ SCG ¦ Cold | Com ¦ Small Packaged Heat Pump (SEER 16) - Fuel Sub - Panel Upgrade - ZEAS 2030 - Cold | SCG ¦ Cold | SCG | All | Electric & Gas | SEER16 Heat Pump, <65 kbtuh, NR | Efficient |  |  | 1 | Conventional | HVAC | Com - Office (Small) | Com | ROB Only | 1 | 1000 sqft2 of floor space | Cap-Tons | 15 | DEER:HVAC_Split-Package_HP | 165.5 | 0 | -49.4 | SWHC046-03 | 1402.6667 | 2021 | 679.11 | 2021 | 2138.2074 | -50.67 | SWHC046-03 | Com Central HVAC (Small) - Fuel Sub - Panel Upgrade - ZEAS 2030 - Cold ¦ SCG ¦ Cold | Com Central HVAC (Small) - Fuel Sub - Panel Upgrade - ZEAS 2030 - Cold | 0.027176 | 0.186 | 0 | CBSA 2014, adjusted to reflect new efficiencies | 90.2081 | 2032 | 1 | SWHC046-03
COM-HVAC-FS-PU-22-ZEAS.67 | Com ¦ Small Packaged Heat Pump (SEER 16) - Fuel Sub - Panel Upgrade - ZEAS 2030 - Cold ¦ SCG ¦ Cold | Com ¦ Small Packaged Heat Pump (SEER 16) - Fuel Sub - Panel Upgrade - ZEAS 2030 - Cold | SCG ¦ Cold | SCG | All | Electric & Gas | SEER16 Heat Pump, <65 kbtuh, NR | Efficient |  |  | 1 | Conventional | HVAC | Com - Other | Com | ROB Only | 1 | 1000 sqft2 of floor space | Cap-Tons | 15 | DEER:HVAC_Split-Package_HP | 783 | 0 | -172 | SWHC046-03 | 1402.6667 | 2021 | 679.11 | 2021 | 2138.2074 | -50.67 | SWHC046-03 | Com Central HVAC (Small) - Fuel Sub - Panel Upgrade - ZEAS 2030 - Cold ¦ SCG ¦ Cold | Com Central HVAC (Small) - Fuel Sub - Panel Upgrade - ZEAS 2030 - Cold | 0.038925 | 0.186 | 0 | CBSA 2014, adjusted to reflect new efficiencies | 692.6988 | 2032 | 1 | SWHC046-03
COM-HVAC-FS-PU-22-ZEAS.68 | Com ¦ Small Packaged Heat Pump (SEER 16) - Fuel Sub - Panel Upgrade - ZEAS 2030 - Cold ¦ SCG ¦ Cold | Com ¦ Small Packaged Heat Pump (SEER 16) - Fuel Sub - Panel Upgrade - ZEAS 2030 - Cold | SCG ¦ Cold | SCG | All | Electric & Gas | SEER16 Heat Pump, <65 kbtuh, NR | Efficient |  |  | 1 | Conventional | HVAC | Com - Refrig. Warehouse | Com | ROB Only | 1 | 1000 sqft2 of floor space | Cap-Tons | 15 | DEER:HVAC_Split-Package_HP | 0 | 0 | 0 | SWHC046-03 | 0 | 2021 | 0 | 2021 | 2138.2074 | -50.67 | SWHC046-03 | Com Central HVAC (Small) - Fuel Sub - Panel Upgrade - ZEAS 2030 - Cold ¦ SCG ¦ Cold | Com Central HVAC (Small) - Fuel Sub - Panel Upgrade - ZEAS 2030 - Cold | 0 | 0.186 | 0 | CBSA 2014, adjusted to reflect new efficiencies | 0 | 2032 | 1 | SWHC046-03
COM-HVAC-FS-PU-22-ZEAS.69 | Com ¦ Small Packaged Heat Pump (SEER 16) - Fuel Sub - Panel Upgrade - ZEAS 2030 - Cold ¦ SCG ¦ Cold | Com ¦ Small Packaged Heat Pump (SEER 16) - Fuel Sub - Panel Upgrade - ZEAS 2030 - Cold | SCG ¦ Cold | SCG | All | Electric & Gas | SEER16 Heat Pump, <65 kbtuh, NR | Efficient |  |  | 1 | Conventional | HVAC | Com - Restaurant | Com | ROB Only | 1 | 1000 sqft2 of floor space | Cap-Tons | 15 | DEER:HVAC_Split-Package_HP | 484.6411 | 0 | -140.5022 | SWHC046-03 | 1402.6667 | 2021 | 679.11 | 2021 | 2138.2074 | -50.67 | SWHC046-03 | Com Central HVAC (Small) - Fuel Sub - Panel Upgrade - ZEAS 2030 - Cold ¦ SCG ¦ Cold | Com Central HVAC (Small) - Fuel Sub - Panel Upgrade - ZEAS 2030 - Cold | 0.039657 | 0.186 | 0 | CBSA 2014, adjusted to reflect new efficiencies | 96.9379 | 2032 | 1 | SWHC046-03
COM-HVAC-FS-PU-22-ZEAS.70 | Com ¦ Small Packaged Heat Pump (SEER 16) - Fuel Sub - Panel Upgrade - ZEAS 2030 - Cold ¦ SCG ¦ Cold | Com ¦ Small Packaged Heat Pump (SEER 16) - Fuel Sub - Panel Upgrade - ZEAS 2030 - Cold | SCG ¦ Cold | SCG | All | Electric & Gas | SEER16 Heat Pump, <65 kbtuh, NR | Efficient |  |  | 1 | Conventional | HVAC | Com - Retail | Com | ROB Only | 1 | 1000 sqft2 of floor space | Cap-Tons | 15 | DEER:HVAC_Split-Package_HP | 410.9137 | 0 | -114.1883 | SWHC046-03 | 1402.6667 | 2021 | 679.11 | 2021 | 2138.2074 | -50.67 | SWHC046-03 | Com Central HVAC (Small) - Fuel Sub - Panel Upgrade - ZEAS 2030 - Cold ¦ SCG ¦ Cold | Com Central HVAC (Small) - Fuel Sub - Panel Upgrade - ZEAS 2030 - Cold | 0.016778 | 0.186 | 0 | CBSA 2014, adjusted to reflect new efficiencies | 419.8565 | 2032 | 1 | SWHC046-03
COM-HVAC-FS-PU-22-ZEAS.71 | Com ¦ Small Packaged Heat Pump (SEER 16) - Fuel Sub - Panel Upgrade - ZEAS 2030 - Cold ¦ SCG ¦ Cold | Com ¦ Small Packaged Heat Pump (SEER 16) - Fuel Sub - Panel Upgrade - ZEAS 2030 - Cold | SCG ¦ Cold | SCG | All | Electric & Gas | SEER16 Heat Pump, <65 kbtuh, NR | Efficient |  |  | 1 | Conventional | HVAC | Com - School | Com | ROB Only | 1 | 1000 sqft2 of floor space | Cap-Tons | 15 | DEER:HVAC_Split-Package_HP | 494.5432 | 0 | -96.149 | SWHC046-03 | 1402.6667 | 2021 | 679.11 | 2021 | 2138.2074 | -50.67 | SWHC046-03 | Com Central HVAC (Small) - Fuel Sub - Panel Upgrade - ZEAS 2030 - Cold ¦ SCG ¦ Cold | Com Central HVAC (Small) - Fuel Sub - Panel Upgrade - ZEAS 2030 - Cold | 0.027322 | 0.186 | 0 | CBSA 2014, adjusted to reflect new efficiencies | 138.251 | 2032 | 1 | SWHC046-03
COM-HVAC-FS-PU-22-ZEAS.72 | Com ¦ Small Packaged Heat Pump (SEER 16) - Fuel Sub - Panel Upgrade - ZEAS 2030 - Cold ¦ SCG ¦ Cold | Com ¦ Small Packaged Heat Pump (SEER 16) - Fuel Sub - Panel Upgrade - ZEAS 2030 - Cold | SCG ¦ Cold | SCG | All | Electric & Gas | SEER16 Heat Pump, <65 kbtuh, NR | Efficient |  |  | 1 | Conventional | HVAC | Com - Warehouse | Com | ROB Only | 1 | 1000 sqft2 of floor space | Cap-Tons | 15 | DEER:HVAC_Split-Package_HP | 827 | 0 | -152 | SWHC046-03 | 1402.6667 | 2021 | 679.11 | 2021 | 2138.2074 | -50.67 | SWHC046-03 | Com Central HVAC (Small) - Fuel Sub - Panel Upgrade - ZEAS 2030 - Cold ¦ SCG ¦ Cold | Com Central HVAC (Small) - Fuel Sub - Panel Upgrade - ZEAS 2030 - Cold | 0.0051386 | 0.186 | 0 | CBSA 2014, adjusted to reflect new efficiencies | 392.8804 | 2032 | 1 | SWHC046-03
COM-HVAC-FS-PU-22-ZEAS.73 | Com ¦ Small Packaged Heat Pump (SEER 16) - Fuel Sub - Panel Upgrade - ZEAS 2030 - Marine ¦ SDG&E ¦ Marine | Com ¦ Small Packaged Heat Pump (SEER 16) - Fuel Sub - Panel Upgrade - ZEAS 2030 - Marine | SDG&E ¦ Marine | SDG&E | All | Electric & Gas | SEER16 Heat Pump, <65 kbtuh, NR | Efficient |  |  | 1 | Conventional | HVAC | Com - College | Com | ROB Only | 1 | 1000 sqft2 of floor space | Cap-Tons | 15 | DEER:HVAC_Split-Package_HP | -162.6608 | 0 | -12.4101 | SWHC046-03 | 1402.6667 | 2021 | 679.11 | 2021 | 2138.2074 | -50.67 | SWHC046-03 | Com Central HVAC (Small) - Fuel Sub - Panel Upgrade - ZEAS 2030 - Marine ¦ SDG&E ¦ Marine | Com Central HVAC (Small) - Fuel Sub - Panel Upgrade - ZEAS 2030 - Marine | 0.022234 | 0.186 | 0 | CBSA 2014, adjusted to reflect new efficiencies | 53.217 | 2032 | 1 | SWHC046-03
COM-HVAC-FS-PU-22-ZEAS.74 | Com ¦ Small Packaged Heat Pump (SEER 16) - Fuel Sub - Panel Upgrade - ZEAS 2030 - Marine ¦ SDG&E ¦ Marine | Com ¦ Small Packaged Heat Pump (SEER 16) - Fuel Sub - Panel Upgrade - ZEAS 2030 - Marine | SDG&E ¦ Marine | SDG&E | All | Electric & Gas | SEER16 Heat Pump, <65 kbtuh, NR | Efficient |  |  | 1 | Conventional | HVAC | Com - Grocery | Com | ROB Only | 1 | 1000 sqft2 of floor space | Cap-Tons | 15 | DEER:HVAC_Split-Package_HP | -124.5 | 0 | -80.6 | SWHC046-03 | 1402.6667 | 2021 | 679.11 | 2021 | 2138.2074 | -50.67 | SWHC046-03 | Com Central HVAC (Small) - Fuel Sub - Panel Upgrade - ZEAS 2030 - Marine ¦ SDG&E ¦ Marine | Com Central HVAC (Small) - Fuel Sub - Panel Upgrade - ZEAS 2030 - Marine | 0.041033 | 0.186 | 0 | CBSA 2014, adjusted to reflect new efficiencies | 196.2672 | 2032 | 1 | SWHC046-03
COM-HVAC-FS-PU-22-ZEAS.75 | Com ¦ Small Packaged Heat Pump (SEER 16) - Fuel Sub - Panel Upgrade - ZEAS 2030 - Marine ¦ SDG&E ¦ Marine | Com ¦ Small Packaged Heat Pump (SEER 16) - Fuel Sub - Panel Upgrade - ZEAS 2030 - Marine | SDG&E ¦ Marine | SDG&E | All | Electric & Gas | SEER16 Heat Pump, <65 kbtuh, NR | Efficient |  |  | 1 | Conventional | HVAC | Com - Health | Com | ROB Only | 1 | 1000 sqft2 of floor space | Cap-Tons | 15 | DEER:HVAC_Split-Package_HP | -373.4684 | 0 | -22.4855 | SWHC046-03 | 1402.6667 | 2021 | 679.11 | 2021 | 2138.2074 | -50.67 | SWHC046-03 | Com Central HVAC (Small) - Fuel Sub - Panel Upgrade - ZEAS 2030 - Marine ¦ SDG&E ¦ Marine | Com Central HVAC (Small) - Fuel Sub - Panel Upgrade - ZEAS 2030 - Marine | 0.031998 | 0.186 | 0 | CBSA 2014, adjusted to reflect new efficiencies | 87.9507 | 2032 | 1 | SWHC046-03
COM-HVAC-FS-PU-22-ZEAS.76 | Com ¦ Small Packaged Heat Pump (SEER 16) - Fuel Sub - Panel Upgrade - ZEAS 2030 - Marine ¦ SDG&E ¦ Marine | Com ¦ Small Packaged Heat Pump (SEER 16) - Fuel Sub - Panel Upgrade - ZEAS 2030 - Marine | SDG&E ¦ Marine | SDG&E | All | Electric & Gas | SEER16 Heat Pump, <65 kbtuh, NR | Efficient |  |  | 1 | Conventional | HVAC | Com - Lodging | Com | ROB Only | 1 | 1000 sqft2 of floor space | Cap-Tons | 15 | DEER:HVAC_Split-Package_HP | -186.8129 | 0 | -41.9025 | SWHC046-03 | 1402.6667 | 2021 | 679.11 | 2021 | 2138.2074 | -50.67 | SWHC046-03 | Com Central HVAC (Small) - Fuel Sub - Panel Upgrade - ZEAS 2030 - Marine ¦ SDG&E ¦ Marine | Com Central HVAC (Small) - Fuel Sub - Panel Upgrade - ZEAS 2030 - Marine | 0.017903 | 0.186 | 0 | CBSA 2014, adjusted to reflect new efficiencies | 443.3849 | 2032 | 1 | SWHC046-03
COM-HVAC-FS-PU-22-ZEAS.77 | Com ¦ Small Packaged Heat Pump (SEER 16) - Fuel Sub - Panel Upgrade - ZEAS 2030 - Marine ¦ SDG&E ¦ Marine | Com ¦ Small Packaged Heat Pump (SEER 16) - Fuel Sub - Panel Upgrade - ZEAS 2030 - Marine | SDG&E ¦ Marine | SDG&E | All | Electric & Gas | SEER16 Heat Pump, <65 kbtuh, NR | Efficient |  |  | 1 | Conventional | HVAC | Com - Office (Large) | Com | ROB Only | 1 | 1000 sqft2 of floor space | Cap-Tons | 15 | DEER:HVAC_Split-Package_HP | -189.5 | 0 | -0.948 | SWHC046-03 | 1402.6667 | 2021 | 679.11 | 2021 | 2138.2074 | -50.67 | SWHC046-03 | Com Central HVAC (Small) - Fuel Sub - Panel Upgrade - ZEAS 2030 - Marine ¦ SDG&E ¦ Marine | Com Central HVAC (Small) - Fuel Sub - Panel Upgrade - ZEAS 2030 - Marine | 0.023374 | 0.186 | 0 | CBSA 2014, adjusted to reflect new efficiencies | 23.1032 | 2032 | 1 | SWHC046-03
COM-HVAC-FS-PU-22-ZEAS.78 | Com ¦ Small Packaged Heat Pump (SEER 16) - Fuel Sub - Panel Upgrade - ZEAS 2030 - Marine ¦ SDG&E ¦ Marine | Com ¦ Small Packaged Heat Pump (SEER 16) - Fuel Sub - Panel Upgrade - ZEAS 2030 - Marine | SDG&E ¦ Marine | SDG&E | All | Electric & Gas | SEER16 Heat Pump, <65 kbtuh, NR | Efficient |  |  | 1 | Conventional | HVAC | Com - Office (Small) | Com | ROB Only | 1 | 1000 sqft2 of floor space | Cap-Tons | 15 | DEER:HVAC_Split-Package_HP | -165 | 0 | -5.55 | SWHC046-03 | 1402.6667 | 2021 | 679.11 | 2021 | 2138.2074 | -50.67 | SWHC046-03 | Com Central HVAC (Small) - Fuel Sub - Panel Upgrade - ZEAS 2030 - Marine ¦ SDG&E ¦ Marine | Com Central HVAC (Small) - Fuel Sub - Panel Upgrade - ZEAS 2030 - Marine | 0.028381 | 0.186 | 0 | CBSA 2014, adjusted to reflect new efficiencies | 18.5521 | 2032 | 1 | SWHC046-03
COM-HVAC-FS-PU-22-ZEAS.79 | Com ¦ Small Packaged Heat Pump (SEER 16) - Fuel Sub - Panel Upgrade - ZEAS 2030 - Marine ¦ SDG&E ¦ Marine | Com ¦ Small Packaged Heat Pump (SEER 16) - Fuel Sub - Panel Upgrade - ZEAS 2030 - Marine | SDG&E ¦ Marine | SDG&E | All | Electric & Gas | SEER16 Heat Pump, <65 kbtuh, NR | Efficient |  |  | 1 | Conventional | HVAC | Com - Other | Com | ROB Only | 1 | 1000 sqft2 of floor space | Cap-Tons | 15 | DEER:HVAC_Split-Package_HP | -130 | 0 | -25 | SWHC046-03 | 1402.6667 | 2021 | 679.11 | 2021 | 2138.2074 | -50.67 | SWHC046-03 | Com Central HVAC (Small) - Fuel Sub - Panel Upgrade - ZEAS 2030 - Marine ¦ SDG&E ¦ Marine | Com Central HVAC (Small) - Fuel Sub - Panel Upgrade - ZEAS 2030 - Marine | 0.03826 | 0.186 | 0 | CBSA 2014, adjusted to reflect new efficiencies | 127.6053 | 2032 | 1 | SWHC046-03
COM-HVAC-FS-PU-22-ZEAS.80 | Com ¦ Small Packaged Heat Pump (SEER 16) - Fuel Sub - Panel Upgrade - ZEAS 2030 - Marine ¦ SDG&E ¦ Marine | Com ¦ Small Packaged Heat Pump (SEER 16) - Fuel Sub - Panel Upgrade - ZEAS 2030 - Marine | SDG&E ¦ Marine | SDG&E | All | Electric & Gas | SEER16 Heat Pump, <65 kbtuh, NR | Efficient |  |  | 1 | Conventional | HVAC | Com - Refrig. Warehouse | Com | ROB Only | 1 | 1000 sqft2 of floor space | Cap-Tons | 15 | DEER:HVAC_Split-Package_HP | 0 | 0 | 0 | SWHC046-03 | 0 | 2021 | 0 | 2021 | 2138.2074 | -50.67 | SWHC046-03 | Com Central HVAC (Small) - Fuel Sub - Panel Upgrade - ZEAS 2030 - Marine ¦ SDG&E ¦ Marine | Com Central HVAC (Small) - Fuel Sub - Panel Upgrade - ZEAS 2030 - Marine | 0 | 0.186 | 0 | CBSA 2014, adjusted to reflect new efficiencies | 0 | 2032 | 1 | SWHC046-03
COM-HVAC-FS-PU-22-ZEAS.81 | Com ¦ Small Packaged Heat Pump (SEER 16) - Fuel Sub - Panel Upgrade - ZEAS 2030 - Marine ¦ SDG&E ¦ Marine | Com ¦ Small Packaged Heat Pump (SEER 16) - Fuel Sub - Panel Upgrade - ZEAS 2030 - Marine | SDG&E ¦ Marine | SDG&E | All | Electric & Gas | SEER16 Heat Pump, <65 kbtuh, NR | Efficient |  |  | 1 | Conventional | HVAC | Com - Restaurant | Com | ROB Only | 1 | 1000 sqft2 of floor space | Cap-Tons | 15 | DEER:HVAC_Split-Package_HP | -170.1253 | 0 | -11.7207 | SWHC046-03 | 1402.6667 | 2021 | 679.11 | 2021 | 2138.2074 | -50.67 | SWHC046-03 | Com Central HVAC (Small) - Fuel Sub - Panel Upgrade - ZEAS 2030 - Marine ¦ SDG&E ¦ Marine | Com Central HVAC (Small) - Fuel Sub - Panel Upgrade - ZEAS 2030 - Marine | 0.041427 | 0.186 | 0 | CBSA 2014, adjusted to reflect new efficiencies | 11.8284 | 2032 | 1 | SWHC046-03
COM-HVAC-FS-PU-22-ZEAS.82 | Com ¦ Small Packaged Heat Pump (SEER 16) - Fuel Sub - Panel Upgrade - ZEAS 2030 - Marine ¦ SDG&E ¦ Marine | Com ¦ Small Packaged Heat Pump (SEER 16) - Fuel Sub - Panel Upgrade - ZEAS 2030 - Marine | SDG&E ¦ Marine | SDG&E | All | Electric & Gas | SEER16 Heat Pump, <65 kbtuh, NR | Efficient |  |  | 1 | Conventional | HVAC | Com - Retail | Com | ROB Only | 1 | 1000 sqft2 of floor space | Cap-Tons | 15 | DEER:HVAC_Split-Package_HP | -213.5296 | 0 | -11.8403 | SWHC046-03 | 1402.6667 | 2021 | 679.11 | 2021 | 2138.2074 | -50.67 | SWHC046-03 | Com Central HVAC (Small) - Fuel Sub - Panel Upgrade - ZEAS 2030 - Marine ¦ SDG&E ¦ Marine | Com Central HVAC (Small) - Fuel Sub - Panel Upgrade - ZEAS 2030 - Marine | 0.016794 | 0.186 | 0 | CBSA 2014, adjusted to reflect new efficiencies | 133.5211 | 2032 | 1 | SWHC046-03
COM-HVAC-FS-PU-22-ZEAS.83 | Com ¦ Small Packaged Heat Pump (SEER 16) - Fuel Sub - Panel Upgrade - ZEAS 2030 - Marine ¦ SDG&E ¦ Marine | Com ¦ Small Packaged Heat Pump (SEER 16) - Fuel Sub - Panel Upgrade - ZEAS 2030 - Marine | SDG&E ¦ Marine | SDG&E | All | Electric & Gas | SEER16 Heat Pump, <65 kbtuh, NR | Efficient |  |  | 1 | Conventional | HVAC | Com - School | Com | ROB Only | 1 | 1000 sqft2 of floor space | Cap-Tons | 15 | DEER:HVAC_Split-Package_HP | -70.5949 | 0 | -12.1639 | SWHC046-03 | 1402.6667 | 2021 | 679.11 | 2021 | 2138.2074 | -50.67 | SWHC046-03 | Com Central HVAC (Small) - Fuel Sub - Panel Upgrade - ZEAS 2030 - Marine ¦ SDG&E ¦ Marine | Com Central HVAC (Small) - Fuel Sub - Panel Upgrade - ZEAS 2030 - Marine | 0.028241 | 0.186 | 0 | CBSA 2014, adjusted to reflect new efficiencies | 39.4146 | 2032 | 1 | SWHC046-03
COM-HVAC-FS-PU-22-ZEAS.84 | Com ¦ Small Packaged Heat Pump (SEER 16) - Fuel Sub - Panel Upgrade - ZEAS 2030 - Marine ¦ SDG&E ¦ Marine | Com ¦ Small Packaged Heat Pump (SEER 16) - Fuel Sub - Panel Upgrade - ZEAS 2030 - Marine | SDG&E ¦ Marine | SDG&E | All | Electric & Gas | SEER16 Heat Pump, <65 kbtuh, NR | Efficient |  |  | 1 | Conventional | HVAC | Com - Warehouse | Com | ROB Only | 1 | 1000 sqft2 of floor space | Cap-Tons | 15 | DEER:HVAC_Split-Package_HP | -53.85 | 0 | -34.2 | SWHC046-03 | 1402.6667 | 2021 | 679.11 | 2021 | 2138.2074 | -50.67 | SWHC046-03 | Com Central HVAC (Small) - Fuel Sub - Panel Upgrade - ZEAS 2030 - Marine ¦ SDG&E ¦ Marine | Com Central HVAC (Small) - Fuel Sub - Panel Upgrade - ZEAS 2030 - Marine | 0.0051502 | 0.186 | 0 | CBSA 2014, adjusted to reflect new efficiencies | 160.3093 | 2032 | 1 | SWHC046-03
COM-HVAC-FS-PU-22-ZEAS.85 | Com ¦ Small Packaged Heat Pump (SEER 16) - Fuel Sub - Panel Upgrade - ZEAS 2030 - Hot-Dry ¦ SDG&E ¦ Hot-Dry | Com ¦ Small Packaged Heat Pump (SEER 16) - Fuel Sub - Panel Upgrade - ZEAS 2030 - Hot-Dry | SDG&E ¦ Hot-Dry | SDG&E | All | Electric & Gas | SEER16 Heat Pump, <65 kbtuh, NR | Efficient |  |  | 1 | Conventional | HVAC | Com - College | Com | ROB Only | 1 | 1000 sqft2 of floor space | Cap-Tons | 15 | DEER:HVAC_Split-Package_HP | -150.9043 | 0 | -10.793 | SWHC046-03 | 1402.6667 | 2021 | 679.11 | 2021 | 2138.2074 | -50.67 | SWHC046-03 | Com Central HVAC (Small) - Fuel Sub - Panel Upgrade - ZEAS 2030 - Hot-Dry ¦ SDG&E ¦ Hot-Dry | Com Central HVAC (Small) - Fuel Sub - Panel Upgrade - ZEAS 2030 - Hot-Dry | 0.022234 | 0.186 | 0 | CBSA 2014, adjusted to reflect new efficiencies | 46.9954 | 2032 | 1 | SWHC046-03
COM-HVAC-FS-PU-22-ZEAS.86 | Com ¦ Small Packaged Heat Pump (SEER 16) - Fuel Sub - Panel Upgrade - ZEAS 2030 - Hot-Dry ¦ SDG&E ¦ Hot-Dry | Com ¦ Small Packaged Heat Pump (SEER 16) - Fuel Sub - Panel Upgrade - ZEAS 2030 - Hot-Dry | SDG&E ¦ Hot-Dry | SDG&E | All | Electric & Gas | SEER16 Heat Pump, <65 kbtuh, NR | Efficient |  |  | 1 | Conventional | HVAC | Com - Grocery | Com | ROB Only | 1 | 1000 sqft2 of floor space | Cap-Tons | 15 | DEER:HVAC_Split-Package_HP | -131 | 0 | -79.1 | SWHC046-03 | 1402.6667 | 2021 | 679.11 | 2021 | 2138.2074 | -50.67 | SWHC046-03 | Com Central HVAC (Small) - Fuel Sub - Panel Upgrade - ZEAS 2030 - Hot-Dry ¦ SDG&E ¦ Hot-Dry | Com Central HVAC (Small) - Fuel Sub - Panel Upgrade - ZEAS 2030 - Hot-Dry | 0.041033 | 0.186 | 0 | CBSA 2014, adjusted to reflect new efficiencies | 193.1105 | 2032 | 1 | SWHC046-03
COM-HVAC-FS-PU-22-ZEAS.87 | Com ¦ Small Packaged Heat Pump (SEER 16) - Fuel Sub - Panel Upgrade - ZEAS 2030 - Hot-Dry ¦ SDG&E ¦ Hot-Dry | Com ¦ Small Packaged Heat Pump (SEER 16) - Fuel Sub - Panel Upgrade - ZEAS 2030 - Hot-Dry | SDG&E ¦ Hot-Dry | SDG&E | All | Electric & Gas | SEER16 Heat Pump, <65 kbtuh, NR | Efficient |  |  | 1 | Conventional | HVAC | Com - Health | Com | ROB Only | 1 | 1000 sqft2 of floor space | Cap-Tons | 15 | DEER:HVAC_Split-Package_HP | -361.3677 | 0 | -17.1444 | SWHC046-03 | 1402.6667 | 2021 | 679.11 | 2021 | 2138.2074 | -50.67 | SWHC046-03 | Com Central HVAC (Small) - Fuel Sub - Panel Upgrade - ZEAS 2030 - Hot-Dry ¦ SDG&E ¦ Hot-Dry | Com Central HVAC (Small) - Fuel Sub - Panel Upgrade - ZEAS 2030 - Hot-Dry | 0.031998 | 0.186 | 0 | CBSA 2014, adjusted to reflect new efficiencies | 72.0725 | 2032 | 1 | SWHC046-03
COM-HVAC-FS-PU-22-ZEAS.88 | Com ¦ Small Packaged Heat Pump (SEER 16) - Fuel Sub - Panel Upgrade - ZEAS 2030 - Hot-Dry ¦ SDG&E ¦ Hot-Dry | Com ¦ Small Packaged Heat Pump (SEER 16) - Fuel Sub - Panel Upgrade - ZEAS 2030 - Hot-Dry | SDG&E ¦ Hot-Dry | SDG&E | All | Electric & Gas | SEER16 Heat Pump, <65 kbtuh, NR | Efficient |  |  | 1 | Conventional | HVAC | Com - Lodging | Com | ROB Only | 1 | 1000 sqft2 of floor space | Cap-Tons | 15 | DEER:HVAC_Split-Package_HP | -206.6509 | 0 | -33.7874 | SWHC046-03 | 1402.6667 | 2021 | 679.11 | 2021 | 2138.2074 | -50.67 | SWHC046-03 | Com Central HVAC (Small) - Fuel Sub - Panel Upgrade - ZEAS 2030 - Hot-Dry ¦ SDG&E ¦ Hot-Dry | Com Central HVAC (Small) - Fuel Sub - Panel Upgrade - ZEAS 2030 - Hot-Dry | 0.017903 | 0.186 | 0 | CBSA 2014, adjusted to reflect new efficiencies | 366.3494 | 2032 | 1 | SWHC046-03
COM-HVAC-FS-PU-22-ZEAS.89 | Com ¦ Small Packaged Heat Pump (SEER 16) - Fuel Sub - Panel Upgrade - ZEAS 2030 - Hot-Dry ¦ SDG&E ¦ Hot-Dry | Com ¦ Small Packaged Heat Pump (SEER 16) - Fuel Sub - Panel Upgrade - ZEAS 2030 - Hot-Dry | SDG&E ¦ Hot-Dry | SDG&E | All | Electric & Gas | SEER16 Heat Pump, <65 kbtuh, NR | Efficient |  |  | 1 | Conventional | HVAC | Com - Office (Large) | Com | ROB Only | 1 | 1000 sqft2 of floor space | Cap-Tons | 15 | DEER:HVAC_Split-Package_HP | -171.5 | 0 | -0.5795 | SWHC046-03 | 1402.6667 | 2021 | 679.11 | 2021 | 2138.2074 | -50.67 | SWHC046-03 | Com Central HVAC (Small) - Fuel Sub - Panel Upgrade - ZEAS 2030 - Hot-Dry ¦ SDG&E ¦ Hot-Dry | Com Central HVAC (Small) - Fuel Sub - Panel Upgrade - ZEAS 2030 - Hot-Dry | 0.023374 | 0.186 | 0 | CBSA 2014, adjusted to reflect new efficiencies | 19.6583 | 2032 | 1 | SWHC046-03
COM-HVAC-FS-PU-22-ZEAS.90 | Com ¦ Small Packaged Heat Pump (SEER 16) - Fuel Sub - Panel Upgrade - ZEAS 2030 - Hot-Dry ¦ SDG&E ¦ Hot-Dry | Com ¦ Small Packaged Heat Pump (SEER 16) - Fuel Sub - Panel Upgrade - ZEAS 2030 - Hot-Dry | SDG&E ¦ Hot-Dry | SDG&E | All | Electric & Gas | SEER16 Heat Pump, <65 kbtuh, NR | Efficient |  |  | 1 | Conventional | HVAC | Com - Office (Small) | Com | ROB Only | 1 | 1000 sqft2 of floor space | Cap-Tons | 15 | DEER:HVAC_Split-Package_HP | -155.5 | 0 | -4.435 | SWHC046-03 | 1402.6667 | 2021 | 679.11 | 2021 | 2138.2074 | -50.67 | SWHC046-03 | Com Central HVAC (Small) - Fuel Sub - Panel Upgrade - ZEAS 2030 - Hot-Dry ¦ SDG&E ¦ Hot-Dry | Com Central HVAC (Small) - Fuel Sub - Panel Upgrade - ZEAS 2030 - Hot-Dry | 0.028381 | 0.186 | 0 | CBSA 2014, adjusted to reflect new efficiencies | 15.9092 | 2032 | 1 | SWHC046-03
COM-HVAC-FS-PU-22-ZEAS.91 | Com ¦ Small Packaged Heat Pump (SEER 16) - Fuel Sub - Panel Upgrade - ZEAS 2030 - Hot-Dry ¦ SDG&E ¦ Hot-Dry | Com ¦ Small Packaged Heat Pump (SEER 16) - Fuel Sub - Panel Upgrade - ZEAS 2030 - Hot-Dry | SDG&E ¦ Hot-Dry | SDG&E | All | Electric & Gas | SEER16 Heat Pump, <65 kbtuh, NR | Efficient |  |  | 1 | Conventional | HVAC | Com - Other | Com | ROB Only | 1 | 1000 sqft2 of floor space | Cap-Tons | 15 | DEER:HVAC_Split-Package_HP | -123.5 | 0 | -21.8 | SWHC046-03 | 1402.6667 | 2021 | 679.11 | 2021 | 2138.2074 | -50.67 | SWHC046-03 | Com Central HVAC (Small) - Fuel Sub - Panel Upgrade - ZEAS 2030 - Hot-Dry ¦ SDG&E ¦ Hot-Dry | Com Central HVAC (Small) - Fuel Sub - Panel Upgrade - ZEAS 2030 - Hot-Dry | 0.03826 | 0.186 | 0 | CBSA 2014, adjusted to reflect new efficiencies | 112.3916 | 2032 | 1 | SWHC046-03
COM-HVAC-FS-PU-22-ZEAS.92 | Com ¦ Small Packaged Heat Pump (SEER 16) - Fuel Sub - Panel Upgrade - ZEAS 2030 - Hot-Dry ¦ SDG&E ¦ Hot-Dry | Com ¦ Small Packaged Heat Pump (SEER 16) - Fuel Sub - Panel Upgrade - ZEAS 2030 - Hot-Dry | SDG&E ¦ Hot-Dry | SDG&E | All | Electric & Gas | SEER16 Heat Pump, <65 kbtuh, NR | Efficient |  |  | 1 | Conventional | HVAC | Com - Refrig. Warehouse | Com | ROB Only | 1 | 1000 sqft2 of floor space | Cap-Tons | 15 | DEER:HVAC_Split-Package_HP | 0 | 0 | 0 | SWHC046-03 | 0 | 2021 | 0 | 2021 | 2138.2074 | -50.67 | SWHC046-03 | Com Central HVAC (Small) - Fuel Sub - Panel Upgrade - ZEAS 2030 - Hot-Dry ¦ SDG&E ¦ Hot-Dry | Com Central HVAC (Small) - Fuel Sub - Panel Upgrade - ZEAS 2030 - Hot-Dry | 0 | 0.186 | 0 | CBSA 2014, adjusted to reflect new efficiencies | 0 | 2032 | 1 | SWHC046-03
COM-HVAC-FS-PU-22-ZEAS.93 | Com ¦ Small Packaged Heat Pump (SEER 16) - Fuel Sub - Panel Upgrade - ZEAS 2030 - Hot-Dry ¦ SDG&E ¦ Hot-Dry | Com ¦ Small Packaged Heat Pump (SEER 16) - Fuel Sub - Panel Upgrade - ZEAS 2030 - Hot-Dry | SDG&E ¦ Hot-Dry | SDG&E | All | Electric & Gas | SEER16 Heat Pump, <65 kbtuh, NR | Efficient |  |  | 1 | Conventional | HVAC | Com - Restaurant | Com | ROB Only | 1 | 1000 sqft2 of floor space | Cap-Tons | 15 | DEER:HVAC_Split-Package_HP | -153.6264 | 0 | -8.0956 | SWHC046-03 | 1402.6667 | 2021 | 679.11 | 2021 | 2138.2074 | -50.67 | SWHC046-03 | Com Central HVAC (Small) - Fuel Sub - Panel Upgrade - ZEAS 2030 - Hot-Dry ¦ SDG&E ¦ Hot-Dry | Com Central HVAC (Small) - Fuel Sub - Panel Upgrade - ZEAS 2030 - Hot-Dry | 0.041427 | 0.186 | 0 | CBSA 2014, adjusted to reflect new efficiencies | 8.8118 | 2032 | 1 | SWHC046-03
COM-HVAC-FS-PU-22-ZEAS.94 | Com ¦ Small Packaged Heat Pump (SEER 16) - Fuel Sub - Panel Upgrade - ZEAS 2030 - Hot-Dry ¦ SDG&E ¦ Hot-Dry | Com ¦ Small Packaged Heat Pump (SEER 16) - Fuel Sub - Panel Upgrade - ZEAS 2030 - Hot-Dry | SDG&E ¦ Hot-Dry | SDG&E | All | Electric & Gas | SEER16 Heat Pump, <65 kbtuh, NR | Efficient |  |  | 1 | Conventional | HVAC | Com - Retail | Com | ROB Only | 1 | 1000 sqft2 of floor space | Cap-Tons | 15 | DEER:HVAC_Split-Package_HP | -190.1401 | 0 | -9.8184 | SWHC046-03 | 1402.6667 | 2021 | 679.11 | 2021 | 2138.2074 | -50.67 | SWHC046-03 | Com Central HVAC (Small) - Fuel Sub - Panel Upgrade - ZEAS 2030 - Hot-Dry ¦ SDG&E ¦ Hot-Dry | Com Central HVAC (Small) - Fuel Sub - Panel Upgrade - ZEAS 2030 - Hot-Dry | 0.016794 | 0.186 | 0 | CBSA 2014, adjusted to reflect new efficiencies | 115.3134 | 2032 | 1 | SWHC046-03
COM-HVAC-FS-PU-22-ZEAS.95 | Com ¦ Small Packaged Heat Pump (SEER 16) - Fuel Sub - Panel Upgrade - ZEAS 2030 - Hot-Dry ¦ SDG&E ¦ Hot-Dry | Com ¦ Small Packaged Heat Pump (SEER 16) - Fuel Sub - Panel Upgrade - ZEAS 2030 - Hot-Dry | SDG&E ¦ Hot-Dry | SDG&E | All | Electric & Gas | SEER16 Heat Pump, <65 kbtuh, NR | Efficient |  |  | 1 | Conventional | HVAC | Com - School | Com | ROB Only | 1 | 1000 sqft2 of floor space | Cap-Tons | 15 | DEER:HVAC_Split-Package_HP | -65.601 | 0 | -10.9429 | SWHC046-03 | 1402.6667 | 2021 | 679.11 | 2021 | 2138.2074 | -50.67 | SWHC046-03 | Com Central HVAC (Small) - Fuel Sub - Panel Upgrade - ZEAS 2030 - Hot-Dry ¦ SDG&E ¦ Hot-Dry | Com Central HVAC (Small) - Fuel Sub - Panel Upgrade - ZEAS 2030 - Hot-Dry | 0.028241 | 0.186 | 0 | CBSA 2014, adjusted to reflect new efficiencies | 35.8025 | 2032 | 1 | SWHC046-03
COM-HVAC-FS-PU-22-ZEAS.96 | Com ¦ Small Packaged Heat Pump (SEER 16) - Fuel Sub - Panel Upgrade - ZEAS 2030 - Hot-Dry ¦ SDG&E ¦ Hot-Dry | Com ¦ Small Packaged Heat Pump (SEER 16) - Fuel Sub - Panel Upgrade - ZEAS 2030 - Hot-Dry | SDG&E ¦ Hot-Dry | SDG&E | All | Electric & Gas | SEER16 Heat Pump, <65 kbtuh, NR | Efficient |  |  | 1 | Conventional | HVAC | Com - Warehouse | Com | ROB Only | 1 | 1000 sqft2 of floor space | Cap-Tons | 15 | DEER:HVAC_Split-Package_HP | -66.55 | 0 | -31.9 | SWHC046-03 | 1402.6667 | 2021 | 679.11 | 2021 | 2138.2074 | -50.67 | SWHC046-03 | Com Central HVAC (Small) - Fuel Sub - Panel Upgrade - ZEAS 2030 - Hot-Dry ¦ SDG&E ¦ Hot-Dry | Com Central HVAC (Small) - Fuel Sub - Panel Upgrade - ZEAS 2030 - Hot-Dry | 0.0051502 | 0.186 | 0 | CBSA 2014, adjusted to reflect new efficiencies | 154.4202 | 2032 | 1 | SWHC046-03
COM-HVAC-FS-PU-23-ZEAS.1 | Com ¦ Small Packaged Heat Pump (SEER 17) - Fuel Sub - Panel Upgrade - ZEAS 2030 - Marine ¦ PG&E ¦ Marine | Com ¦ Small Packaged Heat Pump (SEER 17) - Fuel Sub - Panel Upgrade - ZEAS 2030 - Marine | PG&E ¦ Marine | PG&E | All | Electric & Gas | SEER17 Heat Pump, <65 kbtuh, NR | Efficient |  |  | 1 | Conventional | HVAC | Com - College | Com | ROB Only | 1 | 1000 sqft2 of floor space | Cap-Tons | 15 | DEER:HVAC_Split-Package_HP | -44.9354 | 0 | -35.6808 | SWHC046-03 | 1778.1667 | 2021 | 679.11 | 2021 | 2138.2074 | -50.67 | SWHC046-03 | Com Central HVAC (Small) - Fuel Sub - Panel Upgrade - ZEAS 2030 - Marine ¦ PG&E ¦ Marine | Com Central HVAC (Small) - Fuel Sub - Panel Upgrade - ZEAS 2030 - Marine | 0.020331 | 0.186 | 0 | CBSA 2014, adjusted to reflect new efficiencies | 121.0911 | 2032 | 1 | SWHC046-03
COM-HVAC-FS-PU-23-ZEAS.2 | Com ¦ Small Packaged Heat Pump (SEER 17) - Fuel Sub - Panel Upgrade - ZEAS 2030 - Marine ¦ PG&E ¦ Marine | Com ¦ Small Packaged Heat Pump (SEER 17) - Fuel Sub - Panel Upgrade - ZEAS 2030 - Marine | PG&E ¦ Marine | PG&E | All | Electric & Gas | SEER17 Heat Pump, <65 kbtuh, NR | Efficient |  |  | 1 | Conventional | HVAC | Com - Grocery | Com | ROB Only | 1 | 1000 sqft2 of floor space | Cap-Tons | 15 | DEER:HVAC_Split-Package_HP | 320 | 0 | -181 | SWHC046-03 | 1778.1667 | 2021 | 679.11 | 2021 | 2138.2074 | -50.67 | SWHC046-03 | Com Central HVAC (Small) - Fuel Sub - Panel Upgrade - ZEAS 2030 - Marine ¦ PG&E ¦ Marine | Com Central HVAC (Small) - Fuel Sub - Panel Upgrade - ZEAS 2030 - Marine | 0.033922 | 0.186 | 0 | CBSA 2014, adjusted to reflect new efficiencies | 407.0229 | 2032 | 1 | SWHC046-03
COM-HVAC-FS-PU-23-ZEAS.3 | Com ¦ Small Packaged Heat Pump (SEER 17) - Fuel Sub - Panel Upgrade - ZEAS 2030 - Marine ¦ PG&E ¦ Marine | Com ¦ Small Packaged Heat Pump (SEER 17) - Fuel Sub - Panel Upgrade - ZEAS 2030 - Marine | PG&E ¦ Marine | PG&E | All | Electric & Gas | SEER17 Heat Pump, <65 kbtuh, NR | Efficient |  |  | 1 | Conventional | HVAC | Com - Health | Com | ROB Only | 1 | 1000 sqft2 of floor space | Cap-Tons | 15 | DEER:HVAC_Split-Package_HP | -241.5084 | 0 | -51.2293 | SWHC046-03 | 1778.1667 | 2021 | 679.11 | 2021 | 2138.2074 | -50.67 | SWHC046-03 | Com Central HVAC (Small) - Fuel Sub - Panel Upgrade - ZEAS 2030 - Marine ¦ PG&E ¦ Marine | Com Central HVAC (Small) - Fuel Sub - Panel Upgrade - ZEAS 2030 - Marine | 0.030022 | 0.186 | 0 | CBSA 2014, adjusted to reflect new efficiencies | 160.5049 | 2032 | 1 | SWHC046-03
COM-HVAC-FS-PU-23-ZEAS.4 | Com ¦ Small Packaged Heat Pump (SEER 17) - Fuel Sub - Panel Upgrade - ZEAS 2030 - Marine ¦ PG&E ¦ Marine | Com ¦ Small Packaged Heat Pump (SEER 17) - Fuel Sub - Panel Upgrade - ZEAS 2030 - Marine | PG&E ¦ Marine | PG&E | All | Electric & Gas | SEER17 Heat Pump, <65 kbtuh, NR | Efficient |  |  | 1 | Conventional | HVAC | Com - Lodging | Com | ROB Only | 1 | 1000 sqft2 of floor space | Cap-Tons | 15 | DEER:HVAC_Split-Package_HP | 86.8329 | 0 | -101.4521 | SWHC046-03 | 1778.1667 | 2021 | 679.11 | 2021 | 2138.2074 | -50.67 | SWHC046-03 | Com Central HVAC (Small) - Fuel Sub - Panel Upgrade - ZEAS 2030 - Marine ¦ PG&E ¦ Marine | Com Central HVAC (Small) - Fuel Sub - Panel Upgrade - ZEAS 2030 - Marine | 0.016003 | 0.186 | 0 | CBSA 2014, adjusted to reflect new efficiencies | 988.4875 | 2032 | 1 | SWHC046-03
COM-HVAC-FS-PU-23-ZEAS.5 | Com ¦ Small Packaged Heat Pump (SEER 17) - Fuel Sub - Panel Upgrade - ZEAS 2030 - Marine ¦ PG&E ¦ Marine | Com ¦ Small Packaged Heat Pump (SEER 17) - Fuel Sub - Panel Upgrade - ZEAS 2030 - Marine | PG&E ¦ Marine | PG&E | All | Electric & Gas | SEER17 Heat Pump, <65 kbtuh, NR | Efficient |  |  | 1 | Conventional | HVAC | Com - Office (Large) | Com | ROB Only | 1 | 1000 sqft2 of floor space | Cap-Tons | 15 | DEER:HVAC_Split-Package_HP | -147.5 | 0 | -4.64 | SWHC046-03 | 1778.1667 | 2021 | 679.11 | 2021 | 2138.2074 | -50.67 | SWHC046-03 | Com Central HVAC (Small) - Fuel Sub - Panel Upgrade - ZEAS 2030 - Marine ¦ PG&E ¦ Marine | Com Central HVAC (Small) - Fuel Sub - Panel Upgrade - ZEAS 2030 - Marine | 0.021319 | 0.186 | 0 | CBSA 2014, adjusted to reflect new efficiencies | 35.5059 | 2032 | 1 | SWHC046-03
COM-HVAC-FS-PU-23-ZEAS.6 | Com ¦ Small Packaged Heat Pump (SEER 17) - Fuel Sub - Panel Upgrade - ZEAS 2030 - Marine ¦ PG&E ¦ Marine | Com ¦ Small Packaged Heat Pump (SEER 17) - Fuel Sub - Panel Upgrade - ZEAS 2030 - Marine | PG&E ¦ Marine | PG&E | All | Electric & Gas | SEER17 Heat Pump, <65 kbtuh, NR | Efficient |  |  | 1 | Conventional | HVAC | Com - Office (Small) | Com | ROB Only | 1 | 1000 sqft2 of floor space | Cap-Tons | 15 | DEER:HVAC_Split-Package_HP | -81.4 | 0 | -17.4 | SWHC046-03 | 1778.1667 | 2021 | 679.11 | 2021 | 2138.2074 | -50.67 | SWHC046-03 | Com Central HVAC (Small) - Fuel Sub - Panel Upgrade - ZEAS 2030 - Marine ¦ PG&E ¦ Marine | Com Central HVAC (Small) - Fuel Sub - Panel Upgrade - ZEAS 2030 - Marine | 0.024933 | 0.186 | 0 | CBSA 2014, adjusted to reflect new efficiencies | 38.1784 | 2032 | 1 | SWHC046-03
COM-HVAC-FS-PU-23-ZEAS.7 | Com ¦ Small Packaged Heat Pump (SEER 17) - Fuel Sub - Panel Upgrade - ZEAS 2030 - Marine ¦ PG&E ¦ Marine | Com ¦ Small Packaged Heat Pump (SEER 17) - Fuel Sub - Panel Upgrade - ZEAS 2030 - Marine | PG&E ¦ Marine | PG&E | All | Electric & Gas | SEER17 Heat Pump, <65 kbtuh, NR | Efficient |  |  | 1 | Conventional | HVAC | Com - Other | Com | ROB Only | 1 | 1000 sqft2 of floor space | Cap-Tons | 15 | DEER:HVAC_Split-Package_HP | 56.95 | 0 | -66.4 | SWHC046-03 | 1778.1667 | 2021 | 679.11 | 2021 | 2138.2074 | -50.67 | SWHC046-03 | Com Central HVAC (Small) - Fuel Sub - Panel Upgrade - ZEAS 2030 - Marine ¦ PG&E ¦ Marine | Com Central HVAC (Small) - Fuel Sub - Panel Upgrade - ZEAS 2030 - Marine | 0.0353 | 0.186 | 0 | CBSA 2014, adjusted to reflect new efficiencies | 294.5038 | 2032 | 1 | SWHC046-03
COM-HVAC-FS-PU-23-ZEAS.8 | Com ¦ Small Packaged Heat Pump (SEER 17) - Fuel Sub - Panel Upgrade - ZEAS 2030 - Marine ¦ PG&E ¦ Marine | Com ¦ Small Packaged Heat Pump (SEER 17) - Fuel Sub - Panel Upgrade - ZEAS 2030 - Marine | PG&E ¦ Marine | PG&E | All | Electric & Gas | SEER17 Heat Pump, <65 kbtuh, NR | Efficient |  |  | 1 | Conventional | HVAC | Com - Refrig. Warehouse | Com | ROB Only | 1 | 1000 sqft2 of floor space | Cap-Tons | 15 | DEER:HVAC_Split-Package_HP | 0 | 0 | 0 | SWHC046-03 | 0 | 2021 | 0 | 2021 | 2138.2074 | -50.67 | SWHC046-03 | Com Central HVAC (Small) - Fuel Sub - Panel Upgrade - ZEAS 2030 - Marine ¦ PG&E ¦ Marine | Com Central HVAC (Small) - Fuel Sub - Panel Upgrade - ZEAS 2030 - Marine | 0 | 0.186 | 0 | CBSA 2014, adjusted to reflect new efficiencies | 0 | 2032 | 1 | SWHC046-03
COM-HVAC-FS-PU-23-ZEAS.9 | Com ¦ Small Packaged Heat Pump (SEER 17) - Fuel Sub - Panel Upgrade - ZEAS 2030 - Marine ¦ PG&E ¦ Marine | Com ¦ Small Packaged Heat Pump (SEER 17) - Fuel Sub - Panel Upgrade - ZEAS 2030 - Marine | PG&E ¦ Marine | PG&E | All | Electric & Gas | SEER17 Heat Pump, <65 kbtuh, NR | Efficient |  |  | 1 | Conventional | HVAC | Com - Restaurant | Com | ROB Only | 1 | 1000 sqft2 of floor space | Cap-Tons | 15 | DEER:HVAC_Split-Package_HP | -74.1365 | 0 | -40.0519 | SWHC046-03 | 1778.1667 | 2021 | 679.11 | 2021 | 2138.2074 | -50.67 | SWHC046-03 | Com Central HVAC (Small) - Fuel Sub - Panel Upgrade - ZEAS 2030 - Marine ¦ PG&E ¦ Marine | Com Central HVAC (Small) - Fuel Sub - Panel Upgrade - ZEAS 2030 - Marine | 0.036027 | 0.186 | 0 | CBSA 2014, adjusted to reflect new efficiencies | 31.406 | 2032 | 1 | SWHC046-03
COM-HVAC-FS-PU-23-ZEAS.10 | Com ¦ Small Packaged Heat Pump (SEER 17) - Fuel Sub - Panel Upgrade - ZEAS 2030 - Marine ¦ PG&E ¦ Marine | Com ¦ Small Packaged Heat Pump (SEER 17) - Fuel Sub - Panel Upgrade - ZEAS 2030 - Marine | PG&E ¦ Marine | PG&E | All | Electric & Gas | SEER17 Heat Pump, <65 kbtuh, NR | Efficient |  |  | 1 | Conventional | HVAC | Com - Retail | Com | ROB Only | 1 | 1000 sqft2 of floor space | Cap-Tons | 15 | DEER:HVAC_Split-Package_HP | -98.2344 | 0 | -34.4464 | SWHC046-03 | 1778.1667 | 2021 | 679.11 | 2021 | 2138.2074 | -50.67 | SWHC046-03 | Com Central HVAC (Small) - Fuel Sub - Panel Upgrade - ZEAS 2030 - Marine ¦ PG&E ¦ Marine | Com Central HVAC (Small) - Fuel Sub - Panel Upgrade - ZEAS 2030 - Marine | 0.015015 | 0.186 | 0 | CBSA 2014, adjusted to reflect new efficiencies | 204.7152 | 2032 | 1 | SWHC046-03
COM-HVAC-FS-PU-23-ZEAS.11 | Com ¦ Small Packaged Heat Pump (SEER 17) - Fuel Sub - Panel Upgrade - ZEAS 2030 - Marine ¦ PG&E ¦ Marine | Com ¦ Small Packaged Heat Pump (SEER 17) - Fuel Sub - Panel Upgrade - ZEAS 2030 - Marine | PG&E ¦ Marine | PG&E | All | Electric & Gas | SEER17 Heat Pump, <65 kbtuh, NR | Efficient |  |  | 1 | Conventional | HVAC | Com - School | Com | ROB Only | 1 | 1000 sqft2 of floor space | Cap-Tons | 15 | DEER:HVAC_Split-Package_HP | 34.8527 | 0 | -34.7585 | SWHC046-03 | 1778.1667 | 2021 | 679.11 | 2021 | 2138.2074 | -50.67 | SWHC046-03 | Com Central HVAC (Small) - Fuel Sub - Panel Upgrade - ZEAS 2030 - Marine ¦ PG&E ¦ Marine | Com Central HVAC (Small) - Fuel Sub - Panel Upgrade - ZEAS 2030 - Marine | 0.0228 | 0.186 | 0 | CBSA 2014, adjusted to reflect new efficiencies | 73.6759 | 2032 | 1 | SWHC046-03
COM-HVAC-FS-PU-23-ZEAS.12 | Com ¦ Small Packaged Heat Pump (SEER 17) - Fuel Sub - Panel Upgrade - ZEAS 2030 - Marine ¦ PG&E ¦ Marine | Com ¦ Small Packaged Heat Pump (SEER 17) - Fuel Sub - Panel Upgrade - ZEAS 2030 - Marine | PG&E ¦ Marine | PG&E | All | Electric & Gas | SEER17 Heat Pump, <65 kbtuh, NR | Efficient |  |  | 1 | Conventional | HVAC | Com - Warehouse | Com | ROB Only | 1 | 1000 sqft2 of floor space | Cap-Tons | 15 | DEER:HVAC_Split-Package_HP | 132.5 | 0 | -71.4 | SWHC046-03 | 1778.1667 | 2021 | 679.11 | 2021 | 2138.2074 | -50.67 | SWHC046-03 | Com Central HVAC (Small) - Fuel Sub - Panel Upgrade - ZEAS 2030 - Marine ¦ PG&E ¦ Marine | Com Central HVAC (Small) - Fuel Sub - Panel Upgrade - ZEAS 2030 - Marine | 0.0046728 | 0.186 | 0 | CBSA 2014, adjusted to reflect new efficiencies | 261.2714 | 2032 | 1 | SWHC046-03
COM-HVAC-FS-PU-23-ZEAS.13 | Com ¦ Small Packaged Heat Pump (SEER 17) - Fuel Sub - Panel Upgrade - ZEAS 2030 - Hot-Dry ¦ PG&E ¦ Hot-Dry | Com ¦ Small Packaged Heat Pump (SEER 17) - Fuel Sub - Panel Upgrade - ZEAS 2030 - Hot-Dry | PG&E ¦ Hot-Dry | PG&E | All | Electric & Gas | SEER17 Heat Pump, <65 kbtuh, NR | Efficient |  |  | 1 | Conventional | HVAC | Com - College | Com | ROB Only | 1 | 1000 sqft2 of floor space | Cap-Tons | 15 | DEER:HVAC_Split-Package_HP | -110.0957 | 0 | -36.4895 | SWHC046-03 | 1778.1667 | 2021 | 679.11 | 2021 | 2138.2074 | -50.67 | SWHC046-03 | Com Central HVAC (Small) - Fuel Sub - Panel Upgrade - ZEAS 2030 - Hot-Dry ¦ PG&E ¦ Hot-Dry | Com Central HVAC (Small) - Fuel Sub - Panel Upgrade - ZEAS 2030 - Hot-Dry | 0.020331 | 0.186 | 0 | CBSA 2014, adjusted to reflect new efficiencies | 128.6782 | 2032 | 1 | SWHC046-03
COM-HVAC-FS-PU-23-ZEAS.14 | Com ¦ Small Packaged Heat Pump (SEER 17) - Fuel Sub - Panel Upgrade - ZEAS 2030 - Hot-Dry ¦ PG&E ¦ Hot-Dry | Com ¦ Small Packaged Heat Pump (SEER 17) - Fuel Sub - Panel Upgrade - ZEAS 2030 - Hot-Dry | PG&E ¦ Hot-Dry | PG&E | All | Electric & Gas | SEER17 Heat Pump, <65 kbtuh, NR | Efficient |  |  | 1 | Conventional | HVAC | Com - Grocery | Com | ROB Only | 1 | 1000 sqft2 of floor space | Cap-Tons | 15 | DEER:HVAC_Split-Package_HP | -10.665 | 0 | -107 | SWHC046-03 | 1778.1667 | 2021 | 679.11 | 2021 | 2138.2074 | -50.67 | SWHC046-03 | Com Central HVAC (Small) - Fuel Sub - Panel Upgrade - ZEAS 2030 - Hot-Dry ¦ PG&E ¦ Hot-Dry | Com Central HVAC (Small) - Fuel Sub - Panel Upgrade - ZEAS 2030 - Hot-Dry | 0.033922 | 0.186 | 0 | CBSA 2014, adjusted to reflect new efficiencies | 251.8563 | 2032 | 1 | SWHC046-03
COM-HVAC-FS-PU-23-ZEAS.15 | Com ¦ Small Packaged Heat Pump (SEER 17) - Fuel Sub - Panel Upgrade - ZEAS 2030 - Hot-Dry ¦ PG&E ¦ Hot-Dry | Com ¦ Small Packaged Heat Pump (SEER 17) - Fuel Sub - Panel Upgrade - ZEAS 2030 - Hot-Dry | PG&E ¦ Hot-Dry | PG&E | All | Electric & Gas | SEER17 Heat Pump, <65 kbtuh, NR | Efficient |  |  | 1 | Conventional | HVAC | Com - Health | Com | ROB Only | 1 | 1000 sqft2 of floor space | Cap-Tons | 15 | DEER:HVAC_Split-Package_HP | -274.2422 | 0 | -56.9423 | SWHC046-03 | 1778.1667 | 2021 | 679.11 | 2021 | 2138.2074 | -50.67 | SWHC046-03 | Com Central HVAC (Small) - Fuel Sub - Panel Upgrade - ZEAS 2030 - Hot-Dry ¦ PG&E ¦ Hot-Dry | Com Central HVAC (Small) - Fuel Sub - Panel Upgrade - ZEAS 2030 - Hot-Dry | 0.030022 | 0.186 | 0 | CBSA 2014, adjusted to reflect new efficiencies | 178.7836 | 2032 | 1 | SWHC046-03
COM-HVAC-FS-PU-23-ZEAS.16 | Com ¦ Small Packaged Heat Pump (SEER 17) - Fuel Sub - Panel Upgrade - ZEAS 2030 - Hot-Dry ¦ PG&E ¦ Hot-Dry | Com ¦ Small Packaged Heat Pump (SEER 17) - Fuel Sub - Panel Upgrade - ZEAS 2030 - Hot-Dry | PG&E ¦ Hot-Dry | PG&E | All | Electric & Gas | SEER17 Heat Pump, <65 kbtuh, NR | Efficient |  |  | 1 | Conventional | HVAC | Com - Lodging | Com | ROB Only | 1 | 1000 sqft2 of floor space | Cap-Tons | 15 | DEER:HVAC_Split-Package_HP | -25.1615 | 0 | -94.0446 | SWHC046-03 | 1778.1667 | 2021 | 679.11 | 2021 | 2138.2074 | -50.67 | SWHC046-03 | Com Central HVAC (Small) - Fuel Sub - Panel Upgrade - ZEAS 2030 - Hot-Dry ¦ PG&E ¦ Hot-Dry | Com Central HVAC (Small) - Fuel Sub - Panel Upgrade - ZEAS 2030 - Hot-Dry | 0.016003 | 0.186 | 0 | CBSA 2014, adjusted to reflect new efficiencies | 932.9732 | 2032 | 1 | SWHC046-03
COM-HVAC-FS-PU-23-ZEAS.17 | Com ¦ Small Packaged Heat Pump (SEER 17) - Fuel Sub - Panel Upgrade - ZEAS 2030 - Hot-Dry ¦ PG&E ¦ Hot-Dry | Com ¦ Small Packaged Heat Pump (SEER 17) - Fuel Sub - Panel Upgrade - ZEAS 2030 - Hot-Dry | PG&E ¦ Hot-Dry | PG&E | All | Electric & Gas | SEER17 Heat Pump, <65 kbtuh, NR | Efficient |  |  | 1 | Conventional | HVAC | Com - Office (Large) | Com | ROB Only | 1 | 1000 sqft2 of floor space | Cap-Tons | 15 | DEER:HVAC_Split-Package_HP | -208 | 0 | -6.14 | SWHC046-03 | 1778.1667 | 2021 | 679.11 | 2021 | 2138.2074 | -50.67 | SWHC046-03 | Com Central HVAC (Small) - Fuel Sub - Panel Upgrade - ZEAS 2030 - Hot-Dry ¦ PG&E ¦ Hot-Dry | Com Central HVAC (Small) - Fuel Sub - Panel Upgrade - ZEAS 2030 - Hot-Dry | 0.021319 | 0.186 | 0 | CBSA 2014, adjusted to reflect new efficiencies | 48.2588 | 2032 | 1 | SWHC046-03
COM-HVAC-FS-PU-23-ZEAS.18 | Com ¦ Small Packaged Heat Pump (SEER 17) - Fuel Sub - Panel Upgrade - ZEAS 2030 - Hot-Dry ¦ PG&E ¦ Hot-Dry | Com ¦ Small Packaged Heat Pump (SEER 17) - Fuel Sub - Panel Upgrade - ZEAS 2030 - Hot-Dry | PG&E ¦ Hot-Dry | PG&E | All | Electric & Gas | SEER17 Heat Pump, <65 kbtuh, NR | Efficient |  |  | 1 | Conventional | HVAC | Com - Office (Small) | Com | ROB Only | 1 | 1000 sqft2 of floor space | Cap-Tons | 15 | DEER:HVAC_Split-Package_HP | -143.5 | 0 | -17.2 | SWHC046-03 | 1778.1667 | 2021 | 679.11 | 2021 | 2138.2074 | -50.67 | SWHC046-03 | Com Central HVAC (Small) - Fuel Sub - Panel Upgrade - ZEAS 2030 - Hot-Dry ¦ PG&E ¦ Hot-Dry | Com Central HVAC (Small) - Fuel Sub - Panel Upgrade - ZEAS 2030 - Hot-Dry | 0.024933 | 0.186 | 0 | CBSA 2014, adjusted to reflect new efficiencies | 40.6296 | 2032 | 1 | SWHC046-03
COM-HVAC-FS-PU-23-ZEAS.19 | Com ¦ Small Packaged Heat Pump (SEER 17) - Fuel Sub - Panel Upgrade - ZEAS 2030 - Hot-Dry ¦ PG&E ¦ Hot-Dry | Com ¦ Small Packaged Heat Pump (SEER 17) - Fuel Sub - Panel Upgrade - ZEAS 2030 - Hot-Dry | PG&E ¦ Hot-Dry | PG&E | All | Electric & Gas | SEER17 Heat Pump, <65 kbtuh, NR | Efficient |  |  | 1 | Conventional | HVAC | Com - Other | Com | ROB Only | 1 | 1000 sqft2 of floor space | Cap-Tons | 15 | DEER:HVAC_Split-Package_HP | -39.4 | 0 | -65.5 | SWHC046-03 | 1778.1667 | 2021 | 679.11 | 2021 | 2138.2074 | -50.67 | SWHC046-03 | Com Central HVAC (Small) - Fuel Sub - Panel Upgrade - ZEAS 2030 - Hot-Dry ¦ PG&E ¦ Hot-Dry | Com Central HVAC (Small) - Fuel Sub - Panel Upgrade - ZEAS 2030 - Hot-Dry | 0.0353 | 0.186 | 0 | CBSA 2014, adjusted to reflect new efficiencies | 301.0662 | 2032 | 1 | SWHC046-03
COM-HVAC-FS-PU-23-ZEAS.20 | Com ¦ Small Packaged Heat Pump (SEER 17) - Fuel Sub - Panel Upgrade - ZEAS 2030 - Hot-Dry ¦ PG&E ¦ Hot-Dry | Com ¦ Small Packaged Heat Pump (SEER 17) - Fuel Sub - Panel Upgrade - ZEAS 2030 - Hot-Dry | PG&E ¦ Hot-Dry | PG&E | All | Electric & Gas | SEER17 Heat Pump, <65 kbtuh, NR | Efficient |  |  | 1 | Conventional | HVAC | Com - Refrig. Warehouse | Com | ROB Only | 1 | 1000 sqft2 of floor space | Cap-Tons | 15 | DEER:HVAC_Split-Package_HP | 0 | 0 | 0 | SWHC046-03 | 0 | 2021 | 0 | 2021 | 2138.2074 | -50.67 | SWHC046-03 | Com Central HVAC (Small) - Fuel Sub - Panel Upgrade - ZEAS 2030 - Hot-Dry ¦ PG&E ¦ Hot-Dry | Com Central HVAC (Small) - Fuel Sub - Panel Upgrade - ZEAS 2030 - Hot-Dry | 0 | 0.186 | 0 | CBSA 2014, adjusted to reflect new efficiencies | 0 | 2032 | 1 | SWHC046-03
COM-HVAC-FS-PU-23-ZEAS.21 | Com ¦ Small Packaged Heat Pump (SEER 17) - Fuel Sub - Panel Upgrade - ZEAS 2030 - Hot-Dry ¦ PG&E ¦ Hot-Dry | Com ¦ Small Packaged Heat Pump (SEER 17) - Fuel Sub - Panel Upgrade - ZEAS 2030 - Hot-Dry | PG&E ¦ Hot-Dry | PG&E | All | Electric & Gas | SEER17 Heat Pump, <65 kbtuh, NR | Efficient |  |  | 1 | Conventional | HVAC | Com - Restaurant | Com | ROB Only | 1 | 1000 sqft2 of floor space | Cap-Tons | 15 | DEER:HVAC_Split-Package_HP | -173.6069 | 0 | -43.4766 | SWHC046-03 | 1778.1667 | 2021 | 679.11 | 2021 | 2138.2074 | -50.67 | SWHC046-03 | Com Central HVAC (Small) - Fuel Sub - Panel Upgrade - ZEAS 2030 - Hot-Dry ¦ PG&E ¦ Hot-Dry | Com Central HVAC (Small) - Fuel Sub - Panel Upgrade - ZEAS 2030 - Hot-Dry | 0.036027 | 0.186 | 0 | CBSA 2014, adjusted to reflect new efficiencies | 35.7464 | 2032 | 1 | SWHC046-03
COM-HVAC-FS-PU-23-ZEAS.22 | Com ¦ Small Packaged Heat Pump (SEER 17) - Fuel Sub - Panel Upgrade - ZEAS 2030 - Hot-Dry ¦ PG&E ¦ Hot-Dry | Com ¦ Small Packaged Heat Pump (SEER 17) - Fuel Sub - Panel Upgrade - ZEAS 2030 - Hot-Dry | PG&E ¦ Hot-Dry | PG&E | All | Electric & Gas | SEER17 Heat Pump, <65 kbtuh, NR | Efficient |  |  | 1 | Conventional | HVAC | Com - Retail | Com | ROB Only | 1 | 1000 sqft2 of floor space | Cap-Tons | 15 | DEER:HVAC_Split-Package_HP | -232.9275 | 0 | -30.8133 | SWHC046-03 | 1778.1667 | 2021 | 679.11 | 2021 | 2138.2074 | -50.67 | SWHC046-03 | Com Central HVAC (Small) - Fuel Sub - Panel Upgrade - ZEAS 2030 - Hot-Dry ¦ PG&E ¦ Hot-Dry | Com Central HVAC (Small) - Fuel Sub - Panel Upgrade - ZEAS 2030 - Hot-Dry | 0.015015 | 0.186 | 0 | CBSA 2014, adjusted to reflect new efficiencies | 234.0834 | 2032 | 1 | SWHC046-03
COM-HVAC-FS-PU-23-ZEAS.23 | Com ¦ Small Packaged Heat Pump (SEER 17) - Fuel Sub - Panel Upgrade - ZEAS 2030 - Hot-Dry ¦ PG&E ¦ Hot-Dry | Com ¦ Small Packaged Heat Pump (SEER 17) - Fuel Sub - Panel Upgrade - ZEAS 2030 - Hot-Dry | PG&E ¦ Hot-Dry | PG&E | All | Electric & Gas | SEER17 Heat Pump, <65 kbtuh, NR | Efficient |  |  | 1 | Conventional | HVAC | Com - School | Com | ROB Only | 1 | 1000 sqft2 of floor space | Cap-Tons | 15 | DEER:HVAC_Split-Package_HP | 16.2738 | 0 | -36.8542 | SWHC046-03 | 1778.1667 | 2021 | 679.11 | 2021 | 2138.2074 | -50.67 | SWHC046-03 | Com Central HVAC (Small) - Fuel Sub - Panel Upgrade - ZEAS 2030 - Hot-Dry ¦ PG&E ¦ Hot-Dry | Com Central HVAC (Small) - Fuel Sub - Panel Upgrade - ZEAS 2030 - Hot-Dry | 0.0228 | 0.186 | 0 | CBSA 2014, adjusted to reflect new efficiencies | 81.523 | 2032 | 1 | SWHC046-03
COM-HVAC-FS-PU-23-ZEAS.24 | Com ¦ Small Packaged Heat Pump (SEER 17) - Fuel Sub - Panel Upgrade - ZEAS 2030 - Hot-Dry ¦ PG&E ¦ Hot-Dry | Com ¦ Small Packaged Heat Pump (SEER 17) - Fuel Sub - Panel Upgrade - ZEAS 2030 - Hot-Dry | PG&E ¦ Hot-Dry | PG&E | All | Electric & Gas | SEER17 Heat Pump, <65 kbtuh, NR | Efficient |  |  | 1 | Conventional | HVAC | Com - Warehouse | Com | ROB Only | 1 | 1000 sqft2 of floor space | Cap-Tons | 15 | DEER:HVAC_Split-Package_HP | 128 | 0 | -79.6 | SWHC046-03 | 1778.1667 | 2021 | 679.11 | 2021 | 2138.2074 | -50.67 | SWHC046-03 | Com Central HVAC (Small) - Fuel Sub - Panel Upgrade - ZEAS 2030 - Hot-Dry ¦ PG&E ¦ Hot-Dry | Com Central HVAC (Small) - Fuel Sub - Panel Upgrade - ZEAS 2030 - Hot-Dry | 0.0046728 | 0.186 | 0 | CBSA 2014, adjusted to reflect new efficiencies | 297.1871 | 2032 | 1 | SWHC046-03
COM-HVAC-FS-PU-23-ZEAS.25 | Com ¦ Small Packaged Heat Pump (SEER 17) - Fuel Sub - Panel Upgrade - ZEAS 2030 - Cold ¦ PG&E ¦ Cold | Com ¦ Small Packaged Heat Pump (SEER 17) - Fuel Sub - Panel Upgrade - ZEAS 2030 - Cold | PG&E ¦ Cold | PG&E | All | Electric & Gas | SEER17 Heat Pump, <65 kbtuh, NR | Efficient |  |  | 1 | Conventional | HVAC | Com - College | Com | ROB Only | 1 | 1000 sqft2 of floor space | Cap-Tons | 15 | DEER:HVAC_Split-Package_HP | 341.5649 | 0 | -92.6695 | SWHC046-03 | 1778.1667 | 2021 | 679.11 | 2021 | 2138.2074 | -50.67 | SWHC046-03 | Com Central HVAC (Small) - Fuel Sub - Panel Upgrade - ZEAS 2030 - Cold ¦ PG&E ¦ Cold | Com Central HVAC (Small) - Fuel Sub - Panel Upgrade - ZEAS 2030 - Cold | 0.020331 | 0.186 | 0 | CBSA 2014, adjusted to reflect new efficiencies | 279.8969 | 2032 | 1 | SWHC046-03
COM-HVAC-FS-PU-23-ZEAS.26 | Com ¦ Small Packaged Heat Pump (SEER 17) - Fuel Sub - Panel Upgrade - ZEAS 2030 - Cold ¦ PG&E ¦ Cold | Com ¦ Small Packaged Heat Pump (SEER 17) - Fuel Sub - Panel Upgrade - ZEAS 2030 - Cold | PG&E ¦ Cold | PG&E | All | Electric & Gas | SEER17 Heat Pump, <65 kbtuh, NR | Efficient |  |  | 1 | Conventional | HVAC | Com - Grocery | Com | ROB Only | 1 | 1000 sqft2 of floor space | Cap-Tons | 15 | DEER:HVAC_Split-Package_HP | 1395 | 0 | -331.5 | SWHC046-03 | 1778.1667 | 2021 | 679.11 | 2021 | 2138.2074 | -50.67 | SWHC046-03 | Com Central HVAC (Small) - Fuel Sub - Panel Upgrade - ZEAS 2030 - Cold ¦ PG&E ¦ Cold | Com Central HVAC (Small) - Fuel Sub - Panel Upgrade - ZEAS 2030 - Cold | 0.033922 | 0.186 | 0 | CBSA 2014, adjusted to reflect new efficiencies | 699.9582 | 2032 | 1 | SWHC046-03
COM-HVAC-FS-PU-23-ZEAS.27 | Com ¦ Small Packaged Heat Pump (SEER 17) - Fuel Sub - Panel Upgrade - ZEAS 2030 - Cold ¦ PG&E ¦ Cold | Com ¦ Small Packaged Heat Pump (SEER 17) - Fuel Sub - Panel Upgrade - ZEAS 2030 - Cold | PG&E ¦ Cold | PG&E | All | Electric & Gas | SEER17 Heat Pump, <65 kbtuh, NR | Efficient |  |  | 1 | Conventional | HVAC | Com - Health | Com | ROB Only | 1 | 1000 sqft2 of floor space | Cap-Tons | 15 | DEER:HVAC_Split-Package_HP | 217.5098 | 0 | -128.9495 | SWHC046-03 | 1778.1667 | 2021 | 679.11 | 2021 | 2138.2074 | -50.67 | SWHC046-03 | Com Central HVAC (Small) - Fuel Sub - Panel Upgrade - ZEAS 2030 - Cold ¦ PG&E ¦ Cold | Com Central HVAC (Small) - Fuel Sub - Panel Upgrade - ZEAS 2030 - Cold | 0.030022 | 0.186 | 0 | CBSA 2014, adjusted to reflect new efficiencies | 349.9951 | 2032 | 1 | SWHC046-03
COM-HVAC-FS-PU-23-ZEAS.28 | Com ¦ Small Packaged Heat Pump (SEER 17) - Fuel Sub - Panel Upgrade - ZEAS 2030 - Cold ¦ PG&E ¦ Cold | Com ¦ Small Packaged Heat Pump (SEER 17) - Fuel Sub - Panel Upgrade - ZEAS 2030 - Cold | PG&E ¦ Cold | PG&E | All | Electric & Gas | SEER17 Heat Pump, <65 kbtuh, NR | Efficient |  |  | 1 | Conventional | HVAC | Com - Lodging | Com | ROB Only | 1 | 1000 sqft2 of floor space | Cap-Tons | 15 | DEER:HVAC_Split-Package_HP | 938.7835 | 0 | -210.3596 | SWHC046-03 | 1778.1667 | 2021 | 679.11 | 2021 | 2138.2074 | -50.67 | SWHC046-03 | Com Central HVAC (Small) - Fuel Sub - Panel Upgrade - ZEAS 2030 - Cold ¦ PG&E ¦ Cold | Com Central HVAC (Small) - Fuel Sub - Panel Upgrade - ZEAS 2030 - Cold | 0.016003 | 0.186 | 0 | CBSA 2014, adjusted to reflect new efficiencies | 1929.9764 | 2032 | 1 | SWHC046-03
COM-HVAC-FS-PU-23-ZEAS.29 | Com ¦ Small Packaged Heat Pump (SEER 17) - Fuel Sub - Panel Upgrade - ZEAS 2030 - Cold ¦ PG&E ¦ Cold | Com ¦ Small Packaged Heat Pump (SEER 17) - Fuel Sub - Panel Upgrade - ZEAS 2030 - Cold | PG&E ¦ Cold | PG&E | All | Electric & Gas | SEER17 Heat Pump, <65 kbtuh, NR | Efficient |  |  | 1 | Conventional | HVAC | Com - Office (Large) | Com | ROB Only | 1 | 1000 sqft2 of floor space | Cap-Tons | 15 | DEER:HVAC_Split-Package_HP | -52.6 | 0 | -24.4 | SWHC046-03 | 1778.1667 | 2021 | 679.11 | 2021 | 2138.2074 | -50.67 | SWHC046-03 | Com Central HVAC (Small) - Fuel Sub - Panel Upgrade - ZEAS 2030 - Cold ¦ PG&E ¦ Cold | Com Central HVAC (Small) - Fuel Sub - Panel Upgrade - ZEAS 2030 - Cold | 0.021319 | 0.186 | 0 | CBSA 2014, adjusted to reflect new efficiencies | 114.8041 | 2032 | 1 | SWHC046-03
COM-HVAC-FS-PU-23-ZEAS.30 | Com ¦ Small Packaged Heat Pump (SEER 17) - Fuel Sub - Panel Upgrade - ZEAS 2030 - Cold ¦ PG&E ¦ Cold | Com ¦ Small Packaged Heat Pump (SEER 17) - Fuel Sub - Panel Upgrade - ZEAS 2030 - Cold | PG&E ¦ Cold | PG&E | All | Electric & Gas | SEER17 Heat Pump, <65 kbtuh, NR | Efficient |  |  | 1 | Conventional | HVAC | Com - Office (Small) | Com | ROB Only | 1 | 1000 sqft2 of floor space | Cap-Tons | 15 | DEER:HVAC_Split-Package_HP | 135.5 | 0 | -49.4 | SWHC046-03 | 1778.1667 | 2021 | 679.11 | 2021 | 2138.2074 | -50.67 | SWHC046-03 | Com Central HVAC (Small) - Fuel Sub - Panel Upgrade - ZEAS 2030 - Cold ¦ PG&E ¦ Cold | Com Central HVAC (Small) - Fuel Sub - Panel Upgrade - ZEAS 2030 - Cold | 0.024933 | 0.186 | 0 | CBSA 2014, adjusted to reflect new efficiencies | 91.5836 | 2032 | 1 | SWHC046-03
COM-HVAC-FS-PU-23-ZEAS.31 | Com ¦ Small Packaged Heat Pump (SEER 17) - Fuel Sub - Panel Upgrade - ZEAS 2030 - Cold ¦ PG&E ¦ Cold | Com ¦ Small Packaged Heat Pump (SEER 17) - Fuel Sub - Panel Upgrade - ZEAS 2030 - Cold | PG&E ¦ Cold | PG&E | All | Electric & Gas | SEER17 Heat Pump, <65 kbtuh, NR | Efficient |  |  | 1 | Conventional | HVAC | Com - Other | Com | ROB Only | 1 | 1000 sqft2 of floor space | Cap-Tons | 15 | DEER:HVAC_Split-Package_HP | 721 | 0 | -172 | SWHC046-03 | 1778.1667 | 2021 | 679.11 | 2021 | 2138.2074 | -50.67 | SWHC046-03 | Com Central HVAC (Small) - Fuel Sub - Panel Upgrade - ZEAS 2030 - Cold ¦ PG&E ¦ Cold | Com Central HVAC (Small) - Fuel Sub - Panel Upgrade - ZEAS 2030 - Cold | 0.0353 | 0.186 | 0 | CBSA 2014, adjusted to reflect new efficiencies | 699.5451 | 2032 | 1 | SWHC046-03
COM-HVAC-FS-PU-23-ZEAS.32 | Com ¦ Small Packaged Heat Pump (SEER 17) - Fuel Sub - Panel Upgrade - ZEAS 2030 - Cold ¦ PG&E ¦ Cold | Com ¦ Small Packaged Heat Pump (SEER 17) - Fuel Sub - Panel Upgrade - ZEAS 2030 - Cold | PG&E ¦ Cold | PG&E | All | Electric & Gas | SEER17 Heat Pump, <65 kbtuh, NR | Efficient |  |  | 1 | Conventional | HVAC | Com - Refrig. Warehouse | Com | ROB Only | 1 | 1000 sqft2 of floor space | Cap-Tons | 15 | DEER:HVAC_Split-Package_HP | 0 | 0 | 0 | SWHC046-03 | 0 | 2021 | 0 | 2021 | 2138.2074 | -50.67 | SWHC046-03 | Com Central HVAC (Small) - Fuel Sub - Panel Upgrade - ZEAS 2030 - Cold ¦ PG&E ¦ Cold | Com Central HVAC (Small) - Fuel Sub - Panel Upgrade - ZEAS 2030 - Cold | 0 | 0.186 | 0 | CBSA 2014, adjusted to reflect new efficiencies | 0 | 2032 | 1 | SWHC046-03
COM-HVAC-FS-PU-23-ZEAS.33 | Com ¦ Small Packaged Heat Pump (SEER 17) - Fuel Sub - Panel Upgrade - ZEAS 2030 - Cold ¦ PG&E ¦ Cold | Com ¦ Small Packaged Heat Pump (SEER 17) - Fuel Sub - Panel Upgrade - ZEAS 2030 - Cold | PG&E ¦ Cold | PG&E | All | Electric & Gas | SEER17 Heat Pump, <65 kbtuh, NR | Efficient |  |  | 1 | Conventional | HVAC | Com - Restaurant | Com | ROB Only | 1 | 1000 sqft2 of floor space | Cap-Tons | 15 | DEER:HVAC_Split-Package_HP | 430.5153 | 0 | -140.5022 | SWHC046-03 | 1778.1667 | 2021 | 679.11 | 2021 | 2138.2074 | -50.67 | SWHC046-03 | Com Central HVAC (Small) - Fuel Sub - Panel Upgrade - ZEAS 2030 - Cold ¦ PG&E ¦ Cold | Com Central HVAC (Small) - Fuel Sub - Panel Upgrade - ZEAS 2030 - Cold | 0.036027 | 0.186 | 0 | CBSA 2014, adjusted to reflect new efficiencies | 97.8998 | 2032 | 1 | SWHC046-03
COM-HVAC-FS-PU-23-ZEAS.34 | Com ¦ Small Packaged Heat Pump (SEER 17) - Fuel Sub - Panel Upgrade - ZEAS 2030 - Cold ¦ PG&E ¦ Cold | Com ¦ Small Packaged Heat Pump (SEER 17) - Fuel Sub - Panel Upgrade - ZEAS 2030 - Cold | PG&E ¦ Cold | PG&E | All | Electric & Gas | SEER17 Heat Pump, <65 kbtuh, NR | Efficient |  |  | 1 | Conventional | HVAC | Com - Retail | Com | ROB Only | 1 | 1000 sqft2 of floor space | Cap-Tons | 15 | DEER:HVAC_Split-Package_HP | 356.9859 | 0 | -114.1883 | SWHC046-03 | 1778.1667 | 2021 | 679.11 | 2021 | 2138.2074 | -50.67 | SWHC046-03 | Com Central HVAC (Small) - Fuel Sub - Panel Upgrade - ZEAS 2030 - Cold ¦ PG&E ¦ Cold | Com Central HVAC (Small) - Fuel Sub - Panel Upgrade - ZEAS 2030 - Cold | 0.015015 | 0.186 | 0 | CBSA 2014, adjusted to reflect new efficiencies | 438.8023 | 2032 | 1 | SWHC046-03
COM-HVAC-FS-PU-23-ZEAS.35 | Com ¦ Small Packaged Heat Pump (SEER 17) - Fuel Sub - Panel Upgrade - ZEAS 2030 - Cold ¦ PG&E ¦ Cold | Com ¦ Small Packaged Heat Pump (SEER 17) - Fuel Sub - Panel Upgrade - ZEAS 2030 - Cold | PG&E ¦ Cold | PG&E | All | Electric & Gas | SEER17 Heat Pump, <65 kbtuh, NR | Efficient |  |  | 1 | Conventional | HVAC | Com - School | Com | ROB Only | 1 | 1000 sqft2 of floor space | Cap-Tons | 15 | DEER:HVAC_Split-Package_HP | 460.34 | 0 | -96.149 | SWHC046-03 | 1778.1667 | 2021 | 679.11 | 2021 | 2138.2074 | -50.67 | SWHC046-03 | Com Central HVAC (Small) - Fuel Sub - Panel Upgrade - ZEAS 2030 - Cold ¦ PG&E ¦ Cold | Com Central HVAC (Small) - Fuel Sub - Panel Upgrade - ZEAS 2030 - Cold | 0.0228 | 0.186 | 0 | CBSA 2014, adjusted to reflect new efficiencies | 143.8824 | 2032 | 1 | SWHC046-03
COM-HVAC-FS-PU-23-ZEAS.36 | Com ¦ Small Packaged Heat Pump (SEER 17) - Fuel Sub - Panel Upgrade - ZEAS 2030 - Cold ¦ PG&E ¦ Cold | Com ¦ Small Packaged Heat Pump (SEER 17) - Fuel Sub - Panel Upgrade - ZEAS 2030 - Cold | PG&E ¦ Cold | PG&E | All | Electric & Gas | SEER17 Heat Pump, <65 kbtuh, NR | Efficient |  |  | 1 | Conventional | HVAC | Com - Warehouse | Com | ROB Only | 1 | 1000 sqft2 of floor space | Cap-Tons | 15 | DEER:HVAC_Split-Package_HP | 776 | 0 | -152 | SWHC046-03 | 1778.1667 | 2021 | 679.11 | 2021 | 2138.2074 | -50.67 | SWHC046-03 | Com Central HVAC (Small) - Fuel Sub - Panel Upgrade - ZEAS 2030 - Cold ¦ PG&E ¦ Cold | Com Central HVAC (Small) - Fuel Sub - Panel Upgrade - ZEAS 2030 - Cold | 0.0046728 | 0.186 | 0 | CBSA 2014, adjusted to reflect new efficiencies | 408.1663 | 2032 | 1 | SWHC046-03
COM-HVAC-FS-PU-23-ZEAS.37 | Com ¦ Small Packaged Heat Pump (SEER 17) - Fuel Sub - Panel Upgrade - ZEAS 2030 - Marine ¦ SCG ¦ Marine | Com ¦ Small Packaged Heat Pump (SEER 17) - Fuel Sub - Panel Upgrade - ZEAS 2030 - Marine | SCG ¦ Marine | SCG | All | Electric & Gas | SEER17 Heat Pump, <65 kbtuh, NR | Efficient |  |  | 1 | Conventional | HVAC | Com - College | Com | ROB Only | 1 | 1000 sqft2 of floor space | Cap-Tons | 15 | DEER:HVAC_Split-Package_HP | -197.8217 | 0 | -12.4101 | SWHC046-03 | 1778.1667 | 2021 | 679.11 | 2021 | 2138.2074 | -50.67 | SWHC046-03 | Com Central HVAC (Small) - Fuel Sub - Panel Upgrade - ZEAS 2030 - Marine ¦ SCG ¦ Marine | Com Central HVAC (Small) - Fuel Sub - Panel Upgrade - ZEAS 2030 - Marine | 0.022689 | 0.186 | 0 | CBSA 2014, adjusted to reflect new efficiencies | 55.8716 | 2032 | 1 | SWHC046-03
COM-HVAC-FS-PU-23-ZEAS.38 | Com ¦ Small Packaged Heat Pump (SEER 17) - Fuel Sub - Panel Upgrade - ZEAS 2030 - Marine ¦ SCG ¦ Marine | Com ¦ Small Packaged Heat Pump (SEER 17) - Fuel Sub - Panel Upgrade - ZEAS 2030 - Marine | SCG ¦ Marine | SCG | All | Electric & Gas | SEER17 Heat Pump, <65 kbtuh, NR | Efficient |  |  | 1 | Conventional | HVAC | Com - Grocery | Com | ROB Only | 1 | 1000 sqft2 of floor space | Cap-Tons | 15 | DEER:HVAC_Split-Package_HP | -169.5 | 0 | -80.6 | SWHC046-03 | 1778.1667 | 2021 | 679.11 | 2021 | 2138.2074 | -50.67 | SWHC046-03 | Com Central HVAC (Small) - Fuel Sub - Panel Upgrade - ZEAS 2030 - Marine ¦ SCG ¦ Marine | Com Central HVAC (Small) - Fuel Sub - Panel Upgrade - ZEAS 2030 - Marine | 0.040359 | 0.186 | 0 | CBSA 2014, adjusted to reflect new efficiencies | 198.7984 | 2032 | 1 | SWHC046-03
COM-HVAC-FS-PU-23-ZEAS.39 | Com ¦ Small Packaged Heat Pump (SEER 17) - Fuel Sub - Panel Upgrade - ZEAS 2030 - Marine ¦ SCG ¦ Marine | Com ¦ Small Packaged Heat Pump (SEER 17) - Fuel Sub - Panel Upgrade - ZEAS 2030 - Marine | SCG ¦ Marine | SCG | All | Electric & Gas | SEER17 Heat Pump, <65 kbtuh, NR | Efficient |  |  | 1 | Conventional | HVAC | Com - Health | Com | ROB Only | 1 | 1000 sqft2 of floor space | Cap-Tons | 15 | DEER:HVAC_Split-Package_HP | -409.5151 | 0 | -22.4855 | SWHC046-03 | 1778.1667 | 2021 | 679.11 | 2021 | 2138.2074 | -50.67 | SWHC046-03 | Com Central HVAC (Small) - Fuel Sub - Panel Upgrade - ZEAS 2030 - Marine ¦ SCG ¦ Marine | Com Central HVAC (Small) - Fuel Sub - Panel Upgrade - ZEAS 2030 - Marine | 0.032178 | 0.186 | 0 | CBSA 2014, adjusted to reflect new efficiencies | 90.3095 | 2032 | 1 | SWHC046-03
COM-HVAC-FS-PU-23-ZEAS.40 | Com ¦ Small Packaged Heat Pump (SEER 17) - Fuel Sub - Panel Upgrade - ZEAS 2030 - Marine ¦ SCG ¦ Marine | Com ¦ Small Packaged Heat Pump (SEER 17) - Fuel Sub - Panel Upgrade - ZEAS 2030 - Marine | SCG ¦ Marine | SCG | All | Electric & Gas | SEER17 Heat Pump, <65 kbtuh, NR | Efficient |  |  | 1 | Conventional | HVAC | Com - Lodging | Com | ROB Only | 1 | 1000 sqft2 of floor space | Cap-Tons | 15 | DEER:HVAC_Split-Package_HP | -232.5812 | 0 | -41.9025 | SWHC046-03 | 1778.1667 | 2021 | 679.11 | 2021 | 2138.2074 | -50.67 | SWHC046-03 | Com Central HVAC (Small) - Fuel Sub - Panel Upgrade - ZEAS 2030 - Marine ¦ SCG ¦ Marine | Com Central HVAC (Small) - Fuel Sub - Panel Upgrade - ZEAS 2030 - Marine | 0.018069 | 0.186 | 0 | CBSA 2014, adjusted to reflect new efficiencies | 450.6017 | 2032 | 1 | SWHC046-03
COM-HVAC-FS-PU-23-ZEAS.41 | Com ¦ Small Packaged Heat Pump (SEER 17) - Fuel Sub - Panel Upgrade - ZEAS 2030 - Marine ¦ SCG ¦ Marine | Com ¦ Small Packaged Heat Pump (SEER 17) - Fuel Sub - Panel Upgrade - ZEAS 2030 - Marine | SCG ¦ Marine | SCG | All | Electric & Gas | SEER17 Heat Pump, <65 kbtuh, NR | Efficient |  |  | 1 | Conventional | HVAC | Com - Office (Large) | Com | ROB Only | 1 | 1000 sqft2 of floor space | Cap-Tons | 15 | DEER:HVAC_Split-Package_HP | -221.5 | 0 | -0.948 | SWHC046-03 | 1778.1667 | 2021 | 679.11 | 2021 | 2138.2074 | -50.67 | SWHC046-03 | Com Central HVAC (Small) - Fuel Sub - Panel Upgrade - ZEAS 2030 - Marine ¦ SCG ¦ Marine | Com Central HVAC (Small) - Fuel Sub - Panel Upgrade - ZEAS 2030 - Marine | 0.023953 | 0.186 | 0 | CBSA 2014, adjusted to reflect new efficiencies | 26.2857 | 2032 | 1 | SWHC046-03
COM-HVAC-FS-PU-23-ZEAS.42 | Com ¦ Small Packaged Heat Pump (SEER 17) - Fuel Sub - Panel Upgrade - ZEAS 2030 - Marine ¦ SCG ¦ Marine | Com ¦ Small Packaged Heat Pump (SEER 17) - Fuel Sub - Panel Upgrade - ZEAS 2030 - Marine | SCG ¦ Marine | SCG | All | Electric & Gas | SEER17 Heat Pump, <65 kbtuh, NR | Efficient |  |  | 1 | Conventional | HVAC | Com - Office (Small) | Com | ROB Only | 1 | 1000 sqft2 of floor space | Cap-Tons | 15 | DEER:HVAC_Split-Package_HP | -194 | 0 | -5.55 | SWHC046-03 | 1778.1667 | 2021 | 679.11 | 2021 | 2138.2074 | -50.67 | SWHC046-03 | Com Central HVAC (Small) - Fuel Sub - Panel Upgrade - ZEAS 2030 - Marine ¦ SCG ¦ Marine | Com Central HVAC (Small) - Fuel Sub - Panel Upgrade - ZEAS 2030 - Marine | 0.027176 | 0.186 | 0 | CBSA 2014, adjusted to reflect new efficiencies | 19.8817 | 2032 | 1 | SWHC046-03
COM-HVAC-FS-PU-23-ZEAS.43 | Com ¦ Small Packaged Heat Pump (SEER 17) - Fuel Sub - Panel Upgrade - ZEAS 2030 - Marine ¦ SCG ¦ Marine | Com ¦ Small Packaged Heat Pump (SEER 17) - Fuel Sub - Panel Upgrade - ZEAS 2030 - Marine | SCG ¦ Marine | SCG | All | Electric & Gas | SEER17 Heat Pump, <65 kbtuh, NR | Efficient |  |  | 1 | Conventional | HVAC | Com - Other | Com | ROB Only | 1 | 1000 sqft2 of floor space | Cap-Tons | 15 | DEER:HVAC_Split-Package_HP | -170.5 | 0 | -25 | SWHC046-03 | 1778.1667 | 2021 | 679.11 | 2021 | 2138.2074 | -50.67 | SWHC046-03 | Com Central HVAC (Small) - Fuel Sub - Panel Upgrade - ZEAS 2030 - Marine ¦ SCG ¦ Marine | Com Central HVAC (Small) - Fuel Sub - Panel Upgrade - ZEAS 2030 - Marine | 0.038925 | 0.186 | 0 | CBSA 2014, adjusted to reflect new efficiencies | 132.0775 | 2032 | 1 | SWHC046-03
COM-HVAC-FS-PU-23-ZEAS.44 | Com ¦ Small Packaged Heat Pump (SEER 17) - Fuel Sub - Panel Upgrade - ZEAS 2030 - Marine ¦ SCG ¦ Marine | Com ¦ Small Packaged Heat Pump (SEER 17) - Fuel Sub - Panel Upgrade - ZEAS 2030 - Marine | SCG ¦ Marine | SCG | All | Electric & Gas | SEER17 Heat Pump, <65 kbtuh, NR | Efficient |  |  | 1 | Conventional | HVAC | Com - Refrig. Warehouse | Com | ROB Only | 1 | 1000 sqft2 of floor space | Cap-Tons | 15 | DEER:HVAC_Split-Package_HP | 0 | 0 | 0 | SWHC046-03 | 0 | 2021 | 0 | 2021 | 2138.2074 | -50.67 | SWHC046-03 | Com Central HVAC (Small) - Fuel Sub - Panel Upgrade - ZEAS 2030 - Marine ¦ SCG ¦ Marine | Com Central HVAC (Small) - Fuel Sub - Panel Upgrade - ZEAS 2030 - Marine | 0 | 0.186 | 0 | CBSA 2014, adjusted to reflect new efficiencies | 0 | 2032 | 1 | SWHC046-03
COM-HVAC-FS-PU-23-ZEAS.45 | Com ¦ Small Packaged Heat Pump (SEER 17) - Fuel Sub - Panel Upgrade - ZEAS 2030 - Marine ¦ SCG ¦ Marine | Com ¦ Small Packaged Heat Pump (SEER 17) - Fuel Sub - Panel Upgrade - ZEAS 2030 - Marine | SCG ¦ Marine | SCG | All | Electric & Gas | SEER17 Heat Pump, <65 kbtuh, NR | Efficient |  |  | 1 | Conventional | HVAC | Com - Restaurant | Com | ROB Only | 1 | 1000 sqft2 of floor space | Cap-Tons | 15 | DEER:HVAC_Split-Package_HP | -219.6253 | 0 | -11.7207 | SWHC046-03 | 1778.1667 | 2021 | 679.11 | 2021 | 2138.2074 | -50.67 | SWHC046-03 | Com Central HVAC (Small) - Fuel Sub - Panel Upgrade - ZEAS 2030 - Marine ¦ SCG ¦ Marine | Com Central HVAC (Small) - Fuel Sub - Panel Upgrade - ZEAS 2030 - Marine | 0.039657 | 0.186 | 0 | CBSA 2014, adjusted to reflect new efficiencies | 12.708 | 2032 | 1 | SWHC046-03
COM-HVAC-FS-PU-23-ZEAS.46 | Com ¦ Small Packaged Heat Pump (SEER 17) - Fuel Sub - Panel Upgrade - ZEAS 2030 - Marine ¦ SCG ¦ Marine | Com ¦ Small Packaged Heat Pump (SEER 17) - Fuel Sub - Panel Upgrade - ZEAS 2030 - Marine | SCG ¦ Marine | SCG | All | Electric & Gas | SEER17 Heat Pump, <65 kbtuh, NR | Efficient |  |  | 1 | Conventional | HVAC | Com - Retail | Com | ROB Only | 1 | 1000 sqft2 of floor space | Cap-Tons | 15 | DEER:HVAC_Split-Package_HP | -270.1704 | 0 | -11.8403 | SWHC046-03 | 1778.1667 | 2021 | 679.11 | 2021 | 2138.2074 | -50.67 | SWHC046-03 | Com Central HVAC (Small) - Fuel Sub - Panel Upgrade - ZEAS 2030 - Marine ¦ SCG ¦ Marine | Com Central HVAC (Small) - Fuel Sub - Panel Upgrade - ZEAS 2030 - Marine | 0.016778 | 0.186 | 0 | CBSA 2014, adjusted to reflect new efficiencies | 153.42 | 2032 | 1 | SWHC046-03
COM-HVAC-FS-PU-23-ZEAS.47 | Com ¦ Small Packaged Heat Pump (SEER 17) - Fuel Sub - Panel Upgrade - ZEAS 2030 - Marine ¦ SCG ¦ Marine | Com ¦ Small Packaged Heat Pump (SEER 17) - Fuel Sub - Panel Upgrade - ZEAS 2030 - Marine | SCG ¦ Marine | SCG | All | Electric & Gas | SEER17 Heat Pump, <65 kbtuh, NR | Efficient |  |  | 1 | Conventional | HVAC | Com - School | Com | ROB Only | 1 | 1000 sqft2 of floor space | Cap-Tons | 15 | DEER:HVAC_Split-Package_HP | -93.2677 | 0 | -12.1639 | SWHC046-03 | 1778.1667 | 2021 | 679.11 | 2021 | 2138.2074 | -50.67 | SWHC046-03 | Com Central HVAC (Small) - Fuel Sub - Panel Upgrade - ZEAS 2030 - Marine ¦ SCG ¦ Marine | Com Central HVAC (Small) - Fuel Sub - Panel Upgrade - ZEAS 2030 - Marine | 0.027322 | 0.186 | 0 | CBSA 2014, adjusted to reflect new efficiencies | 43.1475 | 2032 | 1 | SWHC046-03
COM-HVAC-FS-PU-23-ZEAS.48 | Com ¦ Small Packaged Heat Pump (SEER 17) - Fuel Sub - Panel Upgrade - ZEAS 2030 - Marine ¦ SCG ¦ Marine | Com ¦ Small Packaged Heat Pump (SEER 17) - Fuel Sub - Panel Upgrade - ZEAS 2030 - Marine | SCG ¦ Marine | SCG | All | Electric & Gas | SEER17 Heat Pump, <65 kbtuh, NR | Efficient |  |  | 1 | Conventional | HVAC | Com - Warehouse | Com | ROB Only | 1 | 1000 sqft2 of floor space | Cap-Tons | 15 | DEER:HVAC_Split-Package_HP | -71.8 | 0 | -34.2 | SWHC046-03 | 1778.1667 | 2021 | 679.11 | 2021 | 2138.2074 | -50.67 | SWHC046-03 | Com Central HVAC (Small) - Fuel Sub - Panel Upgrade - ZEAS 2030 - Marine ¦ SCG ¦ Marine | Com Central HVAC (Small) - Fuel Sub - Panel Upgrade - ZEAS 2030 - Marine | 0.0051386 | 0.186 | 0 | CBSA 2014, adjusted to reflect new efficiencies | 165.6894 | 2032 | 1 | SWHC046-03
COM-HVAC-FS-PU-23-ZEAS.49 | Com ¦ Small Packaged Heat Pump (SEER 17) - Fuel Sub - Panel Upgrade - ZEAS 2030 - Hot-Dry ¦ SCG ¦ Hot-Dry | Com ¦ Small Packaged Heat Pump (SEER 17) - Fuel Sub - Panel Upgrade - ZEAS 2030 - Hot-Dry | SCG ¦ Hot-Dry | SCG | All | Electric & Gas | SEER17 Heat Pump, <65 kbtuh, NR | Efficient |  |  | 1 | Conventional | HVAC | Com - College | Com | ROB Only | 1 | 1000 sqft2 of floor space | Cap-Tons | 15 | DEER:HVAC_Split-Package_HP | -231.9695 | 0 | -13.1859 | SWHC046-03 | 1778.1667 | 2021 | 679.11 | 2021 | 2138.2074 | -50.67 | SWHC046-03 | Com Central HVAC (Small) - Fuel Sub - Panel Upgrade - ZEAS 2030 - Hot-Dry ¦ SCG ¦ Hot-Dry | Com Central HVAC (Small) - Fuel Sub - Panel Upgrade - ZEAS 2030 - Hot-Dry | 0.022689 | 0.186 | 0 | CBSA 2014, adjusted to reflect new efficiencies | 61.0089 | 2032 | 1 | SWHC046-03
COM-HVAC-FS-PU-23-ZEAS.50 | Com ¦ Small Packaged Heat Pump (SEER 17) - Fuel Sub - Panel Upgrade - ZEAS 2030 - Hot-Dry ¦ SCG ¦ Hot-Dry | Com ¦ Small Packaged Heat Pump (SEER 17) - Fuel Sub - Panel Upgrade - ZEAS 2030 - Hot-Dry | SCG ¦ Hot-Dry | SCG | All | Electric & Gas | SEER17 Heat Pump, <65 kbtuh, NR | Efficient |  |  | 1 | Conventional | HVAC | Com - Grocery | Com | ROB Only | 1 | 1000 sqft2 of floor space | Cap-Tons | 15 | DEER:HVAC_Split-Package_HP | -257.5 | 0 | -84.8 | SWHC046-03 | 1778.1667 | 2021 | 679.11 | 2021 | 2138.2074 | -50.67 | SWHC046-03 | Com Central HVAC (Small) - Fuel Sub - Panel Upgrade - ZEAS 2030 - Hot-Dry ¦ SCG ¦ Hot-Dry | Com Central HVAC (Small) - Fuel Sub - Panel Upgrade - ZEAS 2030 - Hot-Dry | 0.040359 | 0.186 | 0 | CBSA 2014, adjusted to reflect new efficiencies | 213.6107 | 2032 | 1 | SWHC046-03
COM-HVAC-FS-PU-23-ZEAS.51 | Com ¦ Small Packaged Heat Pump (SEER 17) - Fuel Sub - Panel Upgrade - ZEAS 2030 - Hot-Dry ¦ SCG ¦ Hot-Dry | Com ¦ Small Packaged Heat Pump (SEER 17) - Fuel Sub - Panel Upgrade - ZEAS 2030 - Hot-Dry | SCG ¦ Hot-Dry | SCG | All | Electric & Gas | SEER17 Heat Pump, <65 kbtuh, NR | Efficient |  |  | 1 | Conventional | HVAC | Com - Health | Com | ROB Only | 1 | 1000 sqft2 of floor space | Cap-Tons | 15 | DEER:HVAC_Split-Package_HP | -426.8281 | 0 | -25.6229 | SWHC046-03 | 1778.1667 | 2021 | 679.11 | 2021 | 2138.2074 | -50.67 | SWHC046-03 | Com Central HVAC (Small) - Fuel Sub - Panel Upgrade - ZEAS 2030 - Hot-Dry ¦ SCG ¦ Hot-Dry | Com Central HVAC (Small) - Fuel Sub - Panel Upgrade - ZEAS 2030 - Hot-Dry | 0.032178 | 0.186 | 0 | CBSA 2014, adjusted to reflect new efficiencies | 100.3042 | 2032 | 1 | SWHC046-03
COM-HVAC-FS-PU-23-ZEAS.52 | Com ¦ Small Packaged Heat Pump (SEER 17) - Fuel Sub - Panel Upgrade - ZEAS 2030 - Hot-Dry ¦ SCG ¦ Hot-Dry | Com ¦ Small Packaged Heat Pump (SEER 17) - Fuel Sub - Panel Upgrade - ZEAS 2030 - Hot-Dry | SCG ¦ Hot-Dry | SCG | All | Electric & Gas | SEER17 Heat Pump, <65 kbtuh, NR | Efficient |  |  | 1 | Conventional | HVAC | Com - Lodging | Com | ROB Only | 1 | 1000 sqft2 of floor space | Cap-Tons | 15 | DEER:HVAC_Split-Package_HP | -295.9136 | 0 | -40.2704 | SWHC046-03 | 1778.1667 | 2021 | 679.11 | 2021 | 2138.2074 | -50.67 | SWHC046-03 | Com Central HVAC (Small) - Fuel Sub - Panel Upgrade - ZEAS 2030 - Hot-Dry ¦ SCG ¦ Hot-Dry | Com Central HVAC (Small) - Fuel Sub - Panel Upgrade - ZEAS 2030 - Hot-Dry | 0.018069 | 0.186 | 0 | CBSA 2014, adjusted to reflect new efficiencies | 444.4657 | 2032 | 1 | SWHC046-03
COM-HVAC-FS-PU-23-ZEAS.53 | Com ¦ Small Packaged Heat Pump (SEER 17) - Fuel Sub - Panel Upgrade - ZEAS 2030 - Hot-Dry ¦ SCG ¦ Hot-Dry | Com ¦ Small Packaged Heat Pump (SEER 17) - Fuel Sub - Panel Upgrade - ZEAS 2030 - Hot-Dry | SCG ¦ Hot-Dry | SCG | All | Electric & Gas | SEER17 Heat Pump, <65 kbtuh, NR | Efficient |  |  | 1 | Conventional | HVAC | Com - Office (Large) | Com | ROB Only | 1 | 1000 sqft2 of floor space | Cap-Tons | 15 | DEER:HVAC_Split-Package_HP | -246 | 0 | -1.48 | SWHC046-03 | 1778.1667 | 2021 | 679.11 | 2021 | 2138.2074 | -50.67 | SWHC046-03 | Com Central HVAC (Small) - Fuel Sub - Panel Upgrade - ZEAS 2030 - Hot-Dry ¦ SCG ¦ Hot-Dry | Com Central HVAC (Small) - Fuel Sub - Panel Upgrade - ZEAS 2030 - Hot-Dry | 0.023953 | 0.186 | 0 | CBSA 2014, adjusted to reflect new efficiencies | 31.1113 | 2032 | 1 | SWHC046-03
COM-HVAC-FS-PU-23-ZEAS.54 | Com ¦ Small Packaged Heat Pump (SEER 17) - Fuel Sub - Panel Upgrade - ZEAS 2030 - Hot-Dry ¦ SCG ¦ Hot-Dry | Com ¦ Small Packaged Heat Pump (SEER 17) - Fuel Sub - Panel Upgrade - ZEAS 2030 - Hot-Dry | SCG ¦ Hot-Dry | SCG | All | Electric & Gas | SEER17 Heat Pump, <65 kbtuh, NR | Efficient |  |  | 1 | Conventional | HVAC | Com - Office (Small) | Com | ROB Only | 1 | 1000 sqft2 of floor space | Cap-Tons | 15 | DEER:HVAC_Split-Package_HP | -219 | 0 | -6.68 | SWHC046-03 | 1778.1667 | 2021 | 679.11 | 2021 | 2138.2074 | -50.67 | SWHC046-03 | Com Central HVAC (Small) - Fuel Sub - Panel Upgrade - ZEAS 2030 - Hot-Dry ¦ SCG ¦ Hot-Dry | Com Central HVAC (Small) - Fuel Sub - Panel Upgrade - ZEAS 2030 - Hot-Dry | 0.027176 | 0.186 | 0 | CBSA 2014, adjusted to reflect new efficiencies | 23.265 | 2032 | 1 | SWHC046-03
COM-HVAC-FS-PU-23-ZEAS.55 | Com ¦ Small Packaged Heat Pump (SEER 17) - Fuel Sub - Panel Upgrade - ZEAS 2030 - Hot-Dry ¦ SCG ¦ Hot-Dry | Com ¦ Small Packaged Heat Pump (SEER 17) - Fuel Sub - Panel Upgrade - ZEAS 2030 - Hot-Dry | SCG ¦ Hot-Dry | SCG | All | Electric & Gas | SEER17 Heat Pump, <65 kbtuh, NR | Efficient |  |  | 1 | Conventional | HVAC | Com - Other | Com | ROB Only | 1 | 1000 sqft2 of floor space | Cap-Tons | 15 | DEER:HVAC_Split-Package_HP | -225.5 | 0 | -24.5 | SWHC046-03 | 1778.1667 | 2021 | 679.11 | 2021 | 2138.2074 | -50.67 | SWHC046-03 | Com Central HVAC (Small) - Fuel Sub - Panel Upgrade - ZEAS 2030 - Hot-Dry ¦ SCG ¦ Hot-Dry | Com Central HVAC (Small) - Fuel Sub - Panel Upgrade - ZEAS 2030 - Hot-Dry | 0.038925 | 0.186 | 0 | CBSA 2014, adjusted to reflect new efficiencies | 135.8859 | 2032 | 1 | SWHC046-03
COM-HVAC-FS-PU-23-ZEAS.56 | Com ¦ Small Packaged Heat Pump (SEER 17) - Fuel Sub - Panel Upgrade - ZEAS 2030 - Hot-Dry ¦ SCG ¦ Hot-Dry | Com ¦ Small Packaged Heat Pump (SEER 17) - Fuel Sub - Panel Upgrade - ZEAS 2030 - Hot-Dry | SCG ¦ Hot-Dry | SCG | All | Electric & Gas | SEER17 Heat Pump, <65 kbtuh, NR | Efficient |  |  | 1 | Conventional | HVAC | Com - Refrig. Warehouse | Com | ROB Only | 1 | 1000 sqft2 of floor space | Cap-Tons | 15 | DEER:HVAC_Split-Package_HP | 0 | 0 | 0 | SWHC046-03 | 0 | 2021 | 0 | 2021 | 2138.2074 | -50.67 | SWHC046-03 | Com Central HVAC (Small) - Fuel Sub - Panel Upgrade - ZEAS 2030 - Hot-Dry ¦ SCG ¦ Hot-Dry | Com Central HVAC (Small) - Fuel Sub - Panel Upgrade - ZEAS 2030 - Hot-Dry | 0 | 0.186 | 0 | CBSA 2014, adjusted to reflect new efficiencies | 0 | 2032 | 1 | SWHC046-03
COM-HVAC-FS-PU-23-ZEAS.57 | Com ¦ Small Packaged Heat Pump (SEER 17) - Fuel Sub - Panel Upgrade - ZEAS 2030 - Hot-Dry ¦ SCG ¦ Hot-Dry | Com ¦ Small Packaged Heat Pump (SEER 17) - Fuel Sub - Panel Upgrade - ZEAS 2030 - Hot-Dry | SCG ¦ Hot-Dry | SCG | All | Electric & Gas | SEER17 Heat Pump, <65 kbtuh, NR | Efficient |  |  | 1 | Conventional | HVAC | Com - Restaurant | Com | ROB Only | 1 | 1000 sqft2 of floor space | Cap-Tons | 15 | DEER:HVAC_Split-Package_HP | -289.7498 | 0 | -12.6233 | SWHC046-03 | 1778.1667 | 2021 | 679.11 | 2021 | 2138.2074 | -50.67 | SWHC046-03 | Com Central HVAC (Small) - Fuel Sub - Panel Upgrade - ZEAS 2030 - Hot-Dry ¦ SCG ¦ Hot-Dry | Com Central HVAC (Small) - Fuel Sub - Panel Upgrade - ZEAS 2030 - Hot-Dry | 0.039657 | 0.186 | 0 | CBSA 2014, adjusted to reflect new efficiencies | 14.6322 | 2032 | 1 | SWHC046-03
COM-HVAC-FS-PU-23-ZEAS.58 | Com ¦ Small Packaged Heat Pump (SEER 17) - Fuel Sub - Panel Upgrade - ZEAS 2030 - Hot-Dry ¦ SCG ¦ Hot-Dry | Com ¦ Small Packaged Heat Pump (SEER 17) - Fuel Sub - Panel Upgrade - ZEAS 2030 - Hot-Dry | SCG ¦ Hot-Dry | SCG | All | Electric & Gas | SEER17 Heat Pump, <65 kbtuh, NR | Efficient |  |  | 1 | Conventional | HVAC | Com - Retail | Com | ROB Only | 1 | 1000 sqft2 of floor space | Cap-Tons | 15 | DEER:HVAC_Split-Package_HP | -333.9812 | 0 | -10.1827 | SWHC046-03 | 1778.1667 | 2021 | 679.11 | 2021 | 2138.2074 | -50.67 | SWHC046-03 | Com Central HVAC (Small) - Fuel Sub - Panel Upgrade - ZEAS 2030 - Hot-Dry ¦ SCG ¦ Hot-Dry | Com Central HVAC (Small) - Fuel Sub - Panel Upgrade - ZEAS 2030 - Hot-Dry | 0.016778 | 0.186 | 0 | CBSA 2014, adjusted to reflect new efficiencies | 167.6474 | 2032 | 1 | SWHC046-03
COM-HVAC-FS-PU-23-ZEAS.59 | Com ¦ Small Packaged Heat Pump (SEER 17) - Fuel Sub - Panel Upgrade - ZEAS 2030 - Hot-Dry ¦ SCG ¦ Hot-Dry | Com ¦ Small Packaged Heat Pump (SEER 17) - Fuel Sub - Panel Upgrade - ZEAS 2030 - Hot-Dry | SCG ¦ Hot-Dry | SCG | All | Electric & Gas | SEER17 Heat Pump, <65 kbtuh, NR | Efficient |  |  | 1 | Conventional | HVAC | Com - School | Com | ROB Only | 1 | 1000 sqft2 of floor space | Cap-Tons | 15 | DEER:HVAC_Split-Package_HP | -120.568 | 0 | -12.0107 | SWHC046-03 | 1778.1667 | 2021 | 679.11 | 2021 | 2138.2074 | -50.67 | SWHC046-03 | Com Central HVAC (Small) - Fuel Sub - Panel Upgrade - ZEAS 2030 - Hot-Dry ¦ SCG ¦ Hot-Dry | Com Central HVAC (Small) - Fuel Sub - Panel Upgrade - ZEAS 2030 - Hot-Dry | 0.027322 | 0.186 | 0 | CBSA 2014, adjusted to reflect new efficiencies | 47.2925 | 2032 | 1 | SWHC046-03
COM-HVAC-FS-PU-23-ZEAS.60 | Com ¦ Small Packaged Heat Pump (SEER 17) - Fuel Sub - Panel Upgrade - ZEAS 2030 - Hot-Dry ¦ SCG ¦ Hot-Dry | Com ¦ Small Packaged Heat Pump (SEER 17) - Fuel Sub - Panel Upgrade - ZEAS 2030 - Hot-Dry | SCG ¦ Hot-Dry | SCG | All | Electric & Gas | SEER17 Heat Pump, <65 kbtuh, NR | Efficient |  |  | 1 | Conventional | HVAC | Com - Warehouse | Com | ROB Only | 1 | 1000 sqft2 of floor space | Cap-Tons | 15 | DEER:HVAC_Split-Package_HP | -139 | 0 | -33.6 | SWHC046-03 | 1778.1667 | 2021 | 679.11 | 2021 | 2138.2074 | -50.67 | SWHC046-03 | Com Central HVAC (Small) - Fuel Sub - Panel Upgrade - ZEAS 2030 - Hot-Dry ¦ SCG ¦ Hot-Dry | Com Central HVAC (Small) - Fuel Sub - Panel Upgrade - ZEAS 2030 - Hot-Dry | 0.0051386 | 0.186 | 0 | CBSA 2014, adjusted to reflect new efficiencies | 183.3015 | 2032 | 1 | SWHC046-03
COM-HVAC-FS-PU-23-ZEAS.61 | Com ¦ Small Packaged Heat Pump (SEER 17) - Fuel Sub - Panel Upgrade - ZEAS 2030 - Cold ¦ SCG ¦ Cold | Com ¦ Small Packaged Heat Pump (SEER 17) - Fuel Sub - Panel Upgrade - ZEAS 2030 - Cold | SCG ¦ Cold | SCG | All | Electric & Gas | SEER17 Heat Pump, <65 kbtuh, NR | Efficient |  |  | 1 | Conventional | HVAC | Com - College | Com | ROB Only | 1 | 1000 sqft2 of floor space | Cap-Tons | 15 | DEER:HVAC_Split-Package_HP | 341.5649 | 0 | -92.6695 | SWHC046-03 | 1778.1667 | 2021 | 679.11 | 2021 | 2138.2074 | -50.67 | SWHC046-03 | Com Central HVAC (Small) - Fuel Sub - Panel Upgrade - ZEAS 2030 - Cold ¦ SCG ¦ Cold | Com Central HVAC (Small) - Fuel Sub - Panel Upgrade - ZEAS 2030 - Cold | 0.022689 | 0.186 | 0 | CBSA 2014, adjusted to reflect new efficiencies | 279.8969 | 2032 | 1 | SWHC046-03
COM-HVAC-FS-PU-23-ZEAS.62 | Com ¦ Small Packaged Heat Pump (SEER 17) - Fuel Sub - Panel Upgrade - ZEAS 2030 - Cold ¦ SCG ¦ Cold | Com ¦ Small Packaged Heat Pump (SEER 17) - Fuel Sub - Panel Upgrade - ZEAS 2030 - Cold | SCG ¦ Cold | SCG | All | Electric & Gas | SEER17 Heat Pump, <65 kbtuh, NR | Efficient |  |  | 1 | Conventional | HVAC | Com - Grocery | Com | ROB Only | 1 | 1000 sqft2 of floor space | Cap-Tons | 15 | DEER:HVAC_Split-Package_HP | 1395 | 0 | -331.5 | SWHC046-03 | 1778.1667 | 2021 | 679.11 | 2021 | 2138.2074 | -50.67 | SWHC046-03 | Com Central HVAC (Small) - Fuel Sub - Panel Upgrade - ZEAS 2030 - Cold ¦ SCG ¦ Cold | Com Central HVAC (Small) - Fuel Sub - Panel Upgrade - ZEAS 2030 - Cold | 0.040359 | 0.186 | 0 | CBSA 2014, adjusted to reflect new efficiencies | 699.9582 | 2032 | 1 | SWHC046-03
COM-HVAC-FS-PU-23-ZEAS.63 | Com ¦ Small Packaged Heat Pump (SEER 17) - Fuel Sub - Panel Upgrade - ZEAS 2030 - Cold ¦ SCG ¦ Cold | Com ¦ Small Packaged Heat Pump (SEER 17) - Fuel Sub - Panel Upgrade - ZEAS 2030 - Cold | SCG ¦ Cold | SCG | All | Electric & Gas | SEER17 Heat Pump, <65 kbtuh, NR | Efficient |  |  | 1 | Conventional | HVAC | Com - Health | Com | ROB Only | 1 | 1000 sqft2 of floor space | Cap-Tons | 15 | DEER:HVAC_Split-Package_HP | 217.5098 | 0 | -128.9495 | SWHC046-03 | 1778.1667 | 2021 | 679.11 | 2021 | 2138.2074 | -50.67 | SWHC046-03 | Com Central HVAC (Small) - Fuel Sub - Panel Upgrade - ZEAS 2030 - Cold ¦ SCG ¦ Cold | Com Central HVAC (Small) - Fuel Sub - Panel Upgrade - ZEAS 2030 - Cold | 0.032178 | 0.186 | 0 | CBSA 2014, adjusted to reflect new efficiencies | 349.9951 | 2032 | 1 | SWHC046-03
COM-HVAC-FS-PU-23-ZEAS.64 | Com ¦ Small Packaged Heat Pump (SEER 17) - Fuel Sub - Panel Upgrade - ZEAS 2030 - Cold ¦ SCG ¦ Cold | Com ¦ Small Packaged Heat Pump (SEER 17) - Fuel Sub - Panel Upgrade - ZEAS 2030 - Cold | SCG ¦ Cold | SCG | All | Electric & Gas | SEER17 Heat Pump, <65 kbtuh, NR | Efficient |  |  | 1 | Conventional | HVAC | Com - Lodging | Com | ROB Only | 1 | 1000 sqft2 of floor space | Cap-Tons | 15 | DEER:HVAC_Split-Package_HP | 938.7835 | 0 | -210.3596 | SWHC046-03 | 1778.1667 | 2021 | 679.11 | 2021 | 2138.2074 | -50.67 | SWHC046-03 | Com Central HVAC (Small) - Fuel Sub - Panel Upgrade - ZEAS 2030 - Cold ¦ SCG ¦ Cold | Com Central HVAC (Small) - Fuel Sub - Panel Upgrade - ZEAS 2030 - Cold | 0.018069 | 0.186 | 0 | CBSA 2014, adjusted to reflect new efficiencies | 1929.9764 | 2032 | 1 | SWHC046-03
COM-HVAC-FS-PU-23-ZEAS.65 | Com ¦ Small Packaged Heat Pump (SEER 17) - Fuel Sub - Panel Upgrade - ZEAS 2030 - Cold ¦ SCG ¦ Cold | Com ¦ Small Packaged Heat Pump (SEER 17) - Fuel Sub - Panel Upgrade - ZEAS 2030 - Cold | SCG ¦ Cold | SCG | All | Electric & Gas | SEER17 Heat Pump, <65 kbtuh, NR | Efficient |  |  | 1 | Conventional | HVAC | Com - Office (Large) | Com | ROB Only | 1 | 1000 sqft2 of floor space | Cap-Tons | 15 | DEER:HVAC_Split-Package_HP | -52.6 | 0 | -24.4 | SWHC046-03 | 1778.1667 | 2021 | 679.11 | 2021 | 2138.2074 | -50.67 | SWHC046-03 | Com Central HVAC (Small) - Fuel Sub - Panel Upgrade - ZEAS 2030 - Cold ¦ SCG ¦ Cold | Com Central HVAC (Small) - Fuel Sub - Panel Upgrade - ZEAS 2030 - Cold | 0.023953 | 0.186 | 0 | CBSA 2014, adjusted to reflect new efficiencies | 114.8041 | 2032 | 1 | SWHC046-03
COM-HVAC-FS-PU-23-ZEAS.66 | Com ¦ Small Packaged Heat Pump (SEER 17) - Fuel Sub - Panel Upgrade - ZEAS 2030 - Cold ¦ SCG ¦ Cold | Com ¦ Small Packaged Heat Pump (SEER 17) - Fuel Sub - Panel Upgrade - ZEAS 2030 - Cold | SCG ¦ Cold | SCG | All | Electric & Gas | SEER17 Heat Pump, <65 kbtuh, NR | Efficient |  |  | 1 | Conventional | HVAC | Com - Office (Small) | Com | ROB Only | 1 | 1000 sqft2 of floor space | Cap-Tons | 15 | DEER:HVAC_Split-Package_HP | 135.5 | 0 | -49.4 | SWHC046-03 | 1778.1667 | 2021 | 679.11 | 2021 | 2138.2074 | -50.67 | SWHC046-03 | Com Central HVAC (Small) - Fuel Sub - Panel Upgrade - ZEAS 2030 - Cold ¦ SCG ¦ Cold | Com Central HVAC (Small) - Fuel Sub - Panel Upgrade - ZEAS 2030 - Cold | 0.027176 | 0.186 | 0 | CBSA 2014, adjusted to reflect new efficiencies | 91.5836 | 2032 | 1 | SWHC046-03
COM-HVAC-FS-PU-23-ZEAS.67 | Com ¦ Small Packaged Heat Pump (SEER 17) - Fuel Sub - Panel Upgrade - ZEAS 2030 - Cold ¦ SCG ¦ Cold | Com ¦ Small Packaged Heat Pump (SEER 17) - Fuel Sub - Panel Upgrade - ZEAS 2030 - Cold | SCG ¦ Cold | SCG | All | Electric & Gas | SEER17 Heat Pump, <65 kbtuh, NR | Efficient |  |  | 1 | Conventional | HVAC | Com - Other | Com | ROB Only | 1 | 1000 sqft2 of floor space | Cap-Tons | 15 | DEER:HVAC_Split-Package_HP | 721 | 0 | -172 | SWHC046-03 | 1778.1667 | 2021 | 679.11 | 2021 | 2138.2074 | -50.67 | SWHC046-03 | Com Central HVAC (Small) - Fuel Sub - Panel Upgrade - ZEAS 2030 - Cold ¦ SCG ¦ Cold | Com Central HVAC (Small) - Fuel Sub - Panel Upgrade - ZEAS 2030 - Cold | 0.038925 | 0.186 | 0 | CBSA 2014, adjusted to reflect new efficiencies | 699.5451 | 2032 | 1 | SWHC046-03
COM-HVAC-FS-PU-23-ZEAS.68 | Com ¦ Small Packaged Heat Pump (SEER 17) - Fuel Sub - Panel Upgrade - ZEAS 2030 - Cold ¦ SCG ¦ Cold | Com ¦ Small Packaged Heat Pump (SEER 17) - Fuel Sub - Panel Upgrade - ZEAS 2030 - Cold | SCG ¦ Cold | SCG | All | Electric & Gas | SEER17 Heat Pump, <65 kbtuh, NR | Efficient |  |  | 1 | Conventional | HVAC | Com - Refrig. Warehouse | Com | ROB Only | 1 | 1000 sqft2 of floor space | Cap-Tons | 15 | DEER:HVAC_Split-Package_HP | 0 | 0 | 0 | SWHC046-03 | 0 | 2021 | 0 | 2021 | 2138.2074 | -50.67 | SWHC046-03 | Com Central HVAC (Small) - Fuel Sub - Panel Upgrade - ZEAS 2030 - Cold ¦ SCG ¦ Cold | Com Central HVAC (Small) - Fuel Sub - Panel Upgrade - ZEAS 2030 - Cold | 0 | 0.186 | 0 | CBSA 2014, adjusted to reflect new efficiencies | 0 | 2032 | 1 | SWHC046-03
COM-HVAC-FS-PU-23-ZEAS.69 | Com ¦ Small Packaged Heat Pump (SEER 17) - Fuel Sub - Panel Upgrade - ZEAS 2030 - Cold ¦ SCG ¦ Cold | Com ¦ Small Packaged Heat Pump (SEER 17) - Fuel Sub - Panel Upgrade - ZEAS 2030 - Cold | SCG ¦ Cold | SCG | All | Electric & Gas | SEER17 Heat Pump, <65 kbtuh, NR | Efficient |  |  | 1 | Conventional | HVAC | Com - Restaurant | Com | ROB Only | 1 | 1000 sqft2 of floor space | Cap-Tons | 15 | DEER:HVAC_Split-Package_HP | 430.5153 | 0 | -140.5022 | SWHC046-03 | 1778.1667 | 2021 | 679.11 | 2021 | 2138.2074 | -50.67 | SWHC046-03 | Com Central HVAC (Small) - Fuel Sub - Panel Upgrade - ZEAS 2030 - Cold ¦ SCG ¦ Cold | Com Central HVAC (Small) - Fuel Sub - Panel Upgrade - ZEAS 2030 - Cold | 0.039657 | 0.186 | 0 | CBSA 2014, adjusted to reflect new efficiencies | 97.8998 | 2032 | 1 | SWHC046-03
COM-HVAC-FS-PU-23-ZEAS.70 | Com ¦ Small Packaged Heat Pump (SEER 17) - Fuel Sub - Panel Upgrade - ZEAS 2030 - Cold ¦ SCG ¦ Cold | Com ¦ Small Packaged Heat Pump (SEER 17) - Fuel Sub - Panel Upgrade - ZEAS 2030 - Cold | SCG ¦ Cold | SCG | All | Electric & Gas | SEER17 Heat Pump, <65 kbtuh, NR | Efficient |  |  | 1 | Conventional | HVAC | Com - Retail | Com | ROB Only | 1 | 1000 sqft2 of floor space | Cap-Tons | 15 | DEER:HVAC_Split-Package_HP | 356.9859 | 0 | -114.1883 | SWHC046-03 | 1778.1667 | 2021 | 679.11 | 2021 | 2138.2074 | -50.67 | SWHC046-03 | Com Central HVAC (Small) - Fuel Sub - Panel Upgrade - ZEAS 2030 - Cold ¦ SCG ¦ Cold | Com Central HVAC (Small) - Fuel Sub - Panel Upgrade - ZEAS 2030 - Cold | 0.016778 | 0.186 | 0 | CBSA 2014, adjusted to reflect new efficiencies | 438.8023 | 2032 | 1 | SWHC046-03
COM-HVAC-FS-PU-23-ZEAS.71 | Com ¦ Small Packaged Heat Pump (SEER 17) - Fuel Sub - Panel Upgrade - ZEAS 2030 - Cold ¦ SCG ¦ Cold | Com ¦ Small Packaged Heat Pump (SEER 17) - Fuel Sub - Panel Upgrade - ZEAS 2030 - Cold | SCG ¦ Cold | SCG | All | Electric & Gas | SEER17 Heat Pump, <65 kbtuh, NR | Efficient |  |  | 1 | Conventional | HVAC | Com - School | Com | ROB Only | 1 | 1000 sqft2 of floor space | Cap-Tons | 15 | DEER:HVAC_Split-Package_HP | 460.34 | 0 | -96.149 | SWHC046-03 | 1778.1667 | 2021 | 679.11 | 2021 | 2138.2074 | -50.67 | SWHC046-03 | Com Central HVAC (Small) - Fuel Sub - Panel Upgrade - ZEAS 2030 - Cold ¦ SCG ¦ Cold | Com Central HVAC (Small) - Fuel Sub - Panel Upgrade - ZEAS 2030 - Cold | 0.027322 | 0.186 | 0 | CBSA 2014, adjusted to reflect new efficiencies | 143.8824 | 2032 | 1 | SWHC046-03
COM-HVAC-FS-PU-23-ZEAS.72 | Com ¦ Small Packaged Heat Pump (SEER 17) - Fuel Sub - Panel Upgrade - ZEAS 2030 - Cold ¦ SCG ¦ Cold | Com ¦ Small Packaged Heat Pump (SEER 17) - Fuel Sub - Panel Upgrade - ZEAS 2030 - Cold | SCG ¦ Cold | SCG | All | Electric & Gas | SEER17 Heat Pump, <65 kbtuh, NR | Efficient |  |  | 1 | Conventional | HVAC | Com - Warehouse | Com | ROB Only | 1 | 1000 sqft2 of floor space | Cap-Tons | 15 | DEER:HVAC_Split-Package_HP | 776 | 0 | -152 | SWHC046-03 | 1778.1667 | 2021 | 679.11 | 2021 | 2138.2074 | -50.67 | SWHC046-03 | Com Central HVAC (Small) - Fuel Sub - Panel Upgrade - ZEAS 2030 - Cold ¦ SCG ¦ Cold | Com Central HVAC (Small) - Fuel Sub - Panel Upgrade - ZEAS 2030 - Cold | 0.0051386 | 0.186 | 0 | CBSA 2014, adjusted to reflect new efficiencies | 408.1663 | 2032 | 1 | SWHC046-03
COM-HVAC-FS-PU-23-ZEAS.73 | Com ¦ Small Packaged Heat Pump (SEER 17) - Fuel Sub - Panel Upgrade - ZEAS 2030 - Marine ¦ SDG&E ¦ Marine | Com ¦ Small Packaged Heat Pump (SEER 17) - Fuel Sub - Panel Upgrade - ZEAS 2030 - Marine | SDG&E ¦ Marine | SDG&E | All | Electric & Gas | SEER17 Heat Pump, <65 kbtuh, NR | Efficient |  |  | 1 | Conventional | HVAC | Com - College | Com | ROB Only | 1 | 1000 sqft2 of floor space | Cap-Tons | 15 | DEER:HVAC_Split-Package_HP | -197.8217 | 0 | -12.4101 | SWHC046-03 | 1778.1667 | 2021 | 679.11 | 2021 | 2138.2074 | -50.67 | SWHC046-03 | Com Central HVAC (Small) - Fuel Sub - Panel Upgrade - ZEAS 2030 - Marine ¦ SDG&E ¦ Marine | Com Central HVAC (Small) - Fuel Sub - Panel Upgrade - ZEAS 2030 - Marine | 0.022234 | 0.186 | 0 | CBSA 2014, adjusted to reflect new efficiencies | 55.8716 | 2032 | 1 | SWHC046-03
COM-HVAC-FS-PU-23-ZEAS.74 | Com ¦ Small Packaged Heat Pump (SEER 17) - Fuel Sub - Panel Upgrade - ZEAS 2030 - Marine ¦ SDG&E ¦ Marine | Com ¦ Small Packaged Heat Pump (SEER 17) - Fuel Sub - Panel Upgrade - ZEAS 2030 - Marine | SDG&E ¦ Marine | SDG&E | All | Electric & Gas | SEER17 Heat Pump, <65 kbtuh, NR | Efficient |  |  | 1 | Conventional | HVAC | Com - Grocery | Com | ROB Only | 1 | 1000 sqft2 of floor space | Cap-Tons | 15 | DEER:HVAC_Split-Package_HP | -169.5 | 0 | -80.6 | SWHC046-03 | 1778.1667 | 2021 | 679.11 | 2021 | 2138.2074 | -50.67 | SWHC046-03 | Com Central HVAC (Small) - Fuel Sub - Panel Upgrade - ZEAS 2030 - Marine ¦ SDG&E ¦ Marine | Com Central HVAC (Small) - Fuel Sub - Panel Upgrade - ZEAS 2030 - Marine | 0.041033 | 0.186 | 0 | CBSA 2014, adjusted to reflect new efficiencies | 198.7984 | 2032 | 1 | SWHC046-03
COM-HVAC-FS-PU-23-ZEAS.75 | Com ¦ Small Packaged Heat Pump (SEER 17) - Fuel Sub - Panel Upgrade - ZEAS 2030 - Marine ¦ SDG&E ¦ Marine | Com ¦ Small Packaged Heat Pump (SEER 17) - Fuel Sub - Panel Upgrade - ZEAS 2030 - Marine | SDG&E ¦ Marine | SDG&E | All | Electric & Gas | SEER17 Heat Pump, <65 kbtuh, NR | Efficient |  |  | 1 | Conventional | HVAC | Com - Health | Com | ROB Only | 1 | 1000 sqft2 of floor space | Cap-Tons | 15 | DEER:HVAC_Split-Package_HP | -409.5151 | 0 | -22.4855 | SWHC046-03 | 1778.1667 | 2021 | 679.11 | 2021 | 2138.2074 | -50.67 | SWHC046-03 | Com Central HVAC (Small) - Fuel Sub - Panel Upgrade - ZEAS 2030 - Marine ¦ SDG&E ¦ Marine | Com Central HVAC (Small) - Fuel Sub - Panel Upgrade - ZEAS 2030 - Marine | 0.031998 | 0.186 | 0 | CBSA 2014, adjusted to reflect new efficiencies | 90.3095 | 2032 | 1 | SWHC046-03
COM-HVAC-FS-PU-23-ZEAS.76 | Com ¦ Small Packaged Heat Pump (SEER 17) - Fuel Sub - Panel Upgrade - ZEAS 2030 - Marine ¦ SDG&E ¦ Marine | Com ¦ Small Packaged Heat Pump (SEER 17) - Fuel Sub - Panel Upgrade - ZEAS 2030 - Marine | SDG&E ¦ Marine | SDG&E | All | Electric & Gas | SEER17 Heat Pump, <65 kbtuh, NR | Efficient |  |  | 1 | Conventional | HVAC | Com - Lodging | Com | ROB Only | 1 | 1000 sqft2 of floor space | Cap-Tons | 15 | DEER:HVAC_Split-Package_HP | -232.5812 | 0 | -41.9025 | SWHC046-03 | 1778.1667 | 2021 | 679.11 | 2021 | 2138.2074 | -50.67 | SWHC046-03 | Com Central HVAC (Small) - Fuel Sub - Panel Upgrade - ZEAS 2030 - Marine ¦ SDG&E ¦ Marine | Com Central HVAC (Small) - Fuel Sub - Panel Upgrade - ZEAS 2030 - Marine | 0.017903 | 0.186 | 0 | CBSA 2014, adjusted to reflect new efficiencies | 450.6017 | 2032 | 1 | SWHC046-03
COM-HVAC-FS-PU-23-ZEAS.77 | Com ¦ Small Packaged Heat Pump (SEER 17) - Fuel Sub - Panel Upgrade - ZEAS 2030 - Marine ¦ SDG&E ¦ Marine | Com ¦ Small Packaged Heat Pump (SEER 17) - Fuel Sub - Panel Upgrade - ZEAS 2030 - Marine | SDG&E ¦ Marine | SDG&E | All | Electric & Gas | SEER17 Heat Pump, <65 kbtuh, NR | Efficient |  |  | 1 | Conventional | HVAC | Com - Office (Large) | Com | ROB Only | 1 | 1000 sqft2 of floor space | Cap-Tons | 15 | DEER:HVAC_Split-Package_HP | -221.5 | 0 | -0.948 | SWHC046-03 | 1778.1667 | 2021 | 679.11 | 2021 | 2138.2074 | -50.67 | SWHC046-03 | Com Central HVAC (Small) - Fuel Sub - Panel Upgrade - ZEAS 2030 - Marine ¦ SDG&E ¦ Marine | Com Central HVAC (Small) - Fuel Sub - Panel Upgrade - ZEAS 2030 - Marine | 0.023374 | 0.186 | 0 | CBSA 2014, adjusted to reflect new efficiencies | 26.2857 | 2032 | 1 | SWHC046-03
COM-HVAC-FS-PU-23-ZEAS.78 | Com ¦ Small Packaged Heat Pump (SEER 17) - Fuel Sub - Panel Upgrade - ZEAS 2030 - Marine ¦ SDG&E ¦ Marine | Com ¦ Small Packaged Heat Pump (SEER 17) - Fuel Sub - Panel Upgrade - ZEAS 2030 - Marine | SDG&E ¦ Marine | SDG&E | All | Electric & Gas | SEER17 Heat Pump, <65 kbtuh, NR | Efficient |  |  | 1 | Conventional | HVAC | Com - Office (Small) | Com | ROB Only | 1 | 1000 sqft2 of floor space | Cap-Tons | 15 | DEER:HVAC_Split-Package_HP | -194 | 0 | -5.55 | SWHC046-03 | 1778.1667 | 2021 | 679.11 | 2021 | 2138.2074 | -50.67 | SWHC046-03 | Com Central HVAC (Small) - Fuel Sub - Panel Upgrade - ZEAS 2030 - Marine ¦ SDG&E ¦ Marine | Com Central HVAC (Small) - Fuel Sub - Panel Upgrade - ZEAS 2030 - Marine | 0.028381 | 0.186 | 0 | CBSA 2014, adjusted to reflect new efficiencies | 19.8817 | 2032 | 1 | SWHC046-03
COM-HVAC-FS-PU-23-ZEAS.79 | Com ¦ Small Packaged Heat Pump (SEER 17) - Fuel Sub - Panel Upgrade - ZEAS 2030 - Marine ¦ SDG&E ¦ Marine | Com ¦ Small Packaged Heat Pump (SEER 17) - Fuel Sub - Panel Upgrade - ZEAS 2030 - Marine | SDG&E ¦ Marine | SDG&E | All | Electric & Gas | SEER17 Heat Pump, <65 kbtuh, NR | Efficient |  |  | 1 | Conventional | HVAC | Com - Other | Com | ROB Only | 1 | 1000 sqft2 of floor space | Cap-Tons | 15 | DEER:HVAC_Split-Package_HP | -170.5 | 0 | -25 | SWHC046-03 | 1778.1667 | 2021 | 679.11 | 2021 | 2138.2074 | -50.67 | SWHC046-03 | Com Central HVAC (Small) - Fuel Sub - Panel Upgrade - ZEAS 2030 - Marine ¦ SDG&E ¦ Marine | Com Central HVAC (Small) - Fuel Sub - Panel Upgrade - ZEAS 2030 - Marine | 0.03826 | 0.186 | 0 | CBSA 2014, adjusted to reflect new efficiencies | 132.0775 | 2032 | 1 | SWHC046-03
COM-HVAC-FS-PU-23-ZEAS.80 | Com ¦ Small Packaged Heat Pump (SEER 17) - Fuel Sub - Panel Upgrade - ZEAS 2030 - Marine ¦ SDG&E ¦ Marine | Com ¦ Small Packaged Heat Pump (SEER 17) - Fuel Sub - Panel Upgrade - ZEAS 2030 - Marine | SDG&E ¦ Marine | SDG&E | All | Electric & Gas | SEER17 Heat Pump, <65 kbtuh, NR | Efficient |  |  | 1 | Conventional | HVAC | Com - Refrig. Warehouse | Com | ROB Only | 1 | 1000 sqft2 of floor space | Cap-Tons | 15 | DEER:HVAC_Split-Package_HP | 0 | 0 | 0 | SWHC046-03 | 0 | 2021 | 0 | 2021 | 2138.2074 | -50.67 | SWHC046-03 | Com Central HVAC (Small) - Fuel Sub - Panel Upgrade - ZEAS 2030 - Marine ¦ SDG&E ¦ Marine | Com Central HVAC (Small) - Fuel Sub - Panel Upgrade - ZEAS 2030 - Marine | 0 | 0.186 | 0 | CBSA 2014, adjusted to reflect new efficiencies | 0 | 2032 | 1 | SWHC046-03
COM-HVAC-FS-PU-23-ZEAS.81 | Com ¦ Small Packaged Heat Pump (SEER 17) - Fuel Sub - Panel Upgrade - ZEAS 2030 - Marine ¦ SDG&E ¦ Marine | Com ¦ Small Packaged Heat Pump (SEER 17) - Fuel Sub - Panel Upgrade - ZEAS 2030 - Marine | SDG&E ¦ Marine | SDG&E | All | Electric & Gas | SEER17 Heat Pump, <65 kbtuh, NR | Efficient |  |  | 1 | Conventional | HVAC | Com - Restaurant | Com | ROB Only | 1 | 1000 sqft2 of floor space | Cap-Tons | 15 | DEER:HVAC_Split-Package_HP | -219.6253 | 0 | -11.7207 | SWHC046-03 | 1778.1667 | 2021 | 679.11 | 2021 | 2138.2074 | -50.67 | SWHC046-03 | Com Central HVAC (Small) - Fuel Sub - Panel Upgrade - ZEAS 2030 - Marine ¦ SDG&E ¦ Marine | Com Central HVAC (Small) - Fuel Sub - Panel Upgrade - ZEAS 2030 - Marine | 0.041427 | 0.186 | 0 | CBSA 2014, adjusted to reflect new efficiencies | 12.708 | 2032 | 1 | SWHC046-03
COM-HVAC-FS-PU-23-ZEAS.82 | Com ¦ Small Packaged Heat Pump (SEER 17) - Fuel Sub - Panel Upgrade - ZEAS 2030 - Marine ¦ SDG&E ¦ Marine | Com ¦ Small Packaged Heat Pump (SEER 17) - Fuel Sub - Panel Upgrade - ZEAS 2030 - Marine | SDG&E ¦ Marine | SDG&E | All | Electric & Gas | SEER17 Heat Pump, <65 kbtuh, NR | Efficient |  |  | 1 | Conventional | HVAC | Com - Retail | Com | ROB Only | 1 | 1000 sqft2 of floor space | Cap-Tons | 15 | DEER:HVAC_Split-Package_HP | -270.1704 | 0 | -11.8403 | SWHC046-03 | 1778.1667 | 2021 | 679.11 | 2021 | 2138.2074 | -50.67 | SWHC046-03 | Com Central HVAC (Small) - Fuel Sub - Panel Upgrade - ZEAS 2030 - Marine ¦ SDG&E ¦ Marine | Com Central HVAC (Small) - Fuel Sub - Panel Upgrade - ZEAS 2030 - Marine | 0.016794 | 0.186 | 0 | CBSA 2014, adjusted to reflect new efficiencies | 153.42 | 2032 | 1 | SWHC046-03
COM-HVAC-FS-PU-23-ZEAS.83 | Com ¦ Small Packaged Heat Pump (SEER 17) - Fuel Sub - Panel Upgrade - ZEAS 2030 - Marine ¦ SDG&E ¦ Marine | Com ¦ Small Packaged Heat Pump (SEER 17) - Fuel Sub - Panel Upgrade - ZEAS 2030 - Marine | SDG&E ¦ Marine | SDG&E | All | Electric & Gas | SEER17 Heat Pump, <65 kbtuh, NR | Efficient |  |  | 1 | Conventional | HVAC | Com - School | Com | ROB Only | 1 | 1000 sqft2 of floor space | Cap-Tons | 15 | DEER:HVAC_Split-Package_HP | -93.2677 | 0 | -12.1639 | SWHC046-03 | 1778.1667 | 2021 | 679.11 | 2021 | 2138.2074 | -50.67 | SWHC046-03 | Com Central HVAC (Small) - Fuel Sub - Panel Upgrade - ZEAS 2030 - Marine ¦ SDG&E ¦ Marine | Com Central HVAC (Small) - Fuel Sub - Panel Upgrade - ZEAS 2030 - Marine | 0.028241 | 0.186 | 0 | CBSA 2014, adjusted to reflect new efficiencies | 43.1475 | 2032 | 1 | SWHC046-03
COM-HVAC-FS-PU-23-ZEAS.84 | Com ¦ Small Packaged Heat Pump (SEER 17) - Fuel Sub - Panel Upgrade - ZEAS 2030 - Marine ¦ SDG&E ¦ Marine | Com ¦ Small Packaged Heat Pump (SEER 17) - Fuel Sub - Panel Upgrade - ZEAS 2030 - Marine | SDG&E ¦ Marine | SDG&E | All | Electric & Gas | SEER17 Heat Pump, <65 kbtuh, NR | Efficient |  |  | 1 | Conventional | HVAC | Com - Warehouse | Com | ROB Only | 1 | 1000 sqft2 of floor space | Cap-Tons | 15 | DEER:HVAC_Split-Package_HP | -71.8 | 0 | -34.2 | SWHC046-03 | 1778.1667 | 2021 | 679.11 | 2021 | 2138.2074 | -50.67 | SWHC046-03 | Com Central HVAC (Small) - Fuel Sub - Panel Upgrade - ZEAS 2030 - Marine ¦ SDG&E ¦ Marine | Com Central HVAC (Small) - Fuel Sub - Panel Upgrade - ZEAS 2030 - Marine | 0.0051502 | 0.186 | 0 | CBSA 2014, adjusted to reflect new efficiencies | 165.6894 | 2032 | 1 | SWHC046-03
COM-HVAC-FS-PU-23-ZEAS.85 | Com ¦ Small Packaged Heat Pump (SEER 17) - Fuel Sub - Panel Upgrade - ZEAS 2030 - Hot-Dry ¦ SDG&E ¦ Hot-Dry | Com ¦ Small Packaged Heat Pump (SEER 17) - Fuel Sub - Panel Upgrade - ZEAS 2030 - Hot-Dry | SDG&E ¦ Hot-Dry | SDG&E | All | Electric & Gas | SEER17 Heat Pump, <65 kbtuh, NR | Efficient |  |  | 1 | Conventional | HVAC | Com - College | Com | ROB Only | 1 | 1000 sqft2 of floor space | Cap-Tons | 15 | DEER:HVAC_Split-Package_HP | -179.5521 | 0 | -10.793 | SWHC046-03 | 1778.1667 | 2021 | 679.11 | 2021 | 2138.2074 | -50.67 | SWHC046-03 | Com Central HVAC (Small) - Fuel Sub - Panel Upgrade - ZEAS 2030 - Hot-Dry ¦ SDG&E ¦ Hot-Dry | Com Central HVAC (Small) - Fuel Sub - Panel Upgrade - ZEAS 2030 - Hot-Dry | 0.022234 | 0.186 | 0 | CBSA 2014, adjusted to reflect new efficiencies | 49.1582 | 2032 | 1 | SWHC046-03
COM-HVAC-FS-PU-23-ZEAS.86 | Com ¦ Small Packaged Heat Pump (SEER 17) - Fuel Sub - Panel Upgrade - ZEAS 2030 - Hot-Dry ¦ SDG&E ¦ Hot-Dry | Com ¦ Small Packaged Heat Pump (SEER 17) - Fuel Sub - Panel Upgrade - ZEAS 2030 - Hot-Dry | SDG&E ¦ Hot-Dry | SDG&E | All | Electric & Gas | SEER17 Heat Pump, <65 kbtuh, NR | Efficient |  |  | 1 | Conventional | HVAC | Com - Grocery | Com | ROB Only | 1 | 1000 sqft2 of floor space | Cap-Tons | 15 | DEER:HVAC_Split-Package_HP | -171.5 | 0 | -79.1 | SWHC046-03 | 1778.1667 | 2021 | 679.11 | 2021 | 2138.2074 | -50.67 | SWHC046-03 | Com Central HVAC (Small) - Fuel Sub - Panel Upgrade - ZEAS 2030 - Hot-Dry ¦ SDG&E ¦ Hot-Dry | Com Central HVAC (Small) - Fuel Sub - Panel Upgrade - ZEAS 2030 - Hot-Dry | 0.041033 | 0.186 | 0 | CBSA 2014, adjusted to reflect new efficiencies | 195.3886 | 2032 | 1 | SWHC046-03
COM-HVAC-FS-PU-23-ZEAS.87 | Com ¦ Small Packaged Heat Pump (SEER 17) - Fuel Sub - Panel Upgrade - ZEAS 2030 - Hot-Dry ¦ SDG&E ¦ Hot-Dry | Com ¦ Small Packaged Heat Pump (SEER 17) - Fuel Sub - Panel Upgrade - ZEAS 2030 - Hot-Dry | SDG&E ¦ Hot-Dry | SDG&E | All | Electric & Gas | SEER17 Heat Pump, <65 kbtuh, NR | Efficient |  |  | 1 | Conventional | HVAC | Com - Health | Com | ROB Only | 1 | 1000 sqft2 of floor space | Cap-Tons | 15 | DEER:HVAC_Split-Package_HP | -391.0943 | 0 | -17.1444 | SWHC046-03 | 1778.1667 | 2021 | 679.11 | 2021 | 2138.2074 | -50.67 | SWHC046-03 | Com Central HVAC (Small) - Fuel Sub - Panel Upgrade - ZEAS 2030 - Hot-Dry ¦ SDG&E ¦ Hot-Dry | Com Central HVAC (Small) - Fuel Sub - Panel Upgrade - ZEAS 2030 - Hot-Dry | 0.031998 | 0.186 | 0 | CBSA 2014, adjusted to reflect new efficiencies | 74.0177 | 2032 | 1 | SWHC046-03
COM-HVAC-FS-PU-23-ZEAS.88 | Com ¦ Small Packaged Heat Pump (SEER 17) - Fuel Sub - Panel Upgrade - ZEAS 2030 - Hot-Dry ¦ SDG&E ¦ Hot-Dry | Com ¦ Small Packaged Heat Pump (SEER 17) - Fuel Sub - Panel Upgrade - ZEAS 2030 - Hot-Dry | SDG&E ¦ Hot-Dry | SDG&E | All | Electric & Gas | SEER17 Heat Pump, <65 kbtuh, NR | Efficient |  |  | 1 | Conventional | HVAC | Com - Lodging | Com | ROB Only | 1 | 1000 sqft2 of floor space | Cap-Tons | 15 | DEER:HVAC_Split-Package_HP | -244.4579 | 0 | -33.7874 | SWHC046-03 | 1778.1667 | 2021 | 679.11 | 2021 | 2138.2074 | -50.67 | SWHC046-03 | Com Central HVAC (Small) - Fuel Sub - Panel Upgrade - ZEAS 2030 - Hot-Dry ¦ SDG&E ¦ Hot-Dry | Com Central HVAC (Small) - Fuel Sub - Panel Upgrade - ZEAS 2030 - Hot-Dry | 0.017903 | 0.186 | 0 | CBSA 2014, adjusted to reflect new efficiencies | 372.3109 | 2032 | 1 | SWHC046-03
COM-HVAC-FS-PU-23-ZEAS.89 | Com ¦ Small Packaged Heat Pump (SEER 17) - Fuel Sub - Panel Upgrade - ZEAS 2030 - Hot-Dry ¦ SDG&E ¦ Hot-Dry | Com ¦ Small Packaged Heat Pump (SEER 17) - Fuel Sub - Panel Upgrade - ZEAS 2030 - Hot-Dry | SDG&E ¦ Hot-Dry | SDG&E | All | Electric & Gas | SEER17 Heat Pump, <65 kbtuh, NR | Efficient |  |  | 1 | Conventional | HVAC | Com - Office (Large) | Com | ROB Only | 1 | 1000 sqft2 of floor space | Cap-Tons | 15 | DEER:HVAC_Split-Package_HP | -197.5 | 0 | -0.5795 | SWHC046-03 | 1778.1667 | 2021 | 679.11 | 2021 | 2138.2074 | -50.67 | SWHC046-03 | Com Central HVAC (Small) - Fuel Sub - Panel Upgrade - ZEAS 2030 - Hot-Dry ¦ SDG&E ¦ Hot-Dry | Com Central HVAC (Small) - Fuel Sub - Panel Upgrade - ZEAS 2030 - Hot-Dry | 0.023374 | 0.186 | 0 | CBSA 2014, adjusted to reflect new efficiencies | 22.244 | 2032 | 1 | SWHC046-03
COM-HVAC-FS-PU-23-ZEAS.90 | Com ¦ Small Packaged Heat Pump (SEER 17) - Fuel Sub - Panel Upgrade - ZEAS 2030 - Hot-Dry ¦ SDG&E ¦ Hot-Dry | Com ¦ Small Packaged Heat Pump (SEER 17) - Fuel Sub - Panel Upgrade - ZEAS 2030 - Hot-Dry | SDG&E ¦ Hot-Dry | SDG&E | All | Electric & Gas | SEER17 Heat Pump, <65 kbtuh, NR | Efficient |  |  | 1 | Conventional | HVAC | Com - Office (Small) | Com | ROB Only | 1 | 1000 sqft2 of floor space | Cap-Tons | 15 | DEER:HVAC_Split-Package_HP | -179.5 | 0 | -4.435 | SWHC046-03 | 1778.1667 | 2021 | 679.11 | 2021 | 2138.2074 | -50.67 | SWHC046-03 | Com Central HVAC (Small) - Fuel Sub - Panel Upgrade - ZEAS 2030 - Hot-Dry ¦ SDG&E ¦ Hot-Dry | Com Central HVAC (Small) - Fuel Sub - Panel Upgrade - ZEAS 2030 - Hot-Dry | 0.028381 | 0.186 | 0 | CBSA 2014, adjusted to reflect new efficiencies | 17.0096 | 2032 | 1 | SWHC046-03
COM-HVAC-FS-PU-23-ZEAS.91 | Com ¦ Small Packaged Heat Pump (SEER 17) - Fuel Sub - Panel Upgrade - ZEAS 2030 - Hot-Dry ¦ SDG&E ¦ Hot-Dry | Com ¦ Small Packaged Heat Pump (SEER 17) - Fuel Sub - Panel Upgrade - ZEAS 2030 - Hot-Dry | SDG&E ¦ Hot-Dry | SDG&E | All | Electric & Gas | SEER17 Heat Pump, <65 kbtuh, NR | Efficient |  |  | 1 | Conventional | HVAC | Com - Other | Com | ROB Only | 1 | 1000 sqft2 of floor space | Cap-Tons | 15 | DEER:HVAC_Split-Package_HP | -158 | 0 | -21.8 | SWHC046-03 | 1778.1667 | 2021 | 679.11 | 2021 | 2138.2074 | -50.67 | SWHC046-03 | Com Central HVAC (Small) - Fuel Sub - Panel Upgrade - ZEAS 2030 - Hot-Dry ¦ SDG&E ¦ Hot-Dry | Com Central HVAC (Small) - Fuel Sub - Panel Upgrade - ZEAS 2030 - Hot-Dry | 0.03826 | 0.186 | 0 | CBSA 2014, adjusted to reflect new efficiencies | 116.2012 | 2032 | 1 | SWHC046-03
COM-HVAC-FS-PU-23-ZEAS.92 | Com ¦ Small Packaged Heat Pump (SEER 17) - Fuel Sub - Panel Upgrade - ZEAS 2030 - Hot-Dry ¦ SDG&E ¦ Hot-Dry | Com ¦ Small Packaged Heat Pump (SEER 17) - Fuel Sub - Panel Upgrade - ZEAS 2030 - Hot-Dry | SDG&E ¦ Hot-Dry | SDG&E | All | Electric & Gas | SEER17 Heat Pump, <65 kbtuh, NR | Efficient |  |  | 1 | Conventional | HVAC | Com - Refrig. Warehouse | Com | ROB Only | 1 | 1000 sqft2 of floor space | Cap-Tons | 15 | DEER:HVAC_Split-Package_HP | 0 | 0 | 0 | SWHC046-03 | 0 | 2021 | 0 | 2021 | 2138.2074 | -50.67 | SWHC046-03 | Com Central HVAC (Small) - Fuel Sub - Panel Upgrade - ZEAS 2030 - Hot-Dry ¦ SDG&E ¦ Hot-Dry | Com Central HVAC (Small) - Fuel Sub - Panel Upgrade - ZEAS 2030 - Hot-Dry | 0 | 0.186 | 0 | CBSA 2014, adjusted to reflect new efficiencies | 0 | 2032 | 1 | SWHC046-03
COM-HVAC-FS-PU-23-ZEAS.93 | Com ¦ Small Packaged Heat Pump (SEER 17) - Fuel Sub - Panel Upgrade - ZEAS 2030 - Hot-Dry ¦ SDG&E ¦ Hot-Dry | Com ¦ Small Packaged Heat Pump (SEER 17) - Fuel Sub - Panel Upgrade - ZEAS 2030 - Hot-Dry | SDG&E ¦ Hot-Dry | SDG&E | All | Electric & Gas | SEER17 Heat Pump, <65 kbtuh, NR | Efficient |  |  | 1 | Conventional | HVAC | Com - Restaurant | Com | ROB Only | 1 | 1000 sqft2 of floor space | Cap-Tons | 15 | DEER:HVAC_Split-Package_HP | -197.1263 | 0 | -8.0956 | SWHC046-03 | 1778.1667 | 2021 | 679.11 | 2021 | 2138.2074 | -50.67 | SWHC046-03 | Com Central HVAC (Small) - Fuel Sub - Panel Upgrade - ZEAS 2030 - Hot-Dry ¦ SDG&E ¦ Hot-Dry | Com Central HVAC (Small) - Fuel Sub - Panel Upgrade - ZEAS 2030 - Hot-Dry | 0.041427 | 0.186 | 0 | CBSA 2014, adjusted to reflect new efficiencies | 9.5849 | 2032 | 1 | SWHC046-03
COM-HVAC-FS-PU-23-ZEAS.94 | Com ¦ Small Packaged Heat Pump (SEER 17) - Fuel Sub - Panel Upgrade - ZEAS 2030 - Hot-Dry ¦ SDG&E ¦ Hot-Dry | Com ¦ Small Packaged Heat Pump (SEER 17) - Fuel Sub - Panel Upgrade - ZEAS 2030 - Hot-Dry | SDG&E ¦ Hot-Dry | SDG&E | All | Electric & Gas | SEER17 Heat Pump, <65 kbtuh, NR | Efficient |  |  | 1 | Conventional | HVAC | Com - Retail | Com | ROB Only | 1 | 1000 sqft2 of floor space | Cap-Tons | 15 | DEER:HVAC_Split-Package_HP | -240.3501 | 0 | -9.8184 | SWHC046-03 | 1778.1667 | 2021 | 679.11 | 2021 | 2138.2074 | -50.67 | SWHC046-03 | Com Central HVAC (Small) - Fuel Sub - Panel Upgrade - ZEAS 2030 - Hot-Dry ¦ SDG&E ¦ Hot-Dry | Com Central HVAC (Small) - Fuel Sub - Panel Upgrade - ZEAS 2030 - Hot-Dry | 0.016794 | 0.186 | 0 | CBSA 2014, adjusted to reflect new efficiencies | 132.953 | 2032 | 1 | SWHC046-03
COM-HVAC-FS-PU-23-ZEAS.95 | Com ¦ Small Packaged Heat Pump (SEER 17) - Fuel Sub - Panel Upgrade - ZEAS 2030 - Hot-Dry ¦ SDG&E ¦ Hot-Dry | Com ¦ Small Packaged Heat Pump (SEER 17) - Fuel Sub - Panel Upgrade - ZEAS 2030 - Hot-Dry | SDG&E ¦ Hot-Dry | SDG&E | All | Electric & Gas | SEER17 Heat Pump, <65 kbtuh, NR | Efficient |  |  | 1 | Conventional | HVAC | Com - School | Com | ROB Only | 1 | 1000 sqft2 of floor space | Cap-Tons | 15 | DEER:HVAC_Split-Package_HP | -84.2097 | 0 | -10.9429 | SWHC046-03 | 1778.1667 | 2021 | 679.11 | 2021 | 2138.2074 | -50.67 | SWHC046-03 | Com Central HVAC (Small) - Fuel Sub - Panel Upgrade - ZEAS 2030 - Hot-Dry ¦ SDG&E ¦ Hot-Dry | Com Central HVAC (Small) - Fuel Sub - Panel Upgrade - ZEAS 2030 - Hot-Dry | 0.028241 | 0.186 | 0 | CBSA 2014, adjusted to reflect new efficiencies | 38.8664 | 2032 | 1 | SWHC046-03
COM-HVAC-FS-PU-23-ZEAS.96 | Com ¦ Small Packaged Heat Pump (SEER 17) - Fuel Sub - Panel Upgrade - ZEAS 2030 - Hot-Dry ¦ SDG&E ¦ Hot-Dry | Com ¦ Small Packaged Heat Pump (SEER 17) - Fuel Sub - Panel Upgrade - ZEAS 2030 - Hot-Dry | SDG&E ¦ Hot-Dry | SDG&E | All | Electric & Gas | SEER17 Heat Pump, <65 kbtuh, NR | Efficient |  |  | 1 | Conventional | HVAC | Com - Warehouse | Com | ROB Only | 1 | 1000 sqft2 of floor space | Cap-Tons | 15 | DEER:HVAC_Split-Package_HP | -81.75 | 0 | -31.9 | SWHC046-03 | 1778.1667 | 2021 | 679.11 | 2021 | 2138.2074 | -50.67 | SWHC046-03 | Com Central HVAC (Small) - Fuel Sub - Panel Upgrade - ZEAS 2030 - Hot-Dry ¦ SDG&E ¦ Hot-Dry | Com Central HVAC (Small) - Fuel Sub - Panel Upgrade - ZEAS 2030 - Hot-Dry | 0.0051502 | 0.186 | 0 | CBSA 2014, adjusted to reflect new efficiencies | 158.976 | 2032 | 1 | SWHC046-03
COM-HVAC-FS-PU-24-ZEAS.1 | Com ¦ Small Packaged Heat Pump (SEER 18) - Fuel Sub - Panel Upgrade - ZEAS 2030 - Marine ¦ PG&E ¦ Marine | Com ¦ Small Packaged Heat Pump (SEER 18) - Fuel Sub - Panel Upgrade - ZEAS 2030 - Marine | PG&E ¦ Marine | PG&E | All | Electric & Gas | SEER18 Heat Pump, <65 kbtuh, NR | Efficient |  |  | 1 | Conventional | HVAC | Com - College | Com | ROB Only | 1 | 1000 sqft2 of floor space | Cap-Tons | 15 | DEER:HVAC_Split-Package_HP | -62.6166 | 0 | -35.6808 | SWHC046-03 | 1964.6667 | 2021 | 679.11 | 2021 | 2138.2074 | -50.67 | SWHC046-03 | Com Central HVAC (Small) - Fuel Sub - Panel Upgrade - ZEAS 2030 - Marine ¦ PG&E ¦ Marine | Com Central HVAC (Small) - Fuel Sub - Panel Upgrade - ZEAS 2030 - Marine | 0.020331 | 0.186 | 0 | CBSA 2014, adjusted to reflect new efficiencies | 122.426 | 2032 | 1 | SWHC046-03
COM-HVAC-FS-PU-24-ZEAS.2 | Com ¦ Small Packaged Heat Pump (SEER 18) - Fuel Sub - Panel Upgrade - ZEAS 2030 - Marine ¦ PG&E ¦ Marine | Com ¦ Small Packaged Heat Pump (SEER 18) - Fuel Sub - Panel Upgrade - ZEAS 2030 - Marine | PG&E ¦ Marine | PG&E | All | Electric & Gas | SEER18 Heat Pump, <65 kbtuh, NR | Efficient |  |  | 1 | Conventional | HVAC | Com - Grocery | Com | ROB Only | 1 | 1000 sqft2 of floor space | Cap-Tons | 15 | DEER:HVAC_Split-Package_HP | 270 | 0 | -181 | SWHC046-03 | 1964.6667 | 2021 | 679.11 | 2021 | 2138.2074 | -50.67 | SWHC046-03 | Com Central HVAC (Small) - Fuel Sub - Panel Upgrade - ZEAS 2030 - Marine ¦ PG&E ¦ Marine | Com Central HVAC (Small) - Fuel Sub - Panel Upgrade - ZEAS 2030 - Marine | 0.033922 | 0.186 | 0 | CBSA 2014, adjusted to reflect new efficiencies | 409.8354 | 2032 | 1 | SWHC046-03
COM-HVAC-FS-PU-24-ZEAS.3 | Com ¦ Small Packaged Heat Pump (SEER 18) - Fuel Sub - Panel Upgrade - ZEAS 2030 - Marine ¦ PG&E ¦ Marine | Com ¦ Small Packaged Heat Pump (SEER 18) - Fuel Sub - Panel Upgrade - ZEAS 2030 - Marine | PG&E ¦ Marine | PG&E | All | Electric & Gas | SEER18 Heat Pump, <65 kbtuh, NR | Efficient |  |  | 1 | Conventional | HVAC | Com - Health | Com | ROB Only | 1 | 1000 sqft2 of floor space | Cap-Tons | 15 | DEER:HVAC_Split-Package_HP | -259.9292 | 0 | -51.2293 | SWHC046-03 | 1964.6667 | 2021 | 679.11 | 2021 | 2138.2074 | -50.67 | SWHC046-03 | Com Central HVAC (Small) - Fuel Sub - Panel Upgrade - ZEAS 2030 - Marine ¦ PG&E ¦ Marine | Com Central HVAC (Small) - Fuel Sub - Panel Upgrade - ZEAS 2030 - Marine | 0.030022 | 0.186 | 0 | CBSA 2014, adjusted to reflect new efficiencies | 161.7103 | 2032 | 1 | SWHC046-03
COM-HVAC-FS-PU-24-ZEAS.4 | Com ¦ Small Packaged Heat Pump (SEER 18) - Fuel Sub - Panel Upgrade - ZEAS 2030 - Marine ¦ PG&E ¦ Marine | Com ¦ Small Packaged Heat Pump (SEER 18) - Fuel Sub - Panel Upgrade - ZEAS 2030 - Marine | PG&E ¦ Marine | PG&E | All | Electric & Gas | SEER18 Heat Pump, <65 kbtuh, NR | Efficient |  |  | 1 | Conventional | HVAC | Com - Lodging | Com | ROB Only | 1 | 1000 sqft2 of floor space | Cap-Tons | 15 | DEER:HVAC_Split-Package_HP | 53.2915 | 0 | -101.4521 | SWHC046-03 | 1964.6667 | 2021 | 679.11 | 2021 | 2138.2074 | -50.67 | SWHC046-03 | Com Central HVAC (Small) - Fuel Sub - Panel Upgrade - ZEAS 2030 - Marine ¦ PG&E ¦ Marine | Com Central HVAC (Small) - Fuel Sub - Panel Upgrade - ZEAS 2030 - Marine | 0.016003 | 0.186 | 0 | CBSA 2014, adjusted to reflect new efficiencies | 993.7764 | 2032 | 1 | SWHC046-03
COM-HVAC-FS-PU-24-ZEAS.5 | Com ¦ Small Packaged Heat Pump (SEER 18) - Fuel Sub - Panel Upgrade - ZEAS 2030 - Marine ¦ PG&E ¦ Marine | Com ¦ Small Packaged Heat Pump (SEER 18) - Fuel Sub - Panel Upgrade - ZEAS 2030 - Marine | PG&E ¦ Marine | PG&E | All | Electric & Gas | SEER18 Heat Pump, <65 kbtuh, NR | Efficient |  |  | 1 | Conventional | HVAC | Com - Office (Large) | Com | ROB Only | 1 | 1000 sqft2 of floor space | Cap-Tons | 15 | DEER:HVAC_Split-Package_HP | -159 | 0 | -4.64 | SWHC046-03 | 1964.6667 | 2021 | 679.11 | 2021 | 2138.2074 | -50.67 | SWHC046-03 | Com Central HVAC (Small) - Fuel Sub - Panel Upgrade - ZEAS 2030 - Marine ¦ PG&E ¦ Marine | Com Central HVAC (Small) - Fuel Sub - Panel Upgrade - ZEAS 2030 - Marine | 0.021319 | 0.186 | 0 | CBSA 2014, adjusted to reflect new efficiencies | 36.6496 | 2032 | 1 | SWHC046-03
COM-HVAC-FS-PU-24-ZEAS.6 | Com ¦ Small Packaged Heat Pump (SEER 18) - Fuel Sub - Panel Upgrade - ZEAS 2030 - Marine ¦ PG&E ¦ Marine | Com ¦ Small Packaged Heat Pump (SEER 18) - Fuel Sub - Panel Upgrade - ZEAS 2030 - Marine | PG&E ¦ Marine | PG&E | All | Electric & Gas | SEER18 Heat Pump, <65 kbtuh, NR | Efficient |  |  | 1 | Conventional | HVAC | Com - Office (Small) | Com | ROB Only | 1 | 1000 sqft2 of floor space | Cap-Tons | 15 | DEER:HVAC_Split-Package_HP | -94.8 | 0 | -17.4 | SWHC046-03 | 1964.6667 | 2021 | 679.11 | 2021 | 2138.2074 | -50.67 | SWHC046-03 | Com Central HVAC (Small) - Fuel Sub - Panel Upgrade - ZEAS 2030 - Marine ¦ PG&E ¦ Marine | Com Central HVAC (Small) - Fuel Sub - Panel Upgrade - ZEAS 2030 - Marine | 0.024933 | 0.186 | 0 | CBSA 2014, adjusted to reflect new efficiencies | 38.7927 | 2032 | 1 | SWHC046-03
COM-HVAC-FS-PU-24-ZEAS.7 | Com ¦ Small Packaged Heat Pump (SEER 18) - Fuel Sub - Panel Upgrade - ZEAS 2030 - Marine ¦ PG&E ¦ Marine | Com ¦ Small Packaged Heat Pump (SEER 18) - Fuel Sub - Panel Upgrade - ZEAS 2030 - Marine | PG&E ¦ Marine | PG&E | All | Electric & Gas | SEER18 Heat Pump, <65 kbtuh, NR | Efficient |  |  | 1 | Conventional | HVAC | Com - Other | Com | ROB Only | 1 | 1000 sqft2 of floor space | Cap-Tons | 15 | DEER:HVAC_Split-Package_HP | 31.1 | 0 | -66.4 | SWHC046-03 | 1964.6667 | 2021 | 679.11 | 2021 | 2138.2074 | -50.67 | SWHC046-03 | Com Central HVAC (Small) - Fuel Sub - Panel Upgrade - ZEAS 2030 - Marine ¦ PG&E ¦ Marine | Com Central HVAC (Small) - Fuel Sub - Panel Upgrade - ZEAS 2030 - Marine | 0.0353 | 0.186 | 0 | CBSA 2014, adjusted to reflect new efficiencies | 297.3582 | 2032 | 1 | SWHC046-03
COM-HVAC-FS-PU-24-ZEAS.8 | Com ¦ Small Packaged Heat Pump (SEER 18) - Fuel Sub - Panel Upgrade - ZEAS 2030 - Marine ¦ PG&E ¦ Marine | Com ¦ Small Packaged Heat Pump (SEER 18) - Fuel Sub - Panel Upgrade - ZEAS 2030 - Marine | PG&E ¦ Marine | PG&E | All | Electric & Gas | SEER18 Heat Pump, <65 kbtuh, NR | Efficient |  |  | 1 | Conventional | HVAC | Com - Refrig. Warehouse | Com | ROB Only | 1 | 1000 sqft2 of floor space | Cap-Tons | 15 | DEER:HVAC_Split-Package_HP | 0 | 0 | 0 | SWHC046-03 | 0 | 2021 | 0 | 2021 | 2138.2074 | -50.67 | SWHC046-03 | Com Central HVAC (Small) - Fuel Sub - Panel Upgrade - ZEAS 2030 - Marine ¦ PG&E ¦ Marine | Com Central HVAC (Small) - Fuel Sub - Panel Upgrade - ZEAS 2030 - Marine | 0 | 0.186 | 0 | CBSA 2014, adjusted to reflect new efficiencies | 0 | 2032 | 1 | SWHC046-03
COM-HVAC-FS-PU-24-ZEAS.9 | Com ¦ Small Packaged Heat Pump (SEER 18) - Fuel Sub - Panel Upgrade - ZEAS 2030 - Marine ¦ PG&E ¦ Marine | Com ¦ Small Packaged Heat Pump (SEER 18) - Fuel Sub - Panel Upgrade - ZEAS 2030 - Marine | PG&E ¦ Marine | PG&E | All | Electric & Gas | SEER18 Heat Pump, <65 kbtuh, NR | Efficient |  |  | 1 | Conventional | HVAC | Com - Restaurant | Com | ROB Only | 1 | 1000 sqft2 of floor space | Cap-Tons | 15 | DEER:HVAC_Split-Package_HP | -97.1955 | 0 | -40.0519 | SWHC046-03 | 1964.6667 | 2021 | 679.11 | 2021 | 2138.2074 | -50.67 | SWHC046-03 | Com Central HVAC (Small) - Fuel Sub - Panel Upgrade - ZEAS 2030 - Marine ¦ PG&E ¦ Marine | Com Central HVAC (Small) - Fuel Sub - Panel Upgrade - ZEAS 2030 - Marine | 0.036027 | 0.186 | 0 | CBSA 2014, adjusted to reflect new efficiencies | 31.8158 | 2032 | 1 | SWHC046-03
COM-HVAC-FS-PU-24-ZEAS.10 | Com ¦ Small Packaged Heat Pump (SEER 18) - Fuel Sub - Panel Upgrade - ZEAS 2030 - Marine ¦ PG&E ¦ Marine | Com ¦ Small Packaged Heat Pump (SEER 18) - Fuel Sub - Panel Upgrade - ZEAS 2030 - Marine | PG&E ¦ Marine | PG&E | All | Electric & Gas | SEER18 Heat Pump, <65 kbtuh, NR | Efficient |  |  | 1 | Conventional | HVAC | Com - Retail | Com | ROB Only | 1 | 1000 sqft2 of floor space | Cap-Tons | 15 | DEER:HVAC_Split-Package_HP | -125.4709 | 0 | -34.4464 | SWHC046-03 | 1964.6667 | 2021 | 679.11 | 2021 | 2138.2074 | -50.67 | SWHC046-03 | Com Central HVAC (Small) - Fuel Sub - Panel Upgrade - ZEAS 2030 - Marine ¦ PG&E ¦ Marine | Com Central HVAC (Small) - Fuel Sub - Panel Upgrade - ZEAS 2030 - Marine | 0.015015 | 0.186 | 0 | CBSA 2014, adjusted to reflect new efficiencies | 214.2838 | 2032 | 1 | SWHC046-03
COM-HVAC-FS-PU-24-ZEAS.11 | Com ¦ Small Packaged Heat Pump (SEER 18) - Fuel Sub - Panel Upgrade - ZEAS 2030 - Marine ¦ PG&E ¦ Marine | Com ¦ Small Packaged Heat Pump (SEER 18) - Fuel Sub - Panel Upgrade - ZEAS 2030 - Marine | PG&E ¦ Marine | PG&E | All | Electric & Gas | SEER18 Heat Pump, <65 kbtuh, NR | Efficient |  |  | 1 | Conventional | HVAC | Com - School | Com | ROB Only | 1 | 1000 sqft2 of floor space | Cap-Tons | 15 | DEER:HVAC_Split-Package_HP | 20.82 | 0 | -34.7585 | SWHC046-03 | 1964.6667 | 2021 | 679.11 | 2021 | 2138.2074 | -50.67 | SWHC046-03 | Com Central HVAC (Small) - Fuel Sub - Panel Upgrade - ZEAS 2030 - Marine ¦ PG&E ¦ Marine | Com Central HVAC (Small) - Fuel Sub - Panel Upgrade - ZEAS 2030 - Marine | 0.0228 | 0.186 | 0 | CBSA 2014, adjusted to reflect new efficiencies | 75.9864 | 2032 | 1 | SWHC046-03
COM-HVAC-FS-PU-24-ZEAS.12 | Com ¦ Small Packaged Heat Pump (SEER 18) - Fuel Sub - Panel Upgrade - ZEAS 2030 - Marine ¦ PG&E ¦ Marine | Com ¦ Small Packaged Heat Pump (SEER 18) - Fuel Sub - Panel Upgrade - ZEAS 2030 - Marine | PG&E ¦ Marine | PG&E | All | Electric & Gas | SEER18 Heat Pump, <65 kbtuh, NR | Efficient |  |  | 1 | Conventional | HVAC | Com - Warehouse | Com | ROB Only | 1 | 1000 sqft2 of floor space | Cap-Tons | 15 | DEER:HVAC_Split-Package_HP | 112 | 0 | -71.4 | SWHC046-03 | 1964.6667 | 2021 | 679.11 | 2021 | 2138.2074 | -50.67 | SWHC046-03 | Com Central HVAC (Small) - Fuel Sub - Panel Upgrade - ZEAS 2030 - Marine ¦ PG&E ¦ Marine | Com Central HVAC (Small) - Fuel Sub - Panel Upgrade - ZEAS 2030 - Marine | 0.0046728 | 0.186 | 0 | CBSA 2014, adjusted to reflect new efficiencies | 267.4158 | 2032 | 1 | SWHC046-03
COM-HVAC-FS-PU-24-ZEAS.13 | Com ¦ Small Packaged Heat Pump (SEER 18) - Fuel Sub - Panel Upgrade - ZEAS 2030 - Hot-Dry ¦ PG&E ¦ Hot-Dry | Com ¦ Small Packaged Heat Pump (SEER 18) - Fuel Sub - Panel Upgrade - ZEAS 2030 - Hot-Dry | PG&E ¦ Hot-Dry | PG&E | All | Electric & Gas | SEER18 Heat Pump, <65 kbtuh, NR | Efficient |  |  | 1 | Conventional | HVAC | Com - College | Com | ROB Only | 1 | 1000 sqft2 of floor space | Cap-Tons | 15 | DEER:HVAC_Split-Package_HP | -148.513 | 0 | -36.4895 | SWHC046-03 | 1964.6667 | 2021 | 679.11 | 2021 | 2138.2074 | -50.67 | SWHC046-03 | Com Central HVAC (Small) - Fuel Sub - Panel Upgrade - ZEAS 2030 - Hot-Dry ¦ PG&E ¦ Hot-Dry | Com Central HVAC (Small) - Fuel Sub - Panel Upgrade - ZEAS 2030 - Hot-Dry | 0.020331 | 0.186 | 0 | CBSA 2014, adjusted to reflect new efficiencies | 131.5787 | 2032 | 1 | SWHC046-03
COM-HVAC-FS-PU-24-ZEAS.14 | Com ¦ Small Packaged Heat Pump (SEER 18) - Fuel Sub - Panel Upgrade - ZEAS 2030 - Hot-Dry ¦ PG&E ¦ Hot-Dry | Com ¦ Small Packaged Heat Pump (SEER 18) - Fuel Sub - Panel Upgrade - ZEAS 2030 - Hot-Dry | PG&E ¦ Hot-Dry | PG&E | All | Electric & Gas | SEER18 Heat Pump, <65 kbtuh, NR | Efficient |  |  | 1 | Conventional | HVAC | Com - Grocery | Com | ROB Only | 1 | 1000 sqft2 of floor space | Cap-Tons | 15 | DEER:HVAC_Split-Package_HP | -64.8 | 0 | -107 | SWHC046-03 | 1964.6667 | 2021 | 679.11 | 2021 | 2138.2074 | -50.67 | SWHC046-03 | Com Central HVAC (Small) - Fuel Sub - Panel Upgrade - ZEAS 2030 - Hot-Dry ¦ PG&E ¦ Hot-Dry | Com Central HVAC (Small) - Fuel Sub - Panel Upgrade - ZEAS 2030 - Hot-Dry | 0.033922 | 0.186 | 0 | CBSA 2014, adjusted to reflect new efficiencies | 254.9014 | 2032 | 1 | SWHC046-03
COM-HVAC-FS-PU-24-ZEAS.15 | Com ¦ Small Packaged Heat Pump (SEER 18) - Fuel Sub - Panel Upgrade - ZEAS 2030 - Hot-Dry ¦ PG&E ¦ Hot-Dry | Com ¦ Small Packaged Heat Pump (SEER 18) - Fuel Sub - Panel Upgrade - ZEAS 2030 - Hot-Dry | PG&E ¦ Hot-Dry | PG&E | All | Electric & Gas | SEER18 Heat Pump, <65 kbtuh, NR | Efficient |  |  | 1 | Conventional | HVAC | Com - Health | Com | ROB Only | 1 | 1000 sqft2 of floor space | Cap-Tons | 15 | DEER:HVAC_Split-Package_HP | -311.5695 | 0 | -56.9423 | SWHC046-03 | 1964.6667 | 2021 | 679.11 | 2021 | 2138.2074 | -50.67 | SWHC046-03 | Com Central HVAC (Small) - Fuel Sub - Panel Upgrade - ZEAS 2030 - Hot-Dry ¦ PG&E ¦ Hot-Dry | Com Central HVAC (Small) - Fuel Sub - Panel Upgrade - ZEAS 2030 - Hot-Dry | 0.030022 | 0.186 | 0 | CBSA 2014, adjusted to reflect new efficiencies | 181.2262 | 2032 | 1 | SWHC046-03
COM-HVAC-FS-PU-24-ZEAS.16 | Com ¦ Small Packaged Heat Pump (SEER 18) - Fuel Sub - Panel Upgrade - ZEAS 2030 - Hot-Dry ¦ PG&E ¦ Hot-Dry | Com ¦ Small Packaged Heat Pump (SEER 18) - Fuel Sub - Panel Upgrade - ZEAS 2030 - Hot-Dry | PG&E ¦ Hot-Dry | PG&E | All | Electric & Gas | SEER18 Heat Pump, <65 kbtuh, NR | Efficient |  |  | 1 | Conventional | HVAC | Com - Lodging | Com | ROB Only | 1 | 1000 sqft2 of floor space | Cap-Tons | 15 | DEER:HVAC_Split-Package_HP | -82.6142 | 0 | -94.0446 | SWHC046-03 | 1964.6667 | 2021 | 679.11 | 2021 | 2138.2074 | -50.67 | SWHC046-03 | Com Central HVAC (Small) - Fuel Sub - Panel Upgrade - ZEAS 2030 - Hot-Dry ¦ PG&E ¦ Hot-Dry | Com Central HVAC (Small) - Fuel Sub - Panel Upgrade - ZEAS 2030 - Hot-Dry | 0.016003 | 0.186 | 0 | CBSA 2014, adjusted to reflect new efficiencies | 942.0324 | 2032 | 1 | SWHC046-03
COM-HVAC-FS-PU-24-ZEAS.17 | Com ¦ Small Packaged Heat Pump (SEER 18) - Fuel Sub - Panel Upgrade - ZEAS 2030 - Hot-Dry ¦ PG&E ¦ Hot-Dry | Com ¦ Small Packaged Heat Pump (SEER 18) - Fuel Sub - Panel Upgrade - ZEAS 2030 - Hot-Dry | PG&E ¦ Hot-Dry | PG&E | All | Electric & Gas | SEER18 Heat Pump, <65 kbtuh, NR | Efficient |  |  | 1 | Conventional | HVAC | Com - Office (Large) | Com | ROB Only | 1 | 1000 sqft2 of floor space | Cap-Tons | 15 | DEER:HVAC_Split-Package_HP | -237 | 0 | -6.14 | SWHC046-03 | 1964.6667 | 2021 | 679.11 | 2021 | 2138.2074 | -50.67 | SWHC046-03 | Com Central HVAC (Small) - Fuel Sub - Panel Upgrade - ZEAS 2030 - Hot-Dry ¦ PG&E ¦ Hot-Dry | Com Central HVAC (Small) - Fuel Sub - Panel Upgrade - ZEAS 2030 - Hot-Dry | 0.021319 | 0.186 | 0 | CBSA 2014, adjusted to reflect new efficiencies | 51.1429 | 2032 | 1 | SWHC046-03
COM-HVAC-FS-PU-24-ZEAS.18 | Com ¦ Small Packaged Heat Pump (SEER 18) - Fuel Sub - Panel Upgrade - ZEAS 2030 - Hot-Dry ¦ PG&E ¦ Hot-Dry | Com ¦ Small Packaged Heat Pump (SEER 18) - Fuel Sub - Panel Upgrade - ZEAS 2030 - Hot-Dry | PG&E ¦ Hot-Dry | PG&E | All | Electric & Gas | SEER18 Heat Pump, <65 kbtuh, NR | Efficient |  |  | 1 | Conventional | HVAC | Com - Office (Small) | Com | ROB Only | 1 | 1000 sqft2 of floor space | Cap-Tons | 15 | DEER:HVAC_Split-Package_HP | -172 | 0 | -17.2 | SWHC046-03 | 1964.6667 | 2021 | 679.11 | 2021 | 2138.2074 | -50.67 | SWHC046-03 | Com Central HVAC (Small) - Fuel Sub - Panel Upgrade - ZEAS 2030 - Hot-Dry ¦ PG&E ¦ Hot-Dry | Com Central HVAC (Small) - Fuel Sub - Panel Upgrade - ZEAS 2030 - Hot-Dry | 0.024933 | 0.186 | 0 | CBSA 2014, adjusted to reflect new efficiencies | 41.9363 | 2032 | 1 | SWHC046-03
COM-HVAC-FS-PU-24-ZEAS.19 | Com ¦ Small Packaged Heat Pump (SEER 18) - Fuel Sub - Panel Upgrade - ZEAS 2030 - Hot-Dry ¦ PG&E ¦ Hot-Dry | Com ¦ Small Packaged Heat Pump (SEER 18) - Fuel Sub - Panel Upgrade - ZEAS 2030 - Hot-Dry | PG&E ¦ Hot-Dry | PG&E | All | Electric & Gas | SEER18 Heat Pump, <65 kbtuh, NR | Efficient |  |  | 1 | Conventional | HVAC | Com - Other | Com | ROB Only | 1 | 1000 sqft2 of floor space | Cap-Tons | 15 | DEER:HVAC_Split-Package_HP | -87.6 | 0 | -65.5 | SWHC046-03 | 1964.6667 | 2021 | 679.11 | 2021 | 2138.2074 | -50.67 | SWHC046-03 | Com Central HVAC (Small) - Fuel Sub - Panel Upgrade - ZEAS 2030 - Hot-Dry ¦ PG&E ¦ Hot-Dry | Com Central HVAC (Small) - Fuel Sub - Panel Upgrade - ZEAS 2030 - Hot-Dry | 0.0353 | 0.186 | 0 | CBSA 2014, adjusted to reflect new efficiencies | 306.3886 | 2032 | 1 | SWHC046-03
COM-HVAC-FS-PU-24-ZEAS.20 | Com ¦ Small Packaged Heat Pump (SEER 18) - Fuel Sub - Panel Upgrade - ZEAS 2030 - Hot-Dry ¦ PG&E ¦ Hot-Dry | Com ¦ Small Packaged Heat Pump (SEER 18) - Fuel Sub - Panel Upgrade - ZEAS 2030 - Hot-Dry | PG&E ¦ Hot-Dry | PG&E | All | Electric & Gas | SEER18 Heat Pump, <65 kbtuh, NR | Efficient |  |  | 1 | Conventional | HVAC | Com - Refrig. Warehouse | Com | ROB Only | 1 | 1000 sqft2 of floor space | Cap-Tons | 15 | DEER:HVAC_Split-Package_HP | 0 | 0 | 0 | SWHC046-03 | 0 | 2021 | 0 | 2021 | 2138.2074 | -50.67 | SWHC046-03 | Com Central HVAC (Small) - Fuel Sub - Panel Upgrade - ZEAS 2030 - Hot-Dry ¦ PG&E ¦ Hot-Dry | Com Central HVAC (Small) - Fuel Sub - Panel Upgrade - ZEAS 2030 - Hot-Dry | 0 | 0.186 | 0 | CBSA 2014, adjusted to reflect new efficiencies | 0 | 2032 | 1 | SWHC046-03
COM-HVAC-FS-PU-24-ZEAS.21 | Com ¦ Small Packaged Heat Pump (SEER 18) - Fuel Sub - Panel Upgrade - ZEAS 2030 - Hot-Dry ¦ PG&E ¦ Hot-Dry | Com ¦ Small Packaged Heat Pump (SEER 18) - Fuel Sub - Panel Upgrade - ZEAS 2030 - Hot-Dry | PG&E ¦ Hot-Dry | PG&E | All | Electric & Gas | SEER18 Heat Pump, <65 kbtuh, NR | Efficient |  |  | 1 | Conventional | HVAC | Com - Restaurant | Com | ROB Only | 1 | 1000 sqft2 of floor space | Cap-Tons | 15 | DEER:HVAC_Split-Package_HP | -221.4949 | 0 | -43.4766 | SWHC046-03 | 1964.6667 | 2021 | 679.11 | 2021 | 2138.2074 | -50.67 | SWHC046-03 | Com Central HVAC (Small) - Fuel Sub - Panel Upgrade - ZEAS 2030 - Hot-Dry ¦ PG&E ¦ Hot-Dry | Com Central HVAC (Small) - Fuel Sub - Panel Upgrade - ZEAS 2030 - Hot-Dry | 0.036027 | 0.186 | 0 | CBSA 2014, adjusted to reflect new efficiencies | 36.5974 | 2032 | 1 | SWHC046-03
COM-HVAC-FS-PU-24-ZEAS.22 | Com ¦ Small Packaged Heat Pump (SEER 18) - Fuel Sub - Panel Upgrade - ZEAS 2030 - Hot-Dry ¦ PG&E ¦ Hot-Dry | Com ¦ Small Packaged Heat Pump (SEER 18) - Fuel Sub - Panel Upgrade - ZEAS 2030 - Hot-Dry | PG&E ¦ Hot-Dry | PG&E | All | Electric & Gas | SEER18 Heat Pump, <65 kbtuh, NR | Efficient |  |  | 1 | Conventional | HVAC | Com - Retail | Com | ROB Only | 1 | 1000 sqft2 of floor space | Cap-Tons | 15 | DEER:HVAC_Split-Package_HP | -277.1699 | 0 | -30.8133 | SWHC046-03 | 1964.6667 | 2021 | 679.11 | 2021 | 2138.2074 | -50.67 | SWHC046-03 | Com Central HVAC (Small) - Fuel Sub - Panel Upgrade - ZEAS 2030 - Hot-Dry ¦ PG&E ¦ Hot-Dry | Com Central HVAC (Small) - Fuel Sub - Panel Upgrade - ZEAS 2030 - Hot-Dry | 0.015015 | 0.186 | 0 | CBSA 2014, adjusted to reflect new efficiencies | 249.6265 | 2032 | 1 | SWHC046-03
COM-HVAC-FS-PU-24-ZEAS.23 | Com ¦ Small Packaged Heat Pump (SEER 18) - Fuel Sub - Panel Upgrade - ZEAS 2030 - Hot-Dry ¦ PG&E ¦ Hot-Dry | Com ¦ Small Packaged Heat Pump (SEER 18) - Fuel Sub - Panel Upgrade - ZEAS 2030 - Hot-Dry | PG&E ¦ Hot-Dry | PG&E | All | Electric & Gas | SEER18 Heat Pump, <65 kbtuh, NR | Efficient |  |  | 1 | Conventional | HVAC | Com - School | Com | ROB Only | 1 | 1000 sqft2 of floor space | Cap-Tons | 15 | DEER:HVAC_Split-Package_HP | -9.6537 | 0 | -36.8542 | SWHC046-03 | 1964.6667 | 2021 | 679.11 | 2021 | 2138.2074 | -50.67 | SWHC046-03 | Com Central HVAC (Small) - Fuel Sub - Panel Upgrade - ZEAS 2030 - Hot-Dry ¦ PG&E ¦ Hot-Dry | Com Central HVAC (Small) - Fuel Sub - Panel Upgrade - ZEAS 2030 - Hot-Dry | 0.0228 | 0.186 | 0 | CBSA 2014, adjusted to reflect new efficiencies | 85.7918 | 2032 | 1 | SWHC046-03
COM-HVAC-FS-PU-24-ZEAS.24 | Com ¦ Small Packaged Heat Pump (SEER 18) - Fuel Sub - Panel Upgrade - ZEAS 2030 - Hot-Dry ¦ PG&E ¦ Hot-Dry | Com ¦ Small Packaged Heat Pump (SEER 18) - Fuel Sub - Panel Upgrade - ZEAS 2030 - Hot-Dry | PG&E ¦ Hot-Dry | PG&E | All | Electric & Gas | SEER18 Heat Pump, <65 kbtuh, NR | Efficient |  |  | 1 | Conventional | HVAC | Com - Warehouse | Com | ROB Only | 1 | 1000 sqft2 of floor space | Cap-Tons | 15 | DEER:HVAC_Split-Package_HP | 91.8 | 0 | -79.6 | SWHC046-03 | 1964.6667 | 2021 | 679.11 | 2021 | 2138.2074 | -50.67 | SWHC046-03 | Com Central HVAC (Small) - Fuel Sub - Panel Upgrade - ZEAS 2030 - Hot-Dry ¦ PG&E ¦ Hot-Dry | Com Central HVAC (Small) - Fuel Sub - Panel Upgrade - ZEAS 2030 - Hot-Dry | 0.0046728 | 0.186 | 0 | CBSA 2014, adjusted to reflect new efficiencies | 308.0371 | 2032 | 1 | SWHC046-03
COM-HVAC-FS-PU-24-ZEAS.25 | Com ¦ Small Packaged Heat Pump (SEER 18) - Fuel Sub - Panel Upgrade - ZEAS 2030 - Cold ¦ PG&E ¦ Cold | Com ¦ Small Packaged Heat Pump (SEER 18) - Fuel Sub - Panel Upgrade - ZEAS 2030 - Cold | PG&E ¦ Cold | PG&E | All | Electric & Gas | SEER18 Heat Pump, <65 kbtuh, NR | Efficient |  |  | 1 | Conventional | HVAC | Com - College | Com | ROB Only | 1 | 1000 sqft2 of floor space | Cap-Tons | 15 | DEER:HVAC_Split-Package_HP | 305.9041 | 0 | -92.6695 | SWHC046-03 | 1964.6667 | 2021 | 679.11 | 2021 | 2138.2074 | -50.67 | SWHC046-03 | Com Central HVAC (Small) - Fuel Sub - Panel Upgrade - ZEAS 2030 - Cold ¦ PG&E ¦ Cold | Com Central HVAC (Small) - Fuel Sub - Panel Upgrade - ZEAS 2030 - Cold | 0.020331 | 0.186 | 0 | CBSA 2014, adjusted to reflect new efficiencies | 282.5893 | 2032 | 1 | SWHC046-03
COM-HVAC-FS-PU-24-ZEAS.26 | Com ¦ Small Packaged Heat Pump (SEER 18) - Fuel Sub - Panel Upgrade - ZEAS 2030 - Cold ¦ PG&E ¦ Cold | Com ¦ Small Packaged Heat Pump (SEER 18) - Fuel Sub - Panel Upgrade - ZEAS 2030 - Cold | PG&E ¦ Cold | PG&E | All | Electric & Gas | SEER18 Heat Pump, <65 kbtuh, NR | Efficient |  |  | 1 | Conventional | HVAC | Com - Grocery | Com | ROB Only | 1 | 1000 sqft2 of floor space | Cap-Tons | 15 | DEER:HVAC_Split-Package_HP | 1300 | 0 | -332 | SWHC046-03 | 1964.6667 | 2021 | 679.11 | 2021 | 2138.2074 | -50.67 | SWHC046-03 | Com Central HVAC (Small) - Fuel Sub - Panel Upgrade - ZEAS 2030 - Cold ¦ PG&E ¦ Cold | Com Central HVAC (Small) - Fuel Sub - Panel Upgrade - ZEAS 2030 - Cold | 0.033922 | 0.186 | 0 | CBSA 2014, adjusted to reflect new efficiencies | 706.4759 | 2032 | 1 | SWHC046-03
COM-HVAC-FS-PU-24-ZEAS.27 | Com ¦ Small Packaged Heat Pump (SEER 18) - Fuel Sub - Panel Upgrade - ZEAS 2030 - Cold ¦ PG&E ¦ Cold | Com ¦ Small Packaged Heat Pump (SEER 18) - Fuel Sub - Panel Upgrade - ZEAS 2030 - Cold | PG&E ¦ Cold | PG&E | All | Electric & Gas | SEER18 Heat Pump, <65 kbtuh, NR | Efficient |  |  | 1 | Conventional | HVAC | Com - Health | Com | ROB Only | 1 | 1000 sqft2 of floor space | Cap-Tons | 15 | DEER:HVAC_Split-Package_HP | 175.1343 | 0 | -128.9495 | SWHC046-03 | 1964.6667 | 2021 | 679.11 | 2021 | 2138.2074 | -50.67 | SWHC046-03 | Com Central HVAC (Small) - Fuel Sub - Panel Upgrade - ZEAS 2030 - Cold ¦ PG&E ¦ Cold | Com Central HVAC (Small) - Fuel Sub - Panel Upgrade - ZEAS 2030 - Cold | 0.030022 | 0.186 | 0 | CBSA 2014, adjusted to reflect new efficiencies | 352.768 | 2032 | 1 | SWHC046-03
COM-HVAC-FS-PU-24-ZEAS.28 | Com ¦ Small Packaged Heat Pump (SEER 18) - Fuel Sub - Panel Upgrade - ZEAS 2030 - Cold ¦ PG&E ¦ Cold | Com ¦ Small Packaged Heat Pump (SEER 18) - Fuel Sub - Panel Upgrade - ZEAS 2030 - Cold | PG&E ¦ Cold | PG&E | All | Electric & Gas | SEER18 Heat Pump, <65 kbtuh, NR | Efficient |  |  | 1 | Conventional | HVAC | Com - Lodging | Com | ROB Only | 1 | 1000 sqft2 of floor space | Cap-Tons | 15 | DEER:HVAC_Split-Package_HP | 868.3606 | 0 | -210.3596 | SWHC046-03 | 1964.6667 | 2021 | 679.11 | 2021 | 2138.2074 | -50.67 | SWHC046-03 | Com Central HVAC (Small) - Fuel Sub - Panel Upgrade - ZEAS 2030 - Cold ¦ PG&E ¦ Cold | Com Central HVAC (Small) - Fuel Sub - Panel Upgrade - ZEAS 2030 - Cold | 0.016003 | 0.186 | 0 | CBSA 2014, adjusted to reflect new efficiencies | 1941.0809 | 2032 | 1 | SWHC046-03
COM-HVAC-FS-PU-24-ZEAS.29 | Com ¦ Small Packaged Heat Pump (SEER 18) - Fuel Sub - Panel Upgrade - ZEAS 2030 - Cold ¦ PG&E ¦ Cold | Com ¦ Small Packaged Heat Pump (SEER 18) - Fuel Sub - Panel Upgrade - ZEAS 2030 - Cold | PG&E ¦ Cold | PG&E | All | Electric & Gas | SEER18 Heat Pump, <65 kbtuh, NR | Efficient |  |  | 1 | Conventional | HVAC | Com - Office (Large) | Com | ROB Only | 1 | 1000 sqft2 of floor space | Cap-Tons | 15 | DEER:HVAC_Split-Package_HP | -71.3 | 0 | -24.4 | SWHC046-03 | 1964.6667 | 2021 | 679.11 | 2021 | 2138.2074 | -50.67 | SWHC046-03 | Com Central HVAC (Small) - Fuel Sub - Panel Upgrade - ZEAS 2030 - Cold ¦ PG&E ¦ Cold | Com Central HVAC (Small) - Fuel Sub - Panel Upgrade - ZEAS 2030 - Cold | 0.021319 | 0.186 | 0 | CBSA 2014, adjusted to reflect new efficiencies | 116.6638 | 2032 | 1 | SWHC046-03
COM-HVAC-FS-PU-24-ZEAS.30 | Com ¦ Small Packaged Heat Pump (SEER 18) - Fuel Sub - Panel Upgrade - ZEAS 2030 - Cold ¦ PG&E ¦ Cold | Com ¦ Small Packaged Heat Pump (SEER 18) - Fuel Sub - Panel Upgrade - ZEAS 2030 - Cold | PG&E ¦ Cold | PG&E | All | Electric & Gas | SEER18 Heat Pump, <65 kbtuh, NR | Efficient |  |  | 1 | Conventional | HVAC | Com - Office (Small) | Com | ROB Only | 1 | 1000 sqft2 of floor space | Cap-Tons | 15 | DEER:HVAC_Split-Package_HP | 110 | 0 | -49.4 | SWHC046-03 | 1964.6667 | 2021 | 679.11 | 2021 | 2138.2074 | -50.67 | SWHC046-03 | Com Central HVAC (Small) - Fuel Sub - Panel Upgrade - ZEAS 2030 - Cold ¦ PG&E ¦ Cold | Com Central HVAC (Small) - Fuel Sub - Panel Upgrade - ZEAS 2030 - Cold | 0.024933 | 0.186 | 0 | CBSA 2014, adjusted to reflect new efficiencies | 92.7527 | 2032 | 1 | SWHC046-03
COM-HVAC-FS-PU-24-ZEAS.31 | Com ¦ Small Packaged Heat Pump (SEER 18) - Fuel Sub - Panel Upgrade - ZEAS 2030 - Cold ¦ PG&E ¦ Cold | Com ¦ Small Packaged Heat Pump (SEER 18) - Fuel Sub - Panel Upgrade - ZEAS 2030 - Cold | PG&E ¦ Cold | PG&E | All | Electric & Gas | SEER18 Heat Pump, <65 kbtuh, NR | Efficient |  |  | 1 | Conventional | HVAC | Com - Other | Com | ROB Only | 1 | 1000 sqft2 of floor space | Cap-Tons | 15 | DEER:HVAC_Split-Package_HP | 662 | 0 | -172 | SWHC046-03 | 1964.6667 | 2021 | 679.11 | 2021 | 2138.2074 | -50.67 | SWHC046-03 | Com Central HVAC (Small) - Fuel Sub - Panel Upgrade - ZEAS 2030 - Cold ¦ PG&E ¦ Cold | Com Central HVAC (Small) - Fuel Sub - Panel Upgrade - ZEAS 2030 - Cold | 0.0353 | 0.186 | 0 | CBSA 2014, adjusted to reflect new efficiencies | 706.0601 | 2032 | 1 | SWHC046-03
COM-HVAC-FS-PU-24-ZEAS.32 | Com ¦ Small Packaged Heat Pump (SEER 18) - Fuel Sub - Panel Upgrade - ZEAS 2030 - Cold ¦ PG&E ¦ Cold | Com ¦ Small Packaged Heat Pump (SEER 18) - Fuel Sub - Panel Upgrade - ZEAS 2030 - Cold | PG&E ¦ Cold | PG&E | All | Electric & Gas | SEER18 Heat Pump, <65 kbtuh, NR | Efficient |  |  | 1 | Conventional | HVAC | Com - Refrig. Warehouse | Com | ROB Only | 1 | 1000 sqft2 of floor space | Cap-Tons | 15 | DEER:HVAC_Split-Package_HP | 0 | 0 | 0 | SWHC046-03 | 0 | 2021 | 0 | 2021 | 2138.2074 | -50.67 | SWHC046-03 | Com Central HVAC (Small) - Fuel Sub - Panel Upgrade - ZEAS 2030 - Cold ¦ PG&E ¦ Cold | Com Central HVAC (Small) - Fuel Sub - Panel Upgrade - ZEAS 2030 - Cold | 0 | 0.186 | 0 | CBSA 2014, adjusted to reflect new efficiencies | 0 | 2032 | 1 | SWHC046-03
COM-HVAC-FS-PU-24-ZEAS.33 | Com ¦ Small Packaged Heat Pump (SEER 18) - Fuel Sub - Panel Upgrade - ZEAS 2030 - Cold ¦ PG&E ¦ Cold | Com ¦ Small Packaged Heat Pump (SEER 18) - Fuel Sub - Panel Upgrade - ZEAS 2030 - Cold | PG&E ¦ Cold | PG&E | All | Electric & Gas | SEER18 Heat Pump, <65 kbtuh, NR | Efficient |  |  | 1 | Conventional | HVAC | Com - Restaurant | Com | ROB Only | 1 | 1000 sqft2 of floor space | Cap-Tons | 15 | DEER:HVAC_Split-Package_HP | 381.2646 | 0 | -140.5022 | SWHC046-03 | 1964.6667 | 2021 | 679.11 | 2021 | 2138.2074 | -50.67 | SWHC046-03 | Com Central HVAC (Small) - Fuel Sub - Panel Upgrade - ZEAS 2030 - Cold ¦ PG&E ¦ Cold | Com Central HVAC (Small) - Fuel Sub - Panel Upgrade - ZEAS 2030 - Cold | 0.036027 | 0.186 | 0 | CBSA 2014, adjusted to reflect new efficiencies | 98.775 | 2032 | 1 | SWHC046-03
COM-HVAC-FS-PU-24-ZEAS.34 | Com ¦ Small Packaged Heat Pump (SEER 18) - Fuel Sub - Panel Upgrade - ZEAS 2030 - Cold ¦ PG&E ¦ Cold | Com ¦ Small Packaged Heat Pump (SEER 18) - Fuel Sub - Panel Upgrade - ZEAS 2030 - Cold | PG&E ¦ Cold | PG&E | All | Electric & Gas | SEER18 Heat Pump, <65 kbtuh, NR | Efficient |  |  | 1 | Conventional | HVAC | Com - Retail | Com | ROB Only | 1 | 1000 sqft2 of floor space | Cap-Tons | 15 | DEER:HVAC_Split-Package_HP | 307.8367 | 0 | -114.1883 | SWHC046-03 | 1964.6667 | 2021 | 679.11 | 2021 | 2138.2074 | -50.67 | SWHC046-03 | Com Central HVAC (Small) - Fuel Sub - Panel Upgrade - ZEAS 2030 - Cold ¦ PG&E ¦ Cold | Com Central HVAC (Small) - Fuel Sub - Panel Upgrade - ZEAS 2030 - Cold | 0.015015 | 0.186 | 0 | CBSA 2014, adjusted to reflect new efficiencies | 456.0692 | 2032 | 1 | SWHC046-03
COM-HVAC-FS-PU-24-ZEAS.35 | Com ¦ Small Packaged Heat Pump (SEER 18) - Fuel Sub - Panel Upgrade - ZEAS 2030 - Cold ¦ PG&E ¦ Cold | Com ¦ Small Packaged Heat Pump (SEER 18) - Fuel Sub - Panel Upgrade - ZEAS 2030 - Cold | PG&E ¦ Cold | PG&E | All | Electric & Gas | SEER18 Heat Pump, <65 kbtuh, NR | Efficient |  |  | 1 | Conventional | HVAC | Com - School | Com | ROB Only | 1 | 1000 sqft2 of floor space | Cap-Tons | 15 | DEER:HVAC_Split-Package_HP | 428.0987 | 0 | -96.149 | SWHC046-03 | 1964.6667 | 2021 | 679.11 | 2021 | 2138.2074 | -50.67 | SWHC046-03 | Com Central HVAC (Small) - Fuel Sub - Panel Upgrade - ZEAS 2030 - Cold ¦ PG&E ¦ Cold | Com Central HVAC (Small) - Fuel Sub - Panel Upgrade - ZEAS 2030 - Cold | 0.0228 | 0.186 | 0 | CBSA 2014, adjusted to reflect new efficiencies | 149.1908 | 2032 | 1 | SWHC046-03
COM-HVAC-FS-PU-24-ZEAS.36 | Com ¦ Small Packaged Heat Pump (SEER 18) - Fuel Sub - Panel Upgrade - ZEAS 2030 - Cold ¦ PG&E ¦ Cold | Com ¦ Small Packaged Heat Pump (SEER 18) - Fuel Sub - Panel Upgrade - ZEAS 2030 - Cold | PG&E ¦ Cold | PG&E | All | Electric & Gas | SEER18 Heat Pump, <65 kbtuh, NR | Efficient |  |  | 1 | Conventional | HVAC | Com - Warehouse | Com | ROB Only | 1 | 1000 sqft2 of floor space | Cap-Tons | 15 | DEER:HVAC_Split-Package_HP | 726 | 0 | -152 | SWHC046-03 | 1964.6667 | 2021 | 679.11 | 2021 | 2138.2074 | -50.67 | SWHC046-03 | Com Central HVAC (Small) - Fuel Sub - Panel Upgrade - ZEAS 2030 - Cold ¦ PG&E ¦ Cold | Com Central HVAC (Small) - Fuel Sub - Panel Upgrade - ZEAS 2030 - Cold | 0.0046728 | 0.186 | 0 | CBSA 2014, adjusted to reflect new efficiencies | 423.1525 | 2032 | 1 | SWHC046-03
COM-HVAC-FS-PU-24-ZEAS.37 | Com ¦ Small Packaged Heat Pump (SEER 18) - Fuel Sub - Panel Upgrade - ZEAS 2030 - Marine ¦ SCG ¦ Marine | Com ¦ Small Packaged Heat Pump (SEER 18) - Fuel Sub - Panel Upgrade - ZEAS 2030 - Marine | SCG ¦ Marine | SCG | All | Electric & Gas | SEER18 Heat Pump, <65 kbtuh, NR | Efficient |  |  | 1 | Conventional | HVAC | Com - College | Com | ROB Only | 1 | 1000 sqft2 of floor space | Cap-Tons | 15 | DEER:HVAC_Split-Package_HP | -226.3478 | 0 | -12.4101 | SWHC046-03 | 1964.6667 | 2021 | 679.11 | 2021 | 2138.2074 | -50.67 | SWHC046-03 | Com Central HVAC (Small) - Fuel Sub - Panel Upgrade - ZEAS 2030 - Marine ¦ SCG ¦ Marine | Com Central HVAC (Small) - Fuel Sub - Panel Upgrade - ZEAS 2030 - Marine | 0.022689 | 0.186 | 0 | CBSA 2014, adjusted to reflect new efficiencies | 58.0253 | 2032 | 1 | SWHC046-03
COM-HVAC-FS-PU-24-ZEAS.38 | Com ¦ Small Packaged Heat Pump (SEER 18) - Fuel Sub - Panel Upgrade - ZEAS 2030 - Marine ¦ SCG ¦ Marine | Com ¦ Small Packaged Heat Pump (SEER 18) - Fuel Sub - Panel Upgrade - ZEAS 2030 - Marine | SCG ¦ Marine | SCG | All | Electric & Gas | SEER18 Heat Pump, <65 kbtuh, NR | Efficient |  |  | 1 | Conventional | HVAC | Com - Grocery | Com | ROB Only | 1 | 1000 sqft2 of floor space | Cap-Tons | 15 | DEER:HVAC_Split-Package_HP | -208 | 0 | -80.6 | SWHC046-03 | 1964.6667 | 2021 | 679.11 | 2021 | 2138.2074 | -50.67 | SWHC046-03 | Com Central HVAC (Small) - Fuel Sub - Panel Upgrade - ZEAS 2030 - Marine ¦ SCG ¦ Marine | Com Central HVAC (Small) - Fuel Sub - Panel Upgrade - ZEAS 2030 - Marine | 0.040359 | 0.186 | 0 | CBSA 2014, adjusted to reflect new efficiencies | 200.9639 | 2032 | 1 | SWHC046-03
COM-HVAC-FS-PU-24-ZEAS.39 | Com ¦ Small Packaged Heat Pump (SEER 18) - Fuel Sub - Panel Upgrade - ZEAS 2030 - Marine ¦ SCG ¦ Marine | Com ¦ Small Packaged Heat Pump (SEER 18) - Fuel Sub - Panel Upgrade - ZEAS 2030 - Marine | SCG ¦ Marine | SCG | All | Electric & Gas | SEER18 Heat Pump, <65 kbtuh, NR | Efficient |  |  | 1 | Conventional | HVAC | Com - Health | Com | ROB Only | 1 | 1000 sqft2 of floor space | Cap-Tons | 15 | DEER:HVAC_Split-Package_HP | -439.1087 | 0 | -22.4855 | SWHC046-03 | 1964.6667 | 2021 | 679.11 | 2021 | 2138.2074 | -50.67 | SWHC046-03 | Com Central HVAC (Small) - Fuel Sub - Panel Upgrade - ZEAS 2030 - Marine ¦ SCG ¦ Marine | Com Central HVAC (Small) - Fuel Sub - Panel Upgrade - ZEAS 2030 - Marine | 0.032178 | 0.186 | 0 | CBSA 2014, adjusted to reflect new efficiencies | 92.246 | 2032 | 1 | SWHC046-03
COM-HVAC-FS-PU-24-ZEAS.40 | Com ¦ Small Packaged Heat Pump (SEER 18) - Fuel Sub - Panel Upgrade - ZEAS 2030 - Marine ¦ SCG ¦ Marine | Com ¦ Small Packaged Heat Pump (SEER 18) - Fuel Sub - Panel Upgrade - ZEAS 2030 - Marine | SCG ¦ Marine | SCG | All | Electric & Gas | SEER18 Heat Pump, <65 kbtuh, NR | Efficient |  |  | 1 | Conventional | HVAC | Com - Lodging | Com | ROB Only | 1 | 1000 sqft2 of floor space | Cap-Tons | 15 | DEER:HVAC_Split-Package_HP | -271.2338 | 0 | -41.9064 | SWHC046-03 | 1964.6667 | 2021 | 679.11 | 2021 | 2138.2074 | -50.67 | SWHC046-03 | Com Central HVAC (Small) - Fuel Sub - Panel Upgrade - ZEAS 2030 - Marine ¦ SCG ¦ Marine | Com Central HVAC (Small) - Fuel Sub - Panel Upgrade - ZEAS 2030 - Marine | 0.018069 | 0.186 | 0 | CBSA 2014, adjusted to reflect new efficiencies | 456.7347 | 2032 | 1 | SWHC046-03
COM-HVAC-FS-PU-24-ZEAS.41 | Com ¦ Small Packaged Heat Pump (SEER 18) - Fuel Sub - Panel Upgrade - ZEAS 2030 - Marine ¦ SCG ¦ Marine | Com ¦ Small Packaged Heat Pump (SEER 18) - Fuel Sub - Panel Upgrade - ZEAS 2030 - Marine | SCG ¦ Marine | SCG | All | Electric & Gas | SEER18 Heat Pump, <65 kbtuh, NR | Efficient |  |  | 1 | Conventional | HVAC | Com - Office (Large) | Com | ROB Only | 1 | 1000 sqft2 of floor space | Cap-Tons | 15 | DEER:HVAC_Split-Package_HP | -247 | 0 | -0.948 | SWHC046-03 | 1964.6667 | 2021 | 679.11 | 2021 | 2138.2074 | -50.67 | SWHC046-03 | Com Central HVAC (Small) - Fuel Sub - Panel Upgrade - ZEAS 2030 - Marine ¦ SCG ¦ Marine | Com Central HVAC (Small) - Fuel Sub - Panel Upgrade - ZEAS 2030 - Marine | 0.023953 | 0.186 | 0 | CBSA 2014, adjusted to reflect new efficiencies | 28.8217 | 2032 | 1 | SWHC046-03
COM-HVAC-FS-PU-24-ZEAS.42 | Com ¦ Small Packaged Heat Pump (SEER 18) - Fuel Sub - Panel Upgrade - ZEAS 2030 - Marine ¦ SCG ¦ Marine | Com ¦ Small Packaged Heat Pump (SEER 18) - Fuel Sub - Panel Upgrade - ZEAS 2030 - Marine | SCG ¦ Marine | SCG | All | Electric & Gas | SEER18 Heat Pump, <65 kbtuh, NR | Efficient |  |  | 1 | Conventional | HVAC | Com - Office (Small) | Com | ROB Only | 1 | 1000 sqft2 of floor space | Cap-Tons | 15 | DEER:HVAC_Split-Package_HP | -217 | 0 | -5.55 | SWHC046-03 | 1964.6667 | 2021 | 679.11 | 2021 | 2138.2074 | -50.67 | SWHC046-03 | Com Central HVAC (Small) - Fuel Sub - Panel Upgrade - ZEAS 2030 - Marine ¦ SCG ¦ Marine | Com Central HVAC (Small) - Fuel Sub - Panel Upgrade - ZEAS 2030 - Marine | 0.027176 | 0.186 | 0 | CBSA 2014, adjusted to reflect new efficiencies | 20.9362 | 2032 | 1 | SWHC046-03
COM-HVAC-FS-PU-24-ZEAS.43 | Com ¦ Small Packaged Heat Pump (SEER 18) - Fuel Sub - Panel Upgrade - ZEAS 2030 - Marine ¦ SCG ¦ Marine | Com ¦ Small Packaged Heat Pump (SEER 18) - Fuel Sub - Panel Upgrade - ZEAS 2030 - Marine | SCG ¦ Marine | SCG | All | Electric & Gas | SEER18 Heat Pump, <65 kbtuh, NR | Efficient |  |  | 1 | Conventional | HVAC | Com - Other | Com | ROB Only | 1 | 1000 sqft2 of floor space | Cap-Tons | 15 | DEER:HVAC_Split-Package_HP | -205 | 0 | -25 | SWHC046-03 | 1964.6667 | 2021 | 679.11 | 2021 | 2138.2074 | -50.67 | SWHC046-03 | Com Central HVAC (Small) - Fuel Sub - Panel Upgrade - ZEAS 2030 - Marine ¦ SCG ¦ Marine | Com Central HVAC (Small) - Fuel Sub - Panel Upgrade - ZEAS 2030 - Marine | 0.038925 | 0.186 | 0 | CBSA 2014, adjusted to reflect new efficiencies | 135.8872 | 2032 | 1 | SWHC046-03
COM-HVAC-FS-PU-24-ZEAS.44 | Com ¦ Small Packaged Heat Pump (SEER 18) - Fuel Sub - Panel Upgrade - ZEAS 2030 - Marine ¦ SCG ¦ Marine | Com ¦ Small Packaged Heat Pump (SEER 18) - Fuel Sub - Panel Upgrade - ZEAS 2030 - Marine | SCG ¦ Marine | SCG | All | Electric & Gas | SEER18 Heat Pump, <65 kbtuh, NR | Efficient |  |  | 1 | Conventional | HVAC | Com - Refrig. Warehouse | Com | ROB Only | 1 | 1000 sqft2 of floor space | Cap-Tons | 15 | DEER:HVAC_Split-Package_HP | 0 | 0 | 0 | SWHC046-03 | 0 | 2021 | 0 | 2021 | 2138.2074 | -50.67 | SWHC046-03 | Com Central HVAC (Small) - Fuel Sub - Panel Upgrade - ZEAS 2030 - Marine ¦ SCG ¦ Marine | Com Central HVAC (Small) - Fuel Sub - Panel Upgrade - ZEAS 2030 - Marine | 0 | 0.186 | 0 | CBSA 2014, adjusted to reflect new efficiencies | 0 | 2032 | 1 | SWHC046-03
COM-HVAC-FS-PU-24-ZEAS.45 | Com ¦ Small Packaged Heat Pump (SEER 18) - Fuel Sub - Panel Upgrade - ZEAS 2030 - Marine ¦ SCG ¦ Marine | Com ¦ Small Packaged Heat Pump (SEER 18) - Fuel Sub - Panel Upgrade - ZEAS 2030 - Marine | SCG ¦ Marine | SCG | All | Electric & Gas | SEER18 Heat Pump, <65 kbtuh, NR | Efficient |  |  | 1 | Conventional | HVAC | Com - Restaurant | Com | ROB Only | 1 | 1000 sqft2 of floor space | Cap-Tons | 15 | DEER:HVAC_Split-Package_HP | -261.2502 | 0 | -11.7207 | SWHC046-03 | 1964.6667 | 2021 | 679.11 | 2021 | 2138.2074 | -50.67 | SWHC046-03 | Com Central HVAC (Small) - Fuel Sub - Panel Upgrade - ZEAS 2030 - Marine ¦ SCG ¦ Marine | Com Central HVAC (Small) - Fuel Sub - Panel Upgrade - ZEAS 2030 - Marine | 0.039657 | 0.186 | 0 | CBSA 2014, adjusted to reflect new efficiencies | 13.4477 | 2032 | 1 | SWHC046-03
COM-HVAC-FS-PU-24-ZEAS.46 | Com ¦ Small Packaged Heat Pump (SEER 18) - Fuel Sub - Panel Upgrade - ZEAS 2030 - Marine ¦ SCG ¦ Marine | Com ¦ Small Packaged Heat Pump (SEER 18) - Fuel Sub - Panel Upgrade - ZEAS 2030 - Marine | SCG ¦ Marine | SCG | All | Electric & Gas | SEER18 Heat Pump, <65 kbtuh, NR | Efficient |  |  | 1 | Conventional | HVAC | Com - Retail | Com | ROB Only | 1 | 1000 sqft2 of floor space | Cap-Tons | 15 | DEER:HVAC_Split-Package_HP | -318.6752 | 0 | -11.8403 | SWHC046-03 | 1964.6667 | 2021 | 679.11 | 2021 | 2138.2074 | -50.67 | SWHC046-03 | Com Central HVAC (Small) - Fuel Sub - Panel Upgrade - ZEAS 2030 - Marine ¦ SCG ¦ Marine | Com Central HVAC (Small) - Fuel Sub - Panel Upgrade - ZEAS 2030 - Marine | 0.016778 | 0.186 | 0 | CBSA 2014, adjusted to reflect new efficiencies | 170.4605 | 2032 | 1 | SWHC046-03
COM-HVAC-FS-PU-24-ZEAS.47 | Com ¦ Small Packaged Heat Pump (SEER 18) - Fuel Sub - Panel Upgrade - ZEAS 2030 - Marine ¦ SCG ¦ Marine | Com ¦ Small Packaged Heat Pump (SEER 18) - Fuel Sub - Panel Upgrade - ZEAS 2030 - Marine | SCG ¦ Marine | SCG | All | Electric & Gas | SEER18 Heat Pump, <65 kbtuh, NR | Efficient |  |  | 1 | Conventional | HVAC | Com - School | Com | ROB Only | 1 | 1000 sqft2 of floor space | Cap-Tons | 15 | DEER:HVAC_Split-Package_HP | -112.5677 | 0 | -12.1639 | SWHC046-03 | 1964.6667 | 2021 | 679.11 | 2021 | 2138.2074 | -50.67 | SWHC046-03 | Com Central HVAC (Small) - Fuel Sub - Panel Upgrade - ZEAS 2030 - Marine ¦ SCG ¦ Marine | Com Central HVAC (Small) - Fuel Sub - Panel Upgrade - ZEAS 2030 - Marine | 0.027322 | 0.186 | 0 | CBSA 2014, adjusted to reflect new efficiencies | 46.3252 | 2032 | 1 | SWHC046-03
COM-HVAC-FS-PU-24-ZEAS.48 | Com ¦ Small Packaged Heat Pump (SEER 18) - Fuel Sub - Panel Upgrade - ZEAS 2030 - Marine ¦ SCG ¦ Marine | Com ¦ Small Packaged Heat Pump (SEER 18) - Fuel Sub - Panel Upgrade - ZEAS 2030 - Marine | SCG ¦ Marine | SCG | All | Electric & Gas | SEER18 Heat Pump, <65 kbtuh, NR | Efficient |  |  | 1 | Conventional | HVAC | Com - Warehouse | Com | ROB Only | 1 | 1000 sqft2 of floor space | Cap-Tons | 15 | DEER:HVAC_Split-Package_HP | -87.7 | 0 | -34.2 | SWHC046-03 | 1964.6667 | 2021 | 679.11 | 2021 | 2138.2074 | -50.67 | SWHC046-03 | Com Central HVAC (Small) - Fuel Sub - Panel Upgrade - ZEAS 2030 - Marine ¦ SCG ¦ Marine | Com Central HVAC (Small) - Fuel Sub - Panel Upgrade - ZEAS 2030 - Marine | 0.0051386 | 0.186 | 0 | CBSA 2014, adjusted to reflect new efficiencies | 170.455 | 2032 | 1 | SWHC046-03
COM-HVAC-FS-PU-24-ZEAS.49 | Com ¦ Small Packaged Heat Pump (SEER 18) - Fuel Sub - Panel Upgrade - ZEAS 2030 - Hot-Dry ¦ SCG ¦ Hot-Dry | Com ¦ Small Packaged Heat Pump (SEER 18) - Fuel Sub - Panel Upgrade - ZEAS 2030 - Hot-Dry | SCG ¦ Hot-Dry | SCG | All | Electric & Gas | SEER18 Heat Pump, <65 kbtuh, NR | Efficient |  |  | 1 | Conventional | HVAC | Com - College | Com | ROB Only | 1 | 1000 sqft2 of floor space | Cap-Tons | 15 | DEER:HVAC_Split-Package_HP | -263.3738 | 0 | -13.1859 | SWHC046-03 | 1964.6667 | 2021 | 679.11 | 2021 | 2138.2074 | -50.67 | SWHC046-03 | Com Central HVAC (Small) - Fuel Sub - Panel Upgrade - ZEAS 2030 - Hot-Dry ¦ SCG ¦ Hot-Dry | Com Central HVAC (Small) - Fuel Sub - Panel Upgrade - ZEAS 2030 - Hot-Dry | 0.022689 | 0.186 | 0 | CBSA 2014, adjusted to reflect new efficiencies | 63.3798 | 2032 | 1 | SWHC046-03
COM-HVAC-FS-PU-24-ZEAS.50 | Com ¦ Small Packaged Heat Pump (SEER 18) - Fuel Sub - Panel Upgrade - ZEAS 2030 - Hot-Dry ¦ SCG ¦ Hot-Dry | Com ¦ Small Packaged Heat Pump (SEER 18) - Fuel Sub - Panel Upgrade - ZEAS 2030 - Hot-Dry | SCG ¦ Hot-Dry | SCG | All | Electric & Gas | SEER18 Heat Pump, <65 kbtuh, NR | Efficient |  |  | 1 | Conventional | HVAC | Com - Grocery | Com | ROB Only | 1 | 1000 sqft2 of floor space | Cap-Tons | 15 | DEER:HVAC_Split-Package_HP | -313 | 0 | -84.7 | SWHC046-03 | 1964.6667 | 2021 | 679.11 | 2021 | 2138.2074 | -50.67 | SWHC046-03 | Com Central HVAC (Small) - Fuel Sub - Panel Upgrade - ZEAS 2030 - Hot-Dry ¦ SCG ¦ Hot-Dry | Com Central HVAC (Small) - Fuel Sub - Panel Upgrade - ZEAS 2030 - Hot-Dry | 0.040359 | 0.186 | 0 | CBSA 2014, adjusted to reflect new efficiencies | 216.4977 | 2032 | 1 | SWHC046-03
COM-HVAC-FS-PU-24-ZEAS.51 | Com ¦ Small Packaged Heat Pump (SEER 18) - Fuel Sub - Panel Upgrade - ZEAS 2030 - Hot-Dry ¦ SCG ¦ Hot-Dry | Com ¦ Small Packaged Heat Pump (SEER 18) - Fuel Sub - Panel Upgrade - ZEAS 2030 - Hot-Dry | SCG ¦ Hot-Dry | SCG | All | Electric & Gas | SEER18 Heat Pump, <65 kbtuh, NR | Efficient |  |  | 1 | Conventional | HVAC | Com - Health | Com | ROB Only | 1 | 1000 sqft2 of floor space | Cap-Tons | 15 | DEER:HVAC_Split-Package_HP | -461.4684 | 0 | -25.6229 | SWHC046-03 | 1964.6667 | 2021 | 679.11 | 2021 | 2138.2074 | -50.67 | SWHC046-03 | Com Central HVAC (Small) - Fuel Sub - Panel Upgrade - ZEAS 2030 - Hot-Dry ¦ SCG ¦ Hot-Dry | Com Central HVAC (Small) - Fuel Sub - Panel Upgrade - ZEAS 2030 - Hot-Dry | 0.032178 | 0.186 | 0 | CBSA 2014, adjusted to reflect new efficiencies | 102.571 | 2032 | 1 | SWHC046-03
COM-HVAC-FS-PU-24-ZEAS.52 | Com ¦ Small Packaged Heat Pump (SEER 18) - Fuel Sub - Panel Upgrade - ZEAS 2030 - Hot-Dry ¦ SCG ¦ Hot-Dry | Com ¦ Small Packaged Heat Pump (SEER 18) - Fuel Sub - Panel Upgrade - ZEAS 2030 - Hot-Dry | SCG ¦ Hot-Dry | SCG | All | Electric & Gas | SEER18 Heat Pump, <65 kbtuh, NR | Efficient |  |  | 1 | Conventional | HVAC | Com - Lodging | Com | ROB Only | 1 | 1000 sqft2 of floor space | Cap-Tons | 15 | DEER:HVAC_Split-Package_HP | -340.8364 | 0 | -40.2704 | SWHC046-03 | 1964.6667 | 2021 | 679.11 | 2021 | 2138.2074 | -50.67 | SWHC046-03 | Com Central HVAC (Small) - Fuel Sub - Panel Upgrade - ZEAS 2030 - Hot-Dry ¦ SCG ¦ Hot-Dry | Com Central HVAC (Small) - Fuel Sub - Panel Upgrade - ZEAS 2030 - Hot-Dry | 0.018069 | 0.186 | 0 | CBSA 2014, adjusted to reflect new efficiencies | 451.5492 | 2032 | 1 | SWHC046-03
COM-HVAC-FS-PU-24-ZEAS.53 | Com ¦ Small Packaged Heat Pump (SEER 18) - Fuel Sub - Panel Upgrade - ZEAS 2030 - Hot-Dry ¦ SCG ¦ Hot-Dry | Com ¦ Small Packaged Heat Pump (SEER 18) - Fuel Sub - Panel Upgrade - ZEAS 2030 - Hot-Dry | SCG ¦ Hot-Dry | SCG | All | Electric & Gas | SEER18 Heat Pump, <65 kbtuh, NR | Efficient |  |  | 1 | Conventional | HVAC | Com - Office (Large) | Com | ROB Only | 1 | 1000 sqft2 of floor space | Cap-Tons | 15 | DEER:HVAC_Split-Package_HP | -274 | 0 | -1.48 | SWHC046-03 | 1964.6667 | 2021 | 679.11 | 2021 | 2138.2074 | -50.67 | SWHC046-03 | Com Central HVAC (Small) - Fuel Sub - Panel Upgrade - ZEAS 2030 - Hot-Dry ¦ SCG ¦ Hot-Dry | Com Central HVAC (Small) - Fuel Sub - Panel Upgrade - ZEAS 2030 - Hot-Dry | 0.023953 | 0.186 | 0 | CBSA 2014, adjusted to reflect new efficiencies | 33.8959 | 2032 | 1 | SWHC046-03
COM-HVAC-FS-PU-24-ZEAS.54 | Com ¦ Small Packaged Heat Pump (SEER 18) - Fuel Sub - Panel Upgrade - ZEAS 2030 - Hot-Dry ¦ SCG ¦ Hot-Dry | Com ¦ Small Packaged Heat Pump (SEER 18) - Fuel Sub - Panel Upgrade - ZEAS 2030 - Hot-Dry | SCG ¦ Hot-Dry | SCG | All | Electric & Gas | SEER18 Heat Pump, <65 kbtuh, NR | Efficient |  |  | 1 | Conventional | HVAC | Com - Office (Small) | Com | ROB Only | 1 | 1000 sqft2 of floor space | Cap-Tons | 15 | DEER:HVAC_Split-Package_HP | -245 | 0 | -6.68 | SWHC046-03 | 1964.6667 | 2021 | 679.11 | 2021 | 2138.2074 | -50.67 | SWHC046-03 | Com Central HVAC (Small) - Fuel Sub - Panel Upgrade - ZEAS 2030 - Hot-Dry ¦ SCG ¦ Hot-Dry | Com Central HVAC (Small) - Fuel Sub - Panel Upgrade - ZEAS 2030 - Hot-Dry | 0.027176 | 0.186 | 0 | CBSA 2014, adjusted to reflect new efficiencies | 24.457 | 2032 | 1 | SWHC046-03
COM-HVAC-FS-PU-24-ZEAS.55 | Com ¦ Small Packaged Heat Pump (SEER 18) - Fuel Sub - Panel Upgrade - ZEAS 2030 - Hot-Dry ¦ SCG ¦ Hot-Dry | Com ¦ Small Packaged Heat Pump (SEER 18) - Fuel Sub - Panel Upgrade - ZEAS 2030 - Hot-Dry | SCG ¦ Hot-Dry | SCG | All | Electric & Gas | SEER18 Heat Pump, <65 kbtuh, NR | Efficient |  |  | 1 | Conventional | HVAC | Com - Other | Com | ROB Only | 1 | 1000 sqft2 of floor space | Cap-Tons | 15 | DEER:HVAC_Split-Package_HP | -264 | 0 | -24.5 | SWHC046-03 | 1964.6667 | 2021 | 679.11 | 2021 | 2138.2074 | -50.67 | SWHC046-03 | Com Central HVAC (Small) - Fuel Sub - Panel Upgrade - ZEAS 2030 - Hot-Dry ¦ SCG ¦ Hot-Dry | Com Central HVAC (Small) - Fuel Sub - Panel Upgrade - ZEAS 2030 - Hot-Dry | 0.038925 | 0.186 | 0 | CBSA 2014, adjusted to reflect new efficiencies | 140.1372 | 2032 | 1 | SWHC046-03
COM-HVAC-FS-PU-24-ZEAS.56 | Com ¦ Small Packaged Heat Pump (SEER 18) - Fuel Sub - Panel Upgrade - ZEAS 2030 - Hot-Dry ¦ SCG ¦ Hot-Dry | Com ¦ Small Packaged Heat Pump (SEER 18) - Fuel Sub - Panel Upgrade - ZEAS 2030 - Hot-Dry | SCG ¦ Hot-Dry | SCG | All | Electric & Gas | SEER18 Heat Pump, <65 kbtuh, NR | Efficient |  |  | 1 | Conventional | HVAC | Com - Refrig. Warehouse | Com | ROB Only | 1 | 1000 sqft2 of floor space | Cap-Tons | 15 | DEER:HVAC_Split-Package_HP | 0 | 0 | 0 | SWHC046-03 | 0 | 2021 | 0 | 2021 | 2138.2074 | -50.67 | SWHC046-03 | Com Central HVAC (Small) - Fuel Sub - Panel Upgrade - ZEAS 2030 - Hot-Dry ¦ SCG ¦ Hot-Dry | Com Central HVAC (Small) - Fuel Sub - Panel Upgrade - ZEAS 2030 - Hot-Dry | 0 | 0.186 | 0 | CBSA 2014, adjusted to reflect new efficiencies | 0 | 2032 | 1 | SWHC046-03
COM-HVAC-FS-PU-24-ZEAS.57 | Com ¦ Small Packaged Heat Pump (SEER 18) - Fuel Sub - Panel Upgrade - ZEAS 2030 - Hot-Dry ¦ SCG ¦ Hot-Dry | Com ¦ Small Packaged Heat Pump (SEER 18) - Fuel Sub - Panel Upgrade - ZEAS 2030 - Hot-Dry | SCG ¦ Hot-Dry | SCG | All | Electric & Gas | SEER18 Heat Pump, <65 kbtuh, NR | Efficient |  |  | 1 | Conventional | HVAC | Com - Restaurant | Com | ROB Only | 1 | 1000 sqft2 of floor space | Cap-Tons | 15 | DEER:HVAC_Split-Package_HP | -331.5001 | 0 | -12.6233 | SWHC046-03 | 1964.6667 | 2021 | 679.11 | 2021 | 2138.2074 | -50.67 | SWHC046-03 | Com Central HVAC (Small) - Fuel Sub - Panel Upgrade - ZEAS 2030 - Hot-Dry ¦ SCG ¦ Hot-Dry | Com Central HVAC (Small) - Fuel Sub - Panel Upgrade - ZEAS 2030 - Hot-Dry | 0.039657 | 0.186 | 0 | CBSA 2014, adjusted to reflect new efficiencies | 15.3742 | 2032 | 1 | SWHC046-03
COM-HVAC-FS-PU-24-ZEAS.58 | Com ¦ Small Packaged Heat Pump (SEER 18) - Fuel Sub - Panel Upgrade - ZEAS 2030 - Hot-Dry ¦ SCG ¦ Hot-Dry | Com ¦ Small Packaged Heat Pump (SEER 18) - Fuel Sub - Panel Upgrade - ZEAS 2030 - Hot-Dry | SCG ¦ Hot-Dry | SCG | All | Electric & Gas | SEER18 Heat Pump, <65 kbtuh, NR | Efficient |  |  | 1 | Conventional | HVAC | Com - Retail | Com | ROB Only | 1 | 1000 sqft2 of floor space | Cap-Tons | 15 | DEER:HVAC_Split-Package_HP | -373.5844 | 0 | -10.1827 | SWHC046-03 | 1964.6667 | 2021 | 679.11 | 2021 | 2138.2074 | -50.67 | SWHC046-03 | Com Central HVAC (Small) - Fuel Sub - Panel Upgrade - ZEAS 2030 - Hot-Dry ¦ SCG ¦ Hot-Dry | Com Central HVAC (Small) - Fuel Sub - Panel Upgrade - ZEAS 2030 - Hot-Dry | 0.016778 | 0.186 | 0 | CBSA 2014, adjusted to reflect new efficiencies | 181.5607 | 2032 | 1 | SWHC046-03
COM-HVAC-FS-PU-24-ZEAS.59 | Com ¦ Small Packaged Heat Pump (SEER 18) - Fuel Sub - Panel Upgrade - ZEAS 2030 - Hot-Dry ¦ SCG ¦ Hot-Dry | Com ¦ Small Packaged Heat Pump (SEER 18) - Fuel Sub - Panel Upgrade - ZEAS 2030 - Hot-Dry | SCG ¦ Hot-Dry | SCG | All | Electric & Gas | SEER18 Heat Pump, <65 kbtuh, NR | Efficient |  |  | 1 | Conventional | HVAC | Com - School | Com | ROB Only | 1 | 1000 sqft2 of floor space | Cap-Tons | 15 | DEER:HVAC_Split-Package_HP | -140.1614 | 0 | -12.0107 | SWHC046-03 | 1964.6667 | 2021 | 679.11 | 2021 | 2138.2074 | -50.67 | SWHC046-03 | Com Central HVAC (Small) - Fuel Sub - Panel Upgrade - ZEAS 2030 - Hot-Dry ¦ SCG ¦ Hot-Dry | Com Central HVAC (Small) - Fuel Sub - Panel Upgrade - ZEAS 2030 - Hot-Dry | 0.027322 | 0.186 | 0 | CBSA 2014, adjusted to reflect new efficiencies | 50.5184 | 2032 | 1 | SWHC046-03
COM-HVAC-FS-PU-24-ZEAS.60 | Com ¦ Small Packaged Heat Pump (SEER 18) - Fuel Sub - Panel Upgrade - ZEAS 2030 - Hot-Dry ¦ SCG ¦ Hot-Dry | Com ¦ Small Packaged Heat Pump (SEER 18) - Fuel Sub - Panel Upgrade - ZEAS 2030 - Hot-Dry | SCG ¦ Hot-Dry | SCG | All | Electric & Gas | SEER18 Heat Pump, <65 kbtuh, NR | Efficient |  |  | 1 | Conventional | HVAC | Com - Warehouse | Com | ROB Only | 1 | 1000 sqft2 of floor space | Cap-Tons | 15 | DEER:HVAC_Split-Package_HP | -162 | 0 | -33.6 | SWHC046-03 | 1964.6667 | 2021 | 679.11 | 2021 | 2138.2074 | -50.67 | SWHC046-03 | Com Central HVAC (Small) - Fuel Sub - Panel Upgrade - ZEAS 2030 - Hot-Dry ¦ SCG ¦ Hot-Dry | Com Central HVAC (Small) - Fuel Sub - Panel Upgrade - ZEAS 2030 - Hot-Dry | 0.0051386 | 0.186 | 0 | CBSA 2014, adjusted to reflect new efficiencies | 190.1952 | 2032 | 1 | SWHC046-03
COM-HVAC-FS-PU-24-ZEAS.61 | Com ¦ Small Packaged Heat Pump (SEER 18) - Fuel Sub - Panel Upgrade - ZEAS 2030 - Cold ¦ SCG ¦ Cold | Com ¦ Small Packaged Heat Pump (SEER 18) - Fuel Sub - Panel Upgrade - ZEAS 2030 - Cold | SCG ¦ Cold | SCG | All | Electric & Gas | SEER18 Heat Pump, <65 kbtuh, NR | Efficient |  |  | 1 | Conventional | HVAC | Com - College | Com | ROB Only | 1 | 1000 sqft2 of floor space | Cap-Tons | 15 | DEER:HVAC_Split-Package_HP | 305.9041 | 0 | -92.6695 | SWHC046-03 | 1964.6667 | 2021 | 679.11 | 2021 | 2138.2074 | -50.67 | SWHC046-03 | Com Central HVAC (Small) - Fuel Sub - Panel Upgrade - ZEAS 2030 - Cold ¦ SCG ¦ Cold | Com Central HVAC (Small) - Fuel Sub - Panel Upgrade - ZEAS 2030 - Cold | 0.022689 | 0.186 | 0 | CBSA 2014, adjusted to reflect new efficiencies | 282.5893 | 2032 | 1 | SWHC046-03
COM-HVAC-FS-PU-24-ZEAS.62 | Com ¦ Small Packaged Heat Pump (SEER 18) - Fuel Sub - Panel Upgrade - ZEAS 2030 - Cold ¦ SCG ¦ Cold | Com ¦ Small Packaged Heat Pump (SEER 18) - Fuel Sub - Panel Upgrade - ZEAS 2030 - Cold | SCG ¦ Cold | SCG | All | Electric & Gas | SEER18 Heat Pump, <65 kbtuh, NR | Efficient |  |  | 1 | Conventional | HVAC | Com - Grocery | Com | ROB Only | 1 | 1000 sqft2 of floor space | Cap-Tons | 15 | DEER:HVAC_Split-Package_HP | 1300 | 0 | -332 | SWHC046-03 | 1964.6667 | 2021 | 679.11 | 2021 | 2138.2074 | -50.67 | SWHC046-03 | Com Central HVAC (Small) - Fuel Sub - Panel Upgrade - ZEAS 2030 - Cold ¦ SCG ¦ Cold | Com Central HVAC (Small) - Fuel Sub - Panel Upgrade - ZEAS 2030 - Cold | 0.040359 | 0.186 | 0 | CBSA 2014, adjusted to reflect new efficiencies | 706.4759 | 2032 | 1 | SWHC046-03
COM-HVAC-FS-PU-24-ZEAS.63 | Com ¦ Small Packaged Heat Pump (SEER 18) - Fuel Sub - Panel Upgrade - ZEAS 2030 - Cold ¦ SCG ¦ Cold | Com ¦ Small Packaged Heat Pump (SEER 18) - Fuel Sub - Panel Upgrade - ZEAS 2030 - Cold | SCG ¦ Cold | SCG | All | Electric & Gas | SEER18 Heat Pump, <65 kbtuh, NR | Efficient |  |  | 1 | Conventional | HVAC | Com - Health | Com | ROB Only | 1 | 1000 sqft2 of floor space | Cap-Tons | 15 | DEER:HVAC_Split-Package_HP | 175.1343 | 0 | -128.9495 | SWHC046-03 | 1964.6667 | 2021 | 679.11 | 2021 | 2138.2074 | -50.67 | SWHC046-03 | Com Central HVAC (Small) - Fuel Sub - Panel Upgrade - ZEAS 2030 - Cold ¦ SCG ¦ Cold | Com Central HVAC (Small) - Fuel Sub - Panel Upgrade - ZEAS 2030 - Cold | 0.032178 | 0.186 | 0 | CBSA 2014, adjusted to reflect new efficiencies | 352.768 | 2032 | 1 | SWHC046-03
COM-HVAC-FS-PU-24-ZEAS.64 | Com ¦ Small Packaged Heat Pump (SEER 18) - Fuel Sub - Panel Upgrade - ZEAS 2030 - Cold ¦ SCG ¦ Cold | Com ¦ Small Packaged Heat Pump (SEER 18) - Fuel Sub - Panel Upgrade - ZEAS 2030 - Cold | SCG ¦ Cold | SCG | All | Electric & Gas | SEER18 Heat Pump, <65 kbtuh, NR | Efficient |  |  | 1 | Conventional | HVAC | Com - Lodging | Com | ROB Only | 1 | 1000 sqft2 of floor space | Cap-Tons | 15 | DEER:HVAC_Split-Package_HP | 868.3606 | 0 | -210.3596 | SWHC046-03 | 1964.6667 | 2021 | 679.11 | 2021 | 2138.2074 | -50.67 | SWHC046-03 | Com Central HVAC (Small) - Fuel Sub - Panel Upgrade - ZEAS 2030 - Cold ¦ SCG ¦ Cold | Com Central HVAC (Small) - Fuel Sub - Panel Upgrade - ZEAS 2030 - Cold | 0.018069 | 0.186 | 0 | CBSA 2014, adjusted to reflect new efficiencies | 1941.0809 | 2032 | 1 | SWHC046-03
COM-HVAC-FS-PU-24-ZEAS.65 | Com ¦ Small Packaged Heat Pump (SEER 18) - Fuel Sub - Panel Upgrade - ZEAS 2030 - Cold ¦ SCG ¦ Cold | Com ¦ Small Packaged Heat Pump (SEER 18) - Fuel Sub - Panel Upgrade - ZEAS 2030 - Cold | SCG ¦ Cold | SCG | All | Electric & Gas | SEER18 Heat Pump, <65 kbtuh, NR | Efficient |  |  | 1 | Conventional | HVAC | Com - Office (Large) | Com | ROB Only | 1 | 1000 sqft2 of floor space | Cap-Tons | 15 | DEER:HVAC_Split-Package_HP | -71.3 | 0 | -24.4 | SWHC046-03 | 1964.6667 | 2021 | 679.11 | 2021 | 2138.2074 | -50.67 | SWHC046-03 | Com Central HVAC (Small) - Fuel Sub - Panel Upgrade - ZEAS 2030 - Cold ¦ SCG ¦ Cold | Com Central HVAC (Small) - Fuel Sub - Panel Upgrade - ZEAS 2030 - Cold | 0.023953 | 0.186 | 0 | CBSA 2014, adjusted to reflect new efficiencies | 116.6638 | 2032 | 1 | SWHC046-03
COM-HVAC-FS-PU-24-ZEAS.66 | Com ¦ Small Packaged Heat Pump (SEER 18) - Fuel Sub - Panel Upgrade - ZEAS 2030 - Cold ¦ SCG ¦ Cold | Com ¦ Small Packaged Heat Pump (SEER 18) - Fuel Sub - Panel Upgrade - ZEAS 2030 - Cold | SCG ¦ Cold | SCG | All | Electric & Gas | SEER18 Heat Pump, <65 kbtuh, NR | Efficient |  |  | 1 | Conventional | HVAC | Com - Office (Small) | Com | ROB Only | 1 | 1000 sqft2 of floor space | Cap-Tons | 15 | DEER:HVAC_Split-Package_HP | 110 | 0 | -49.4 | SWHC046-03 | 1964.6667 | 2021 | 679.11 | 2021 | 2138.2074 | -50.67 | SWHC046-03 | Com Central HVAC (Small) - Fuel Sub - Panel Upgrade - ZEAS 2030 - Cold ¦ SCG ¦ Cold | Com Central HVAC (Small) - Fuel Sub - Panel Upgrade - ZEAS 2030 - Cold | 0.027176 | 0.186 | 0 | CBSA 2014, adjusted to reflect new efficiencies | 92.7527 | 2032 | 1 | SWHC046-03
COM-HVAC-FS-PU-24-ZEAS.67 | Com ¦ Small Packaged Heat Pump (SEER 18) - Fuel Sub - Panel Upgrade - ZEAS 2030 - Cold ¦ SCG ¦ Cold | Com ¦ Small Packaged Heat Pump (SEER 18) - Fuel Sub - Panel Upgrade - ZEAS 2030 - Cold | SCG ¦ Cold | SCG | All | Electric & Gas | SEER18 Heat Pump, <65 kbtuh, NR | Efficient |  |  | 1 | Conventional | HVAC | Com - Other | Com | ROB Only | 1 | 1000 sqft2 of floor space | Cap-Tons | 15 | DEER:HVAC_Split-Package_HP | 662 | 0 | -172 | SWHC046-03 | 1964.6667 | 2021 | 679.11 | 2021 | 2138.2074 | -50.67 | SWHC046-03 | Com Central HVAC (Small) - Fuel Sub - Panel Upgrade - ZEAS 2030 - Cold ¦ SCG ¦ Cold | Com Central HVAC (Small) - Fuel Sub - Panel Upgrade - ZEAS 2030 - Cold | 0.038925 | 0.186 | 0 | CBSA 2014, adjusted to reflect new efficiencies | 706.0601 | 2032 | 1 | SWHC046-03
COM-HVAC-FS-PU-24-ZEAS.68 | Com ¦ Small Packaged Heat Pump (SEER 18) - Fuel Sub - Panel Upgrade - ZEAS 2030 - Cold ¦ SCG ¦ Cold | Com ¦ Small Packaged Heat Pump (SEER 18) - Fuel Sub - Panel Upgrade - ZEAS 2030 - Cold | SCG ¦ Cold | SCG | All | Electric & Gas | SEER18 Heat Pump, <65 kbtuh, NR | Efficient |  |  | 1 | Conventional | HVAC | Com - Refrig. Warehouse | Com | ROB Only | 1 | 1000 sqft2 of floor space | Cap-Tons | 15 | DEER:HVAC_Split-Package_HP | 0 | 0 | 0 | SWHC046-03 | 0 | 2021 | 0 | 2021 | 2138.2074 | -50.67 | SWHC046-03 | Com Central HVAC (Small) - Fuel Sub - Panel Upgrade - ZEAS 2030 - Cold ¦ SCG ¦ Cold | Com Central HVAC (Small) - Fuel Sub - Panel Upgrade - ZEAS 2030 - Cold | 0 | 0.186 | 0 | CBSA 2014, adjusted to reflect new efficiencies | 0 | 2032 | 1 | SWHC046-03
COM-HVAC-FS-PU-24-ZEAS.69 | Com ¦ Small Packaged Heat Pump (SEER 18) - Fuel Sub - Panel Upgrade - ZEAS 2030 - Cold ¦ SCG ¦ Cold | Com ¦ Small Packaged Heat Pump (SEER 18) - Fuel Sub - Panel Upgrade - ZEAS 2030 - Cold | SCG ¦ Cold | SCG | All | Electric & Gas | SEER18 Heat Pump, <65 kbtuh, NR | Efficient |  |  | 1 | Conventional | HVAC | Com - Restaurant | Com | ROB Only | 1 | 1000 sqft2 of floor space | Cap-Tons | 15 | DEER:HVAC_Split-Package_HP | 381.2646 | 0 | -140.5022 | SWHC046-03 | 1964.6667 | 2021 | 679.11 | 2021 | 2138.2074 | -50.67 | SWHC046-03 | Com Central HVAC (Small) - Fuel Sub - Panel Upgrade - ZEAS 2030 - Cold ¦ SCG ¦ Cold | Com Central HVAC (Small) - Fuel Sub - Panel Upgrade - ZEAS 2030 - Cold | 0.039657 | 0.186 | 0 | CBSA 2014, adjusted to reflect new efficiencies | 98.775 | 2032 | 1 | SWHC046-03
COM-HVAC-FS-PU-24-ZEAS.70 | Com ¦ Small Packaged Heat Pump (SEER 18) - Fuel Sub - Panel Upgrade - ZEAS 2030 - Cold ¦ SCG ¦ Cold | Com ¦ Small Packaged Heat Pump (SEER 18) - Fuel Sub - Panel Upgrade - ZEAS 2030 - Cold | SCG ¦ Cold | SCG | All | Electric & Gas | SEER18 Heat Pump, <65 kbtuh, NR | Efficient |  |  | 1 | Conventional | HVAC | Com - Retail | Com | ROB Only | 1 | 1000 sqft2 of floor space | Cap-Tons | 15 | DEER:HVAC_Split-Package_HP | 307.8367 | 0 | -114.1883 | SWHC046-03 | 1964.6667 | 2021 | 679.11 | 2021 | 2138.2074 | -50.67 | SWHC046-03 | Com Central HVAC (Small) - Fuel Sub - Panel Upgrade - ZEAS 2030 - Cold ¦ SCG ¦ Cold | Com Central HVAC (Small) - Fuel Sub - Panel Upgrade - ZEAS 2030 - Cold | 0.016778 | 0.186 | 0 | CBSA 2014, adjusted to reflect new efficiencies | 456.0692 | 2032 | 1 | SWHC046-03
COM-HVAC-FS-PU-24-ZEAS.71 | Com ¦ Small Packaged Heat Pump (SEER 18) - Fuel Sub - Panel Upgrade - ZEAS 2030 - Cold ¦ SCG ¦ Cold | Com ¦ Small Packaged Heat Pump (SEER 18) - Fuel Sub - Panel Upgrade - ZEAS 2030 - Cold | SCG ¦ Cold | SCG | All | Electric & Gas | SEER18 Heat Pump, <65 kbtuh, NR | Efficient |  |  | 1 | Conventional | HVAC | Com - School | Com | ROB Only | 1 | 1000 sqft2 of floor space | Cap-Tons | 15 | DEER:HVAC_Split-Package_HP | 428.0987 | 0 | -96.149 | SWHC046-03 | 1964.6667 | 2021 | 679.11 | 2021 | 2138.2074 | -50.67 | SWHC046-03 | Com Central HVAC (Small) - Fuel Sub - Panel Upgrade - ZEAS 2030 - Cold ¦ SCG ¦ Cold | Com Central HVAC (Small) - Fuel Sub - Panel Upgrade - ZEAS 2030 - Cold | 0.027322 | 0.186 | 0 | CBSA 2014, adjusted to reflect new efficiencies | 149.1908 | 2032 | 1 | SWHC046-03
COM-HVAC-FS-PU-24-ZEAS.72 | Com ¦ Small Packaged Heat Pump (SEER 18) - Fuel Sub - Panel Upgrade - ZEAS 2030 - Cold ¦ SCG ¦ Cold | Com ¦ Small Packaged Heat Pump (SEER 18) - Fuel Sub - Panel Upgrade - ZEAS 2030 - Cold | SCG ¦ Cold | SCG | All | Electric & Gas | SEER18 Heat Pump, <65 kbtuh, NR | Efficient |  |  | 1 | Conventional | HVAC | Com - Warehouse | Com | ROB Only | 1 | 1000 sqft2 of floor space | Cap-Tons | 15 | DEER:HVAC_Split-Package_HP | 726 | 0 | -152 | SWHC046-03 | 1964.6667 | 2021 | 679.11 | 2021 | 2138.2074 | -50.67 | SWHC046-03 | Com Central HVAC (Small) - Fuel Sub - Panel Upgrade - ZEAS 2030 - Cold ¦ SCG ¦ Cold | Com Central HVAC (Small) - Fuel Sub - Panel Upgrade - ZEAS 2030 - Cold | 0.0051386 | 0.186 | 0 | CBSA 2014, adjusted to reflect new efficiencies | 423.1525 | 2032 | 1 | SWHC046-03
COM-HVAC-FS-PU-24-ZEAS.73 | Com ¦ Small Packaged Heat Pump (SEER 18) - Fuel Sub - Panel Upgrade - ZEAS 2030 - Marine ¦ SDG&E ¦ Marine | Com ¦ Small Packaged Heat Pump (SEER 18) - Fuel Sub - Panel Upgrade - ZEAS 2030 - Marine | SDG&E ¦ Marine | SDG&E | All | Electric & Gas | SEER18 Heat Pump, <65 kbtuh, NR | Efficient |  |  | 1 | Conventional | HVAC | Com - College | Com | ROB Only | 1 | 1000 sqft2 of floor space | Cap-Tons | 15 | DEER:HVAC_Split-Package_HP | -226.3478 | 0 | -12.4101 | SWHC046-03 | 1964.6667 | 2021 | 679.11 | 2021 | 2138.2074 | -50.67 | SWHC046-03 | Com Central HVAC (Small) - Fuel Sub - Panel Upgrade - ZEAS 2030 - Marine ¦ SDG&E ¦ Marine | Com Central HVAC (Small) - Fuel Sub - Panel Upgrade - ZEAS 2030 - Marine | 0.022234 | 0.186 | 0 | CBSA 2014, adjusted to reflect new efficiencies | 58.0253 | 2032 | 1 | SWHC046-03
COM-HVAC-FS-PU-24-ZEAS.74 | Com ¦ Small Packaged Heat Pump (SEER 18) - Fuel Sub - Panel Upgrade - ZEAS 2030 - Marine ¦ SDG&E ¦ Marine | Com ¦ Small Packaged Heat Pump (SEER 18) - Fuel Sub - Panel Upgrade - ZEAS 2030 - Marine | SDG&E ¦ Marine | SDG&E | All | Electric & Gas | SEER18 Heat Pump, <65 kbtuh, NR | Efficient |  |  | 1 | Conventional | HVAC | Com - Grocery | Com | ROB Only | 1 | 1000 sqft2 of floor space | Cap-Tons | 15 | DEER:HVAC_Split-Package_HP | -208 | 0 | -80.6 | SWHC046-03 | 1964.6667 | 2021 | 679.11 | 2021 | 2138.2074 | -50.67 | SWHC046-03 | Com Central HVAC (Small) - Fuel Sub - Panel Upgrade - ZEAS 2030 - Marine ¦ SDG&E ¦ Marine | Com Central HVAC (Small) - Fuel Sub - Panel Upgrade - ZEAS 2030 - Marine | 0.041033 | 0.186 | 0 | CBSA 2014, adjusted to reflect new efficiencies | 200.9639 | 2032 | 1 | SWHC046-03
COM-HVAC-FS-PU-24-ZEAS.75 | Com ¦ Small Packaged Heat Pump (SEER 18) - Fuel Sub - Panel Upgrade - ZEAS 2030 - Marine ¦ SDG&E ¦ Marine | Com ¦ Small Packaged Heat Pump (SEER 18) - Fuel Sub - Panel Upgrade - ZEAS 2030 - Marine | SDG&E ¦ Marine | SDG&E | All | Electric & Gas | SEER18 Heat Pump, <65 kbtuh, NR | Efficient |  |  | 1 | Conventional | HVAC | Com - Health | Com | ROB Only | 1 | 1000 sqft2 of floor space | Cap-Tons | 15 | DEER:HVAC_Split-Package_HP | -439.1087 | 0 | -22.4855 | SWHC046-03 | 1964.6667 | 2021 | 679.11 | 2021 | 2138.2074 | -50.67 | SWHC046-03 | Com Central HVAC (Small) - Fuel Sub - Panel Upgrade - ZEAS 2030 - Marine ¦ SDG&E ¦ Marine | Com Central HVAC (Small) - Fuel Sub - Panel Upgrade - ZEAS 2030 - Marine | 0.031998 | 0.186 | 0 | CBSA 2014, adjusted to reflect new efficiencies | 92.246 | 2032 | 1 | SWHC046-03
COM-HVAC-FS-PU-24-ZEAS.76 | Com ¦ Small Packaged Heat Pump (SEER 18) - Fuel Sub - Panel Upgrade - ZEAS 2030 - Marine ¦ SDG&E ¦ Marine | Com ¦ Small Packaged Heat Pump (SEER 18) - Fuel Sub - Panel Upgrade - ZEAS 2030 - Marine | SDG&E ¦ Marine | SDG&E | All | Electric & Gas | SEER18 Heat Pump, <65 kbtuh, NR | Efficient |  |  | 1 | Conventional | HVAC | Com - Lodging | Com | ROB Only | 1 | 1000 sqft2 of floor space | Cap-Tons | 15 | DEER:HVAC_Split-Package_HP | -271.2338 | 0 | -41.9064 | SWHC046-03 | 1964.6667 | 2021 | 679.11 | 2021 | 2138.2074 | -50.67 | SWHC046-03 | Com Central HVAC (Small) - Fuel Sub - Panel Upgrade - ZEAS 2030 - Marine ¦ SDG&E ¦ Marine | Com Central HVAC (Small) - Fuel Sub - Panel Upgrade - ZEAS 2030 - Marine | 0.017903 | 0.186 | 0 | CBSA 2014, adjusted to reflect new efficiencies | 456.7347 | 2032 | 1 | SWHC046-03
COM-HVAC-FS-PU-24-ZEAS.77 | Com ¦ Small Packaged Heat Pump (SEER 18) - Fuel Sub - Panel Upgrade - ZEAS 2030 - Marine ¦ SDG&E ¦ Marine | Com ¦ Small Packaged Heat Pump (SEER 18) - Fuel Sub - Panel Upgrade - ZEAS 2030 - Marine | SDG&E ¦ Marine | SDG&E | All | Electric & Gas | SEER18 Heat Pump, <65 kbtuh, NR | Efficient |  |  | 1 | Conventional | HVAC | Com - Office (Large) | Com | ROB Only | 1 | 1000 sqft2 of floor space | Cap-Tons | 15 | DEER:HVAC_Split-Package_HP | -247 | 0 | -0.948 | SWHC046-03 | 1964.6667 | 2021 | 679.11 | 2021 | 2138.2074 | -50.67 | SWHC046-03 | Com Central HVAC (Small) - Fuel Sub - Panel Upgrade - ZEAS 2030 - Marine ¦ SDG&E ¦ Marine | Com Central HVAC (Small) - Fuel Sub - Panel Upgrade - ZEAS 2030 - Marine | 0.023374 | 0.186 | 0 | CBSA 2014, adjusted to reflect new efficiencies | 28.8217 | 2032 | 1 | SWHC046-03
COM-HVAC-FS-PU-24-ZEAS.78 | Com ¦ Small Packaged Heat Pump (SEER 18) - Fuel Sub - Panel Upgrade - ZEAS 2030 - Marine ¦ SDG&E ¦ Marine | Com ¦ Small Packaged Heat Pump (SEER 18) - Fuel Sub - Panel Upgrade - ZEAS 2030 - Marine | SDG&E ¦ Marine | SDG&E | All | Electric & Gas | SEER18 Heat Pump, <65 kbtuh, NR | Efficient |  |  | 1 | Conventional | HVAC | Com - Office (Small) | Com | ROB Only | 1 | 1000 sqft2 of floor space | Cap-Tons | 15 | DEER:HVAC_Split-Package_HP | -217 | 0 | -5.55 | SWHC046-03 | 1964.6667 | 2021 | 679.11 | 2021 | 2138.2074 | -50.67 | SWHC046-03 | Com Central HVAC (Small) - Fuel Sub - Panel Upgrade - ZEAS 2030 - Marine ¦ SDG&E ¦ Marine | Com Central HVAC (Small) - Fuel Sub - Panel Upgrade - ZEAS 2030 - Marine | 0.028381 | 0.186 | 0 | CBSA 2014, adjusted to reflect new efficiencies | 20.9362 | 2032 | 1 | SWHC046-03
COM-HVAC-FS-PU-24-ZEAS.79 | Com ¦ Small Packaged Heat Pump (SEER 18) - Fuel Sub - Panel Upgrade - ZEAS 2030 - Marine ¦ SDG&E ¦ Marine | Com ¦ Small Packaged Heat Pump (SEER 18) - Fuel Sub - Panel Upgrade - ZEAS 2030 - Marine | SDG&E ¦ Marine | SDG&E | All | Electric & Gas | SEER18 Heat Pump, <65 kbtuh, NR | Efficient |  |  | 1 | Conventional | HVAC | Com - Other | Com | ROB Only | 1 | 1000 sqft2 of floor space | Cap-Tons | 15 | DEER:HVAC_Split-Package_HP | -205 | 0 | -25 | SWHC046-03 | 1964.6667 | 2021 | 679.11 | 2021 | 2138.2074 | -50.67 | SWHC046-03 | Com Central HVAC (Small) - Fuel Sub - Panel Upgrade - ZEAS 2030 - Marine ¦ SDG&E ¦ Marine | Com Central HVAC (Small) - Fuel Sub - Panel Upgrade - ZEAS 2030 - Marine | 0.03826 | 0.186 | 0 | CBSA 2014, adjusted to reflect new efficiencies | 135.8872 | 2032 | 1 | SWHC046-03
COM-HVAC-FS-PU-24-ZEAS.80 | Com ¦ Small Packaged Heat Pump (SEER 18) - Fuel Sub - Panel Upgrade - ZEAS 2030 - Marine ¦ SDG&E ¦ Marine | Com ¦ Small Packaged Heat Pump (SEER 18) - Fuel Sub - Panel Upgrade - ZEAS 2030 - Marine | SDG&E ¦ Marine | SDG&E | All | Electric & Gas | SEER18 Heat Pump, <65 kbtuh, NR | Efficient |  |  | 1 | Conventional | HVAC | Com - Refrig. Warehouse | Com | ROB Only | 1 | 1000 sqft2 of floor space | Cap-Tons | 15 | DEER:HVAC_Split-Package_HP | 0 | 0 | 0 | SWHC046-03 | 0 | 2021 | 0 | 2021 | 2138.2074 | -50.67 | SWHC046-03 | Com Central HVAC (Small) - Fuel Sub - Panel Upgrade - ZEAS 2030 - Marine ¦ SDG&E ¦ Marine | Com Central HVAC (Small) - Fuel Sub - Panel Upgrade - ZEAS 2030 - Marine | 0 | 0.186 | 0 | CBSA 2014, adjusted to reflect new efficiencies | 0 | 2032 | 1 | SWHC046-03
COM-HVAC-FS-PU-24-ZEAS.81 | Com ¦ Small Packaged Heat Pump (SEER 18) - Fuel Sub - Panel Upgrade - ZEAS 2030 - Marine ¦ SDG&E ¦ Marine | Com ¦ Small Packaged Heat Pump (SEER 18) - Fuel Sub - Panel Upgrade - ZEAS 2030 - Marine | SDG&E ¦ Marine | SDG&E | All | Electric & Gas | SEER18 Heat Pump, <65 kbtuh, NR | Efficient |  |  | 1 | Conventional | HVAC | Com - Restaurant | Com | ROB Only | 1 | 1000 sqft2 of floor space | Cap-Tons | 15 | DEER:HVAC_Split-Package_HP | -261.2502 | 0 | -11.7207 | SWHC046-03 | 1964.6667 | 2021 | 679.11 | 2021 | 2138.2074 | -50.67 | SWHC046-03 | Com Central HVAC (Small) - Fuel Sub - Panel Upgrade - ZEAS 2030 - Marine ¦ SDG&E ¦ Marine | Com Central HVAC (Small) - Fuel Sub - Panel Upgrade - ZEAS 2030 - Marine | 0.041427 | 0.186 | 0 | CBSA 2014, adjusted to reflect new efficiencies | 13.4477 | 2032 | 1 | SWHC046-03
COM-HVAC-FS-PU-24-ZEAS.82 | Com ¦ Small Packaged Heat Pump (SEER 18) - Fuel Sub - Panel Upgrade - ZEAS 2030 - Marine ¦ SDG&E ¦ Marine | Com ¦ Small Packaged Heat Pump (SEER 18) - Fuel Sub - Panel Upgrade - ZEAS 2030 - Marine | SDG&E ¦ Marine | SDG&E | All | Electric & Gas | SEER18 Heat Pump, <65 kbtuh, NR | Efficient |  |  | 1 | Conventional | HVAC | Com - Retail | Com | ROB Only | 1 | 1000 sqft2 of floor space | Cap-Tons | 15 | DEER:HVAC_Split-Package_HP | -318.6752 | 0 | -11.8403 | SWHC046-03 | 1964.6667 | 2021 | 679.11 | 2021 | 2138.2074 | -50.67 | SWHC046-03 | Com Central HVAC (Small) - Fuel Sub - Panel Upgrade - ZEAS 2030 - Marine ¦ SDG&E ¦ Marine | Com Central HVAC (Small) - Fuel Sub - Panel Upgrade - ZEAS 2030 - Marine | 0.016794 | 0.186 | 0 | CBSA 2014, adjusted to reflect new efficiencies | 170.4605 | 2032 | 1 | SWHC046-03
COM-HVAC-FS-PU-24-ZEAS.83 | Com ¦ Small Packaged Heat Pump (SEER 18) - Fuel Sub - Panel Upgrade - ZEAS 2030 - Marine ¦ SDG&E ¦ Marine | Com ¦ Small Packaged Heat Pump (SEER 18) - Fuel Sub - Panel Upgrade - ZEAS 2030 - Marine | SDG&E ¦ Marine | SDG&E | All | Electric & Gas | SEER18 Heat Pump, <65 kbtuh, NR | Efficient |  |  | 1 | Conventional | HVAC | Com - School | Com | ROB Only | 1 | 1000 sqft2 of floor space | Cap-Tons | 15 | DEER:HVAC_Split-Package_HP | -112.5677 | 0 | -12.1639 | SWHC046-03 | 1964.6667 | 2021 | 679.11 | 2021 | 2138.2074 | -50.67 | SWHC046-03 | Com Central HVAC (Small) - Fuel Sub - Panel Upgrade - ZEAS 2030 - Marine ¦ SDG&E ¦ Marine | Com Central HVAC (Small) - Fuel Sub - Panel Upgrade - ZEAS 2030 - Marine | 0.028241 | 0.186 | 0 | CBSA 2014, adjusted to reflect new efficiencies | 46.3252 | 2032 | 1 | SWHC046-03
COM-HVAC-FS-PU-24-ZEAS.84 | Com ¦ Small Packaged Heat Pump (SEER 18) - Fuel Sub - Panel Upgrade - ZEAS 2030 - Marine ¦ SDG&E ¦ Marine | Com ¦ Small Packaged Heat Pump (SEER 18) - Fuel Sub - Panel Upgrade - ZEAS 2030 - Marine | SDG&E ¦ Marine | SDG&E | All | Electric & Gas | SEER18 Heat Pump, <65 kbtuh, NR | Efficient |  |  | 1 | Conventional | HVAC | Com - Warehouse | Com | ROB Only | 1 | 1000 sqft2 of floor space | Cap-Tons | 15 | DEER:HVAC_Split-Package_HP | -87.7 | 0 | -34.2 | SWHC046-03 | 1964.6667 | 2021 | 679.11 | 2021 | 2138.2074 | -50.67 | SWHC046-03 | Com Central HVAC (Small) - Fuel Sub - Panel Upgrade - ZEAS 2030 - Marine ¦ SDG&E ¦ Marine | Com Central HVAC (Small) - Fuel Sub - Panel Upgrade - ZEAS 2030 - Marine | 0.0051502 | 0.186 | 0 | CBSA 2014, adjusted to reflect new efficiencies | 170.455 | 2032 | 1 | SWHC046-03
COM-HVAC-FS-PU-24-ZEAS.85 | Com ¦ Small Packaged Heat Pump (SEER 18) - Fuel Sub - Panel Upgrade - ZEAS 2030 - Hot-Dry ¦ SDG&E ¦ Hot-Dry | Com ¦ Small Packaged Heat Pump (SEER 18) - Fuel Sub - Panel Upgrade - ZEAS 2030 - Hot-Dry | SDG&E ¦ Hot-Dry | SDG&E | All | Electric & Gas | SEER18 Heat Pump, <65 kbtuh, NR | Efficient |  |  | 1 | Conventional | HVAC | Com - College | Com | ROB Only | 1 | 1000 sqft2 of floor space | Cap-Tons | 15 | DEER:HVAC_Split-Package_HP | -203.0782 | 0 | -10.793 | SWHC046-03 | 1964.6667 | 2021 | 679.11 | 2021 | 2138.2074 | -50.67 | SWHC046-03 | Com Central HVAC (Small) - Fuel Sub - Panel Upgrade - ZEAS 2030 - Hot-Dry ¦ SDG&E ¦ Hot-Dry | Com Central HVAC (Small) - Fuel Sub - Panel Upgrade - ZEAS 2030 - Hot-Dry | 0.022234 | 0.186 | 0 | CBSA 2014, adjusted to reflect new efficiencies | 50.9344 | 2032 | 1 | SWHC046-03
COM-HVAC-FS-PU-24-ZEAS.86 | Com ¦ Small Packaged Heat Pump (SEER 18) - Fuel Sub - Panel Upgrade - ZEAS 2030 - Hot-Dry ¦ SDG&E ¦ Hot-Dry | Com ¦ Small Packaged Heat Pump (SEER 18) - Fuel Sub - Panel Upgrade - ZEAS 2030 - Hot-Dry | SDG&E ¦ Hot-Dry | SDG&E | All | Electric & Gas | SEER18 Heat Pump, <65 kbtuh, NR | Efficient |  |  | 1 | Conventional | HVAC | Com - Grocery | Com | ROB Only | 1 | 1000 sqft2 of floor space | Cap-Tons | 15 | DEER:HVAC_Split-Package_HP | -206 | 0 | -79.1 | SWHC046-03 | 1964.6667 | 2021 | 679.11 | 2021 | 2138.2074 | -50.67 | SWHC046-03 | Com Central HVAC (Small) - Fuel Sub - Panel Upgrade - ZEAS 2030 - Hot-Dry ¦ SDG&E ¦ Hot-Dry | Com Central HVAC (Small) - Fuel Sub - Panel Upgrade - ZEAS 2030 - Hot-Dry | 0.041033 | 0.186 | 0 | CBSA 2014, adjusted to reflect new efficiencies | 197.3292 | 2032 | 1 | SWHC046-03
COM-HVAC-FS-PU-24-ZEAS.87 | Com ¦ Small Packaged Heat Pump (SEER 18) - Fuel Sub - Panel Upgrade - ZEAS 2030 - Hot-Dry ¦ SDG&E ¦ Hot-Dry | Com ¦ Small Packaged Heat Pump (SEER 18) - Fuel Sub - Panel Upgrade - ZEAS 2030 - Hot-Dry | SDG&E ¦ Hot-Dry | SDG&E | All | Electric & Gas | SEER18 Heat Pump, <65 kbtuh, NR | Efficient |  |  | 1 | Conventional | HVAC | Com - Health | Com | ROB Only | 1 | 1000 sqft2 of floor space | Cap-Tons | 15 | DEER:HVAC_Split-Package_HP | -415.1878 | 0 | -17.1467 | SWHC046-03 | 1964.6667 | 2021 | 679.11 | 2021 | 2138.2074 | -50.67 | SWHC046-03 | Com Central HVAC (Small) - Fuel Sub - Panel Upgrade - ZEAS 2030 - Hot-Dry ¦ SDG&E ¦ Hot-Dry | Com Central HVAC (Small) - Fuel Sub - Panel Upgrade - ZEAS 2030 - Hot-Dry | 0.031998 | 0.186 | 0 | CBSA 2014, adjusted to reflect new efficiencies | 75.6007 | 2032 | 1 | SWHC046-03
COM-HVAC-FS-PU-24-ZEAS.88 | Com ¦ Small Packaged Heat Pump (SEER 18) - Fuel Sub - Panel Upgrade - ZEAS 2030 - Hot-Dry ¦ SDG&E ¦ Hot-Dry | Com ¦ Small Packaged Heat Pump (SEER 18) - Fuel Sub - Panel Upgrade - ZEAS 2030 - Hot-Dry | SDG&E ¦ Hot-Dry | SDG&E | All | Electric & Gas | SEER18 Heat Pump, <65 kbtuh, NR | Efficient |  |  | 1 | Conventional | HVAC | Com - Lodging | Com | ROB Only | 1 | 1000 sqft2 of floor space | Cap-Tons | 15 | DEER:HVAC_Split-Package_HP | -275.3034 | 0 | -33.7874 | SWHC046-03 | 1964.6667 | 2021 | 679.11 | 2021 | 2138.2074 | -50.67 | SWHC046-03 | Com Central HVAC (Small) - Fuel Sub - Panel Upgrade - ZEAS 2030 - Hot-Dry ¦ SDG&E ¦ Hot-Dry | Com Central HVAC (Small) - Fuel Sub - Panel Upgrade - ZEAS 2030 - Hot-Dry | 0.017903 | 0.186 | 0 | CBSA 2014, adjusted to reflect new efficiencies | 377.1747 | 2032 | 1 | SWHC046-03
COM-HVAC-FS-PU-24-ZEAS.89 | Com ¦ Small Packaged Heat Pump (SEER 18) - Fuel Sub - Panel Upgrade - ZEAS 2030 - Hot-Dry ¦ SDG&E ¦ Hot-Dry | Com ¦ Small Packaged Heat Pump (SEER 18) - Fuel Sub - Panel Upgrade - ZEAS 2030 - Hot-Dry | SDG&E ¦ Hot-Dry | SDG&E | All | Electric & Gas | SEER18 Heat Pump, <65 kbtuh, NR | Efficient |  |  | 1 | Conventional | HVAC | Com - Office (Large) | Com | ROB Only | 1 | 1000 sqft2 of floor space | Cap-Tons | 15 | DEER:HVAC_Split-Package_HP | -219 | 0 | -0.58 | SWHC046-03 | 1964.6667 | 2021 | 679.11 | 2021 | 2138.2074 | -50.67 | SWHC046-03 | Com Central HVAC (Small) - Fuel Sub - Panel Upgrade - ZEAS 2030 - Hot-Dry ¦ SDG&E ¦ Hot-Dry | Com Central HVAC (Small) - Fuel Sub - Panel Upgrade - ZEAS 2030 - Hot-Dry | 0.023374 | 0.186 | 0 | CBSA 2014, adjusted to reflect new efficiencies | 24.3845 | 2032 | 1 | SWHC046-03
COM-HVAC-FS-PU-24-ZEAS.90 | Com ¦ Small Packaged Heat Pump (SEER 18) - Fuel Sub - Panel Upgrade - ZEAS 2030 - Hot-Dry ¦ SDG&E ¦ Hot-Dry | Com ¦ Small Packaged Heat Pump (SEER 18) - Fuel Sub - Panel Upgrade - ZEAS 2030 - Hot-Dry | SDG&E ¦ Hot-Dry | SDG&E | All | Electric & Gas | SEER18 Heat Pump, <65 kbtuh, NR | Efficient |  |  | 1 | Conventional | HVAC | Com - Office (Small) | Com | ROB Only | 1 | 1000 sqft2 of floor space | Cap-Tons | 15 | DEER:HVAC_Split-Package_HP | -199 | 0 | -4.44 | SWHC046-03 | 1964.6667 | 2021 | 679.11 | 2021 | 2138.2074 | -50.67 | SWHC046-03 | Com Central HVAC (Small) - Fuel Sub - Panel Upgrade - ZEAS 2030 - Hot-Dry ¦ SDG&E ¦ Hot-Dry | Com Central HVAC (Small) - Fuel Sub - Panel Upgrade - ZEAS 2030 - Hot-Dry | 0.028381 | 0.186 | 0 | CBSA 2014, adjusted to reflect new efficiencies | 17.9135 | 2032 | 1 | SWHC046-03
COM-HVAC-FS-PU-24-ZEAS.91 | Com ¦ Small Packaged Heat Pump (SEER 18) - Fuel Sub - Panel Upgrade - ZEAS 2030 - Hot-Dry ¦ SDG&E ¦ Hot-Dry | Com ¦ Small Packaged Heat Pump (SEER 18) - Fuel Sub - Panel Upgrade - ZEAS 2030 - Hot-Dry | SDG&E ¦ Hot-Dry | SDG&E | All | Electric & Gas | SEER18 Heat Pump, <65 kbtuh, NR | Efficient |  |  | 1 | Conventional | HVAC | Com - Other | Com | ROB Only | 1 | 1000 sqft2 of floor space | Cap-Tons | 15 | DEER:HVAC_Split-Package_HP | -186 | 0 | -21.8 | SWHC046-03 | 1964.6667 | 2021 | 679.11 | 2021 | 2138.2074 | -50.67 | SWHC046-03 | Com Central HVAC (Small) - Fuel Sub - Panel Upgrade - ZEAS 2030 - Hot-Dry ¦ SDG&E ¦ Hot-Dry | Com Central HVAC (Small) - Fuel Sub - Panel Upgrade - ZEAS 2030 - Hot-Dry | 0.03826 | 0.186 | 0 | CBSA 2014, adjusted to reflect new efficiencies | 119.2931 | 2032 | 1 | SWHC046-03
COM-HVAC-FS-PU-24-ZEAS.92 | Com ¦ Small Packaged Heat Pump (SEER 18) - Fuel Sub - Panel Upgrade - ZEAS 2030 - Hot-Dry ¦ SDG&E ¦ Hot-Dry | Com ¦ Small Packaged Heat Pump (SEER 18) - Fuel Sub - Panel Upgrade - ZEAS 2030 - Hot-Dry | SDG&E ¦ Hot-Dry | SDG&E | All | Electric & Gas | SEER18 Heat Pump, <65 kbtuh, NR | Efficient |  |  | 1 | Conventional | HVAC | Com - Refrig. Warehouse | Com | ROB Only | 1 | 1000 sqft2 of floor space | Cap-Tons | 15 | DEER:HVAC_Split-Package_HP | 0 | 0 | 0 | SWHC046-03 | 0 | 2021 | 0 | 2021 | 2138.2074 | -50.67 | SWHC046-03 | Com Central HVAC (Small) - Fuel Sub - Panel Upgrade - ZEAS 2030 - Hot-Dry ¦ SDG&E ¦ Hot-Dry | Com Central HVAC (Small) - Fuel Sub - Panel Upgrade - ZEAS 2030 - Hot-Dry | 0 | 0.186 | 0 | CBSA 2014, adjusted to reflect new efficiencies | 0 | 2032 | 1 | SWHC046-03
COM-HVAC-FS-PU-24-ZEAS.93 | Com ¦ Small Packaged Heat Pump (SEER 18) - Fuel Sub - Panel Upgrade - ZEAS 2030 - Hot-Dry ¦ SDG&E ¦ Hot-Dry | Com ¦ Small Packaged Heat Pump (SEER 18) - Fuel Sub - Panel Upgrade - ZEAS 2030 - Hot-Dry | SDG&E ¦ Hot-Dry | SDG&E | All | Electric & Gas | SEER18 Heat Pump, <65 kbtuh, NR | Efficient |  |  | 1 | Conventional | HVAC | Com - Restaurant | Com | ROB Only | 1 | 1000 sqft2 of floor space | Cap-Tons | 15 | DEER:HVAC_Split-Package_HP | -233.7513 | 0 | -8.0956 | SWHC046-03 | 1964.6667 | 2021 | 679.11 | 2021 | 2138.2074 | -50.67 | SWHC046-03 | Com Central HVAC (Small) - Fuel Sub - Panel Upgrade - ZEAS 2030 - Hot-Dry ¦ SDG&E ¦ Hot-Dry | Com Central HVAC (Small) - Fuel Sub - Panel Upgrade - ZEAS 2030 - Hot-Dry | 0.041427 | 0.186 | 0 | CBSA 2014, adjusted to reflect new efficiencies | 10.2357 | 2032 | 1 | SWHC046-03
COM-HVAC-FS-PU-24-ZEAS.94 | Com ¦ Small Packaged Heat Pump (SEER 18) - Fuel Sub - Panel Upgrade - ZEAS 2030 - Hot-Dry ¦ SDG&E ¦ Hot-Dry | Com ¦ Small Packaged Heat Pump (SEER 18) - Fuel Sub - Panel Upgrade - ZEAS 2030 - Hot-Dry | SDG&E ¦ Hot-Dry | SDG&E | All | Electric & Gas | SEER18 Heat Pump, <65 kbtuh, NR | Efficient |  |  | 1 | Conventional | HVAC | Com - Retail | Com | ROB Only | 1 | 1000 sqft2 of floor space | Cap-Tons | 15 | DEER:HVAC_Split-Package_HP | -282.8757 | 0 | -9.8185 | SWHC046-03 | 1964.6667 | 2021 | 679.11 | 2021 | 2138.2074 | -50.67 | SWHC046-03 | Com Central HVAC (Small) - Fuel Sub - Panel Upgrade - ZEAS 2030 - Hot-Dry ¦ SDG&E ¦ Hot-Dry | Com Central HVAC (Small) - Fuel Sub - Panel Upgrade - ZEAS 2030 - Hot-Dry | 0.016794 | 0.186 | 0 | CBSA 2014, adjusted to reflect new efficiencies | 147.8935 | 2032 | 1 | SWHC046-03
COM-HVAC-FS-PU-24-ZEAS.95 | Com ¦ Small Packaged Heat Pump (SEER 18) - Fuel Sub - Panel Upgrade - ZEAS 2030 - Hot-Dry ¦ SDG&E ¦ Hot-Dry | Com ¦ Small Packaged Heat Pump (SEER 18) - Fuel Sub - Panel Upgrade - ZEAS 2030 - Hot-Dry | SDG&E ¦ Hot-Dry | SDG&E | All | Electric & Gas | SEER18 Heat Pump, <65 kbtuh, NR | Efficient |  |  | 1 | Conventional | HVAC | Com - School | Com | ROB Only | 1 | 1000 sqft2 of floor space | Cap-Tons | 15 | DEER:HVAC_Split-Package_HP | -99.5748 | 0 | -10.9429 | SWHC046-03 | 1964.6667 | 2021 | 679.11 | 2021 | 2138.2074 | -50.67 | SWHC046-03 | Com Central HVAC (Small) - Fuel Sub - Panel Upgrade - ZEAS 2030 - Hot-Dry ¦ SDG&E ¦ Hot-Dry | Com Central HVAC (Small) - Fuel Sub - Panel Upgrade - ZEAS 2030 - Hot-Dry | 0.028241 | 0.186 | 0 | CBSA 2014, adjusted to reflect new efficiencies | 41.3962 | 2032 | 1 | SWHC046-03
COM-HVAC-FS-PU-24-ZEAS.96 | Com ¦ Small Packaged Heat Pump (SEER 18) - Fuel Sub - Panel Upgrade - ZEAS 2030 - Hot-Dry ¦ SDG&E ¦ Hot-Dry | Com ¦ Small Packaged Heat Pump (SEER 18) - Fuel Sub - Panel Upgrade - ZEAS 2030 - Hot-Dry | SDG&E ¦ Hot-Dry | SDG&E | All | Electric & Gas | SEER18 Heat Pump, <65 kbtuh, NR | Efficient |  |  | 1 | Conventional | HVAC | Com - Warehouse | Com | ROB Only | 1 | 1000 sqft2 of floor space | Cap-Tons | 15 | DEER:HVAC_Split-Package_HP | -95.5 | 0 | -31.9 | SWHC046-03 | 1964.6667 | 2021 | 679.11 | 2021 | 2138.2074 | -50.67 | SWHC046-03 | Com Central HVAC (Small) - Fuel Sub - Panel Upgrade - ZEAS 2030 - Hot-Dry ¦ SDG&E ¦ Hot-Dry | Com Central HVAC (Small) - Fuel Sub - Panel Upgrade - ZEAS 2030 - Hot-Dry | 0.0051502 | 0.186 | 0 | CBSA 2014, adjusted to reflect new efficiencies | 163.0973 | 2032 | 1 | SWHC046-03
COM-HVAC-40-ZEAS.1 | Com ¦ Code Hot Water Boiler (84% eff.) - ZEAS 2030 - Marine ¦ PG&E ¦ Marine | Com ¦ Code Hot Water Boiler (84% eff.) - ZEAS 2030 - Marine | PG&E ¦ Marine | PG&E | All | Gas | Code HVAC Space Heating Boiler | Average Existing and Code |  | 2030 | 1 | Conventional | HVAC | Com - College | Com | ROB and NEW | 0 | 1000 sqft2 of floor space | Cap-kBTUh | 20 | DEER:HVAC_Eff_HP | 0.566 | 0.00016444 | 0.46897 | SWHC004-06 | 16.0311 | 2024 | 7.22 | 2024 | 0 | 0 |  | Com HVAC Boilers - ZEAS 2030 - Marine ¦ PG&E ¦ Marine | Com HVAC Boilers - ZEAS 2030 - Marine | 10.3878 | 1 | 0.89024 | CBSA 2014 | -1.5897 | 2012 | 0.2 | SWHC004-06
COM-HVAC-40-ZEAS.2 | Com ¦ Code Hot Water Boiler (84% eff.) - ZEAS 2030 - Marine ¦ PG&E ¦ Marine | Com ¦ Code Hot Water Boiler (84% eff.) - ZEAS 2030 - Marine | PG&E ¦ Marine | PG&E | All | Gas | Code HVAC Space Heating Boiler | Average Existing and Code |  | 2030 | 1 | Conventional | HVAC | Com - Grocery | Com | ROB and NEW | 0 | 1000 sqft2 of floor space | Cap-kBTUh | 20 | DEER:HVAC_Eff_HP | 0.566 | 0.00016444 | 0.46897 | SWHC004-06 | 16.0311 | 2024 | 7.22 | 2024 | 0 | 0 |  | Com HVAC Boilers - ZEAS 2030 - Marine ¦ PG&E ¦ Marine | Com HVAC Boilers - ZEAS 2030 - Marine | 0 | 1 | 0 | CBSA 2014 | -1.1331 | 2012 | 0.2 | SWHC004-06
COM-HVAC-40-ZEAS.3 | Com ¦ Code Hot Water Boiler (84% eff.) - ZEAS 2030 - Marine ¦ PG&E ¦ Marine | Com ¦ Code Hot Water Boiler (84% eff.) - ZEAS 2030 - Marine | PG&E ¦ Marine | PG&E | All | Gas | Code HVAC Space Heating Boiler | Average Existing and Code |  | 2030 | 1 | Conventional | HVAC | Com - Health | Com | ROB and NEW | 0 | 1000 sqft2 of floor space | Cap-kBTUh | 20 | DEER:HVAC_Eff_HP | 0.566 | 0.00016444 | 0.46897 | SWHC004-06 | 16.0311 | 2024 | 7.22 | 2024 | 0 | 0 |  | Com HVAC Boilers - ZEAS 2030 - Marine ¦ PG&E ¦ Marine | Com HVAC Boilers - ZEAS 2030 - Marine | 8.5975 | 1 | 0.89024 | CBSA 2014 | -1.3617 | 2012 | 0.2 | SWHC004-06
COM-HVAC-40-ZEAS.4 | Com ¦ Code Hot Water Boiler (84% eff.) - ZEAS 2030 - Marine ¦ PG&E ¦ Marine | Com ¦ Code Hot Water Boiler (84% eff.) - ZEAS 2030 - Marine | PG&E ¦ Marine | PG&E | All | Gas | Code HVAC Space Heating Boiler | Average Existing and Code |  | 2030 | 1 | Conventional | HVAC | Com - Lodging | Com | ROB and NEW | 0 | 1000 sqft2 of floor space | Cap-kBTUh | 20 | DEER:HVAC_Eff_HP | 0.566 | 0.00016444 | 0.46897 | SWHC004-06 | 16.0311 | 2024 | 7.22 | 2024 | 0 | 0 |  | Com HVAC Boilers - ZEAS 2030 - Marine ¦ PG&E ¦ Marine | Com HVAC Boilers - ZEAS 2030 - Marine | 3.4333 | 1 | 0.89024 | CBSA 2014 | -4.7219 | 2012 | 0.2 | SWHC004-06
COM-HVAC-40-ZEAS.5 | Com ¦ Code Hot Water Boiler (84% eff.) - ZEAS 2030 - Marine ¦ PG&E ¦ Marine | Com ¦ Code Hot Water Boiler (84% eff.) - ZEAS 2030 - Marine | PG&E ¦ Marine | PG&E | All | Gas | Code HVAC Space Heating Boiler | Average Existing and Code |  | 2030 | 1 | Conventional | HVAC | Com - Office (Large) | Com | ROB and NEW | 0 | 1000 sqft2 of floor space | Cap-kBTUh | 20 | DEER:HVAC_Eff_HP | 0.566 | 0.00016444 | 0.46897 | SWHC004-06 | 16.0311 | 2024 | 7.22 | 2024 | 0 | 0 |  | Com HVAC Boilers - ZEAS 2030 - Marine ¦ PG&E ¦ Marine | Com HVAC Boilers - ZEAS 2030 - Marine | 14.0309 | 1 | 0.89024 | CBSA 2014 | -2.1623 | 2012 | 0.2 | SWHC004-06
COM-HVAC-40-ZEAS.6 | Com ¦ Code Hot Water Boiler (84% eff.) - ZEAS 2030 - Marine ¦ PG&E ¦ Marine | Com ¦ Code Hot Water Boiler (84% eff.) - ZEAS 2030 - Marine | PG&E ¦ Marine | PG&E | All | Gas | Code HVAC Space Heating Boiler | Average Existing and Code |  | 2030 | 1 | Conventional | HVAC | Com - Office (Small) | Com | ROB and NEW | 0 | 1000 sqft2 of floor space | Cap-kBTUh | 20 | DEER:HVAC_Eff_HP | 0.566 | 0.00016444 | 0.46897 | SWHC004-06 | 16.0311 | 2024 | 7.22 | 2024 | 0 | 0 |  | Com HVAC Boilers - ZEAS 2030 - Marine ¦ PG&E ¦ Marine | Com HVAC Boilers - ZEAS 2030 - Marine | 25.824 | 1 | 0.89024 | CBSA 2014 | -0.95435 | 2012 | 0.2 | SWHC004-06
COM-HVAC-40-ZEAS.7 | Com ¦ Code Hot Water Boiler (84% eff.) - ZEAS 2030 - Marine ¦ PG&E ¦ Marine | Com ¦ Code Hot Water Boiler (84% eff.) - ZEAS 2030 - Marine | PG&E ¦ Marine | PG&E | All | Gas | Code HVAC Space Heating Boiler | Average Existing and Code |  | 2030 | 1 | Conventional | HVAC | Com - Other | Com | ROB and NEW | 0 | 1000 sqft2 of floor space | Cap-kBTUh | 20 | DEER:HVAC_Eff_HP | 0.566 | 0.00016444 | 0.46897 | SWHC004-06 | 16.0311 | 2024 | 7.22 | 2024 | 0 | 0 |  | Com HVAC Boilers - ZEAS 2030 - Marine ¦ PG&E ¦ Marine | Com HVAC Boilers - ZEAS 2030 - Marine | 0 | 1 | 0 | CBSA 2014 | -2.1869 | 2012 | 0.2 | SWHC004-06
COM-HVAC-40-ZEAS.8 | Com ¦ Code Hot Water Boiler (84% eff.) - ZEAS 2030 - Marine ¦ PG&E ¦ Marine | Com ¦ Code Hot Water Boiler (84% eff.) - ZEAS 2030 - Marine | PG&E ¦ Marine | PG&E | All | Gas | Code HVAC Space Heating Boiler | Average Existing and Code |  | 2030 | 1 | Conventional | HVAC | Com - Refrig. Warehouse | Com | ROB and NEW | 0 | 1000 sqft2 of floor space | Cap-kBTUh | 20 | DEER:HVAC_Eff_HP | 0.566 | 0.00016444 | 0.46897 | SWHC004-06 | 16.0311 | 2024 | 7.22 | 2024 | 0 | 0 |  | Com HVAC Boilers - ZEAS 2030 - Marine ¦ PG&E ¦ Marine | Com HVAC Boilers - ZEAS 2030 - Marine | 0 | 1 | 0 | CBSA 2014 | -0.36221 | 2012 | 0.2 | SWHC004-06
COM-HVAC-40-ZEAS.9 | Com ¦ Code Hot Water Boiler (84% eff.) - ZEAS 2030 - Marine ¦ PG&E ¦ Marine | Com ¦ Code Hot Water Boiler (84% eff.) - ZEAS 2030 - Marine | PG&E ¦ Marine | PG&E | All | Gas | Code HVAC Space Heating Boiler | Average Existing and Code |  | 2030 | 1 | Conventional | HVAC | Com - Restaurant | Com | ROB and NEW | 0 | 1000 sqft2 of floor space | Cap-kBTUh | 20 | DEER:HVAC_Eff_HP | 0.566 | 0.00016444 | 0.46897 | SWHC004-06 | 16.0311 | 2024 | 7.22 | 2024 | 0 | 0 |  | Com HVAC Boilers - ZEAS 2030 - Marine ¦ PG&E ¦ Marine | Com HVAC Boilers - ZEAS 2030 - Marine | 0 | 1 | 0 | CBSA 2014 | -0.36236 | 2012 | 0.2 | SWHC004-06
COM-HVAC-40-ZEAS.10 | Com ¦ Code Hot Water Boiler (84% eff.) - ZEAS 2030 - Marine ¦ PG&E ¦ Marine | Com ¦ Code Hot Water Boiler (84% eff.) - ZEAS 2030 - Marine | PG&E ¦ Marine | PG&E | All | Gas | Code HVAC Space Heating Boiler | Average Existing and Code |  | 2030 | 1 | Conventional | HVAC | Com - Retail | Com | ROB and NEW | 0 | 1000 sqft2 of floor space | Cap-kBTUh | 20 | DEER:HVAC_Eff_HP | 0.566 | 0.00016444 | 0.46897 | SWHC004-06 | 16.0311 | 2024 | 7.22 | 2024 | 0 | 0 |  | Com HVAC Boilers - ZEAS 2030 - Marine ¦ PG&E ¦ Marine | Com HVAC Boilers - ZEAS 2030 - Marine | 3.813 | 1 | 0.89024 | CBSA 2014 | -2.5161 | 2012 | 0.2 | SWHC004-06
COM-HVAC-40-ZEAS.11 | Com ¦ Code Hot Water Boiler (84% eff.) - ZEAS 2030 - Marine ¦ PG&E ¦ Marine | Com ¦ Code Hot Water Boiler (84% eff.) - ZEAS 2030 - Marine | PG&E ¦ Marine | PG&E | All | Gas | Code HVAC Space Heating Boiler | Average Existing and Code |  | 2030 | 1 | Conventional | HVAC | Com - School | Com | ROB and NEW | 0 | 1000 sqft2 of floor space | Cap-kBTUh | 20 | DEER:HVAC_Eff_HP | 0.566 | 0.00016444 | 0.46897 | SWHC004-06 | 16.0311 | 2024 | 7.22 | 2024 | 0 | 0 |  | Com HVAC Boilers - ZEAS 2030 - Marine ¦ PG&E ¦ Marine | Com HVAC Boilers - ZEAS 2030 - Marine | 12.418 | 1 | 0.89024 | CBSA 2014 | -1.1647 | 2012 | 0.2 | SWHC004-06
COM-HVAC-40-ZEAS.12 | Com ¦ Code Hot Water Boiler (84% eff.) - ZEAS 2030 - Marine ¦ PG&E ¦ Marine | Com ¦ Code Hot Water Boiler (84% eff.) - ZEAS 2030 - Marine | PG&E ¦ Marine | PG&E | All | Gas | Code HVAC Space Heating Boiler | Average Existing and Code |  | 2030 | 1 | Conventional | HVAC | Com - Warehouse | Com | ROB and NEW | 0 | 1000 sqft2 of floor space | Cap-kBTUh | 20 | DEER:HVAC_Eff_HP | 0.566 | 0.00016444 | 0.46897 | SWHC004-06 | 16.0311 | 2024 | 7.22 | 2024 | 0 | 0 |  | Com HVAC Boilers - ZEAS 2030 - Marine ¦ PG&E ¦ Marine | Com HVAC Boilers - ZEAS 2030 - Marine | 0 | 1 | 0 | CBSA 2014 | -2.1466 | 2012 | 0.2 | SWHC004-06
COM-HVAC-40-ZEAS.13 | Com ¦ Code Hot Water Boiler (84% eff.) - ZEAS 2030 - Hot-Dry ¦ PG&E ¦ Hot-Dry | Com ¦ Code Hot Water Boiler (84% eff.) - ZEAS 2030 - Hot-Dry | PG&E ¦ Hot-Dry | PG&E | All | Gas | Code HVAC Space Heating Boiler | Average Existing and Code |  | 2030 | 1 | Conventional | HVAC | Com - College | Com | ROB and NEW | 0 | 1000 sqft2 of floor space | Cap-kBTUh | 20 | DEER:HVAC_Eff_HP | 0.52689 | 0.00015778 | 0.42438 | SWHC004-06 | 16.0311 | 2024 | 7.22 | 2024 | 0 | 0 |  | Com HVAC Boilers - ZEAS 2030 - Hot-Dry ¦ PG&E ¦ Hot-Dry | Com HVAC Boilers - ZEAS 2030 - Hot-Dry | 10.3878 | 1 | 0.89024 | CBSA 2014 | -1.4397 | 2012 | 0.2 | SWHC004-06
COM-HVAC-40-ZEAS.14 | Com ¦ Code Hot Water Boiler (84% eff.) - ZEAS 2030 - Hot-Dry ¦ PG&E ¦ Hot-Dry | Com ¦ Code Hot Water Boiler (84% eff.) - ZEAS 2030 - Hot-Dry | PG&E ¦ Hot-Dry | PG&E | All | Gas | Code HVAC Space Heating Boiler | Average Existing and Code |  | 2030 | 1 | Conventional | HVAC | Com - Grocery | Com | ROB and NEW | 0 | 1000 sqft2 of floor space | Cap-kBTUh | 20 | DEER:HVAC_Eff_HP | 0.52689 | 0.00015778 | 0.42438 | SWHC004-06 | 16.0311 | 2024 | 7.22 | 2024 | 0 | 0 |  | Com HVAC Boilers - ZEAS 2030 - Hot-Dry ¦ PG&E ¦ Hot-Dry | Com HVAC Boilers - ZEAS 2030 - Hot-Dry | 0 | 1 | 0 | CBSA 2014 | -1.0262 | 2012 | 0.2 | SWHC004-06
COM-HVAC-40-ZEAS.15 | Com ¦ Code Hot Water Boiler (84% eff.) - ZEAS 2030 - Hot-Dry ¦ PG&E ¦ Hot-Dry | Com ¦ Code Hot Water Boiler (84% eff.) - ZEAS 2030 - Hot-Dry | PG&E ¦ Hot-Dry | PG&E | All | Gas | Code HVAC Space Heating Boiler | Average Existing and Code |  | 2030 | 1 | Conventional | HVAC | Com - Health | Com | ROB and NEW | 0 | 1000 sqft2 of floor space | Cap-kBTUh | 20 | DEER:HVAC_Eff_HP | 0.52689 | 0.00015778 | 0.42438 | SWHC004-06 | 16.0311 | 2024 | 7.22 | 2024 | 0 | 0 |  | Com HVAC Boilers - ZEAS 2030 - Hot-Dry ¦ PG&E ¦ Hot-Dry | Com HVAC Boilers - ZEAS 2030 - Hot-Dry | 8.5975 | 1 | 0.89024 | CBSA 2014 | -1.2332 | 2012 | 0.2 | SWHC004-06
COM-HVAC-40-ZEAS.16 | Com ¦ Code Hot Water Boiler (84% eff.) - ZEAS 2030 - Hot-Dry ¦ PG&E ¦ Hot-Dry | Com ¦ Code Hot Water Boiler (84% eff.) - ZEAS 2030 - Hot-Dry | PG&E ¦ Hot-Dry | PG&E | All | Gas | Code HVAC Space Heating Boiler | Average Existing and Code |  | 2030 | 1 | Conventional | HVAC | Com - Lodging | Com | ROB and NEW | 0 | 1000 sqft2 of floor space | Cap-kBTUh | 20 | DEER:HVAC_Eff_HP | 0.52689 | 0.00015778 | 0.42438 | SWHC004-06 | 16.0311 | 2024 | 7.22 | 2024 | 0 | 0 |  | Com HVAC Boilers - ZEAS 2030 - Hot-Dry ¦ PG&E ¦ Hot-Dry | Com HVAC Boilers - ZEAS 2030 - Hot-Dry | 3.4333 | 1 | 0.89024 | CBSA 2014 | -4.2752 | 2012 | 0.2 | SWHC004-06
COM-HVAC-40-ZEAS.17 | Com ¦ Code Hot Water Boiler (84% eff.) - ZEAS 2030 - Hot-Dry ¦ PG&E ¦ Hot-Dry | Com ¦ Code Hot Water Boiler (84% eff.) - ZEAS 2030 - Hot-Dry | PG&E ¦ Hot-Dry | PG&E | All | Gas | Code HVAC Space Heating Boiler | Average Existing and Code |  | 2030 | 1 | Conventional | HVAC | Com - Office (Large) | Com | ROB and NEW | 0 | 1000 sqft2 of floor space | Cap-kBTUh | 20 | DEER:HVAC_Eff_HP | 0.52689 | 0.00015778 | 0.42438 | SWHC004-06 | 16.0311 | 2024 | 7.22 | 2024 | 0 | 0 |  | Com HVAC Boilers - ZEAS 2030 - Hot-Dry ¦ PG&E ¦ Hot-Dry | Com HVAC Boilers - ZEAS 2030 - Hot-Dry | 14.0309 | 1 | 0.89024 | CBSA 2014 | -1.9582 | 2012 | 0.2 | SWHC004-06
COM-HVAC-40-ZEAS.18 | Com ¦ Code Hot Water Boiler (84% eff.) - ZEAS 2030 - Hot-Dry ¦ PG&E ¦ Hot-Dry | Com ¦ Code Hot Water Boiler (84% eff.) - ZEAS 2030 - Hot-Dry | PG&E ¦ Hot-Dry | PG&E | All | Gas | Code HVAC Space Heating Boiler | Average Existing and Code |  | 2030 | 1 | Conventional | HVAC | Com - Office (Small) | Com | ROB and NEW | 0 | 1000 sqft2 of floor space | Cap-kBTUh | 20 | DEER:HVAC_Eff_HP | 0.52689 | 0.00015778 | 0.42438 | SWHC004-06 | 16.0311 | 2024 | 7.22 | 2024 | 0 | 0 |  | Com HVAC Boilers - ZEAS 2030 - Hot-Dry ¦ PG&E ¦ Hot-Dry | Com HVAC Boilers - ZEAS 2030 - Hot-Dry | 25.824 | 1 | 0.89024 | CBSA 2014 | -0.86429 | 2012 | 0.2 | SWHC004-06
COM-HVAC-40-ZEAS.19 | Com ¦ Code Hot Water Boiler (84% eff.) - ZEAS 2030 - Hot-Dry ¦ PG&E ¦ Hot-Dry | Com ¦ Code Hot Water Boiler (84% eff.) - ZEAS 2030 - Hot-Dry | PG&E ¦ Hot-Dry | PG&E | All | Gas | Code HVAC Space Heating Boiler | Average Existing and Code |  | 2030 | 1 | Conventional | HVAC | Com - Other | Com | ROB and NEW | 0 | 1000 sqft2 of floor space | Cap-kBTUh | 20 | DEER:HVAC_Eff_HP | 0.52689 | 0.00015778 | 0.42438 | SWHC004-06 | 16.0311 | 2024 | 7.22 | 2024 | 0 | 0 |  | Com HVAC Boilers - ZEAS 2030 - Hot-Dry ¦ PG&E ¦ Hot-Dry | Com HVAC Boilers - ZEAS 2030 - Hot-Dry | 0 | 1 | 0 | CBSA 2014 | -1.9806 | 2012 | 0.2 | SWHC004-06
COM-HVAC-40-ZEAS.20 | Com ¦ Code Hot Water Boiler (84% eff.) - ZEAS 2030 - Hot-Dry ¦ PG&E ¦ Hot-Dry | Com ¦ Code Hot Water Boiler (84% eff.) - ZEAS 2030 - Hot-Dry | PG&E ¦ Hot-Dry | PG&E | All | Gas | Code HVAC Space Heating Boiler | Average Existing and Code |  | 2030 | 1 | Conventional | HVAC | Com - Refrig. Warehouse | Com | ROB and NEW | 0 | 1000 sqft2 of floor space | Cap-kBTUh | 20 | DEER:HVAC_Eff_HP | 0.52689 | 0.00015778 | 0.42438 | SWHC004-06 | 16.0311 | 2024 | 7.22 | 2024 | 0 | 0 |  | Com HVAC Boilers - ZEAS 2030 - Hot-Dry ¦ PG&E ¦ Hot-Dry | Com HVAC Boilers - ZEAS 2030 - Hot-Dry | 0 | 1 | 0 | CBSA 2014 | -0.32803 | 2012 | 0.2 | SWHC004-06
COM-HVAC-40-ZEAS.21 | Com ¦ Code Hot Water Boiler (84% eff.) - ZEAS 2030 - Hot-Dry ¦ PG&E ¦ Hot-Dry | Com ¦ Code Hot Water Boiler (84% eff.) - ZEAS 2030 - Hot-Dry | PG&E ¦ Hot-Dry | PG&E | All | Gas | Code HVAC Space Heating Boiler | Average Existing and Code |  | 2030 | 1 | Conventional | HVAC | Com - Restaurant | Com | ROB and NEW | 0 | 1000 sqft2 of floor space | Cap-kBTUh | 20 | DEER:HVAC_Eff_HP | 0.52689 | 0.00015778 | 0.42438 | SWHC004-06 | 16.0311 | 2024 | 7.22 | 2024 | 0 | 0 |  | Com HVAC Boilers - ZEAS 2030 - Hot-Dry ¦ PG&E ¦ Hot-Dry | Com HVAC Boilers - ZEAS 2030 - Hot-Dry | 0 | 1 | 0 | CBSA 2014 | -0.32817 | 2012 | 0.2 | SWHC004-06
COM-HVAC-40-ZEAS.22 | Com ¦ Code Hot Water Boiler (84% eff.) - ZEAS 2030 - Hot-Dry ¦ PG&E ¦ Hot-Dry | Com ¦ Code Hot Water Boiler (84% eff.) - ZEAS 2030 - Hot-Dry | PG&E ¦ Hot-Dry | PG&E | All | Gas | Code HVAC Space Heating Boiler | Average Existing and Code |  | 2030 | 1 | Conventional | HVAC | Com - Retail | Com | ROB and NEW | 0 | 1000 sqft2 of floor space | Cap-kBTUh | 20 | DEER:HVAC_Eff_HP | 0.52689 | 0.00015778 | 0.42438 | SWHC004-06 | 16.0311 | 2024 | 7.22 | 2024 | 0 | 0 |  | Com HVAC Boilers - ZEAS 2030 - Hot-Dry ¦ PG&E ¦ Hot-Dry | Com HVAC Boilers - ZEAS 2030 - Hot-Dry | 3.813 | 1 | 0.89024 | CBSA 2014 | -2.282 | 2012 | 0.2 | SWHC004-06
COM-HVAC-40-ZEAS.23 | Com ¦ Code Hot Water Boiler (84% eff.) - ZEAS 2030 - Hot-Dry ¦ PG&E ¦ Hot-Dry | Com ¦ Code Hot Water Boiler (84% eff.) - ZEAS 2030 - Hot-Dry | PG&E ¦ Hot-Dry | PG&E | All | Gas | Code HVAC Space Heating Boiler | Average Existing and Code |  | 2030 | 1 | Conventional | HVAC | Com - School | Com | ROB and NEW | 0 | 1000 sqft2 of floor space | Cap-kBTUh | 20 | DEER:HVAC_Eff_HP | 0.52689 | 0.00015778 | 0.42438 | SWHC004-06 | 16.0311 | 2024 | 7.22 | 2024 | 0 | 0 |  | Com HVAC Boilers - ZEAS 2030 - Hot-Dry ¦ PG&E ¦ Hot-Dry | Com HVAC Boilers - ZEAS 2030 - Hot-Dry | 12.418 | 1 | 0.89024 | CBSA 2014 | -1.0563 | 2012 | 0.2 | SWHC004-06
COM-HVAC-40-ZEAS.24 | Com ¦ Code Hot Water Boiler (84% eff.) - ZEAS 2030 - Hot-Dry ¦ PG&E ¦ Hot-Dry | Com ¦ Code Hot Water Boiler (84% eff.) - ZEAS 2030 - Hot-Dry | PG&E ¦ Hot-Dry | PG&E | All | Gas | Code HVAC Space Heating Boiler | Average Existing and Code |  | 2030 | 1 | Conventional | HVAC | Com - Warehouse | Com | ROB and NEW | 0 | 1000 sqft2 of floor space | Cap-kBTUh | 20 | DEER:HVAC_Eff_HP | 0.52689 | 0.00015778 | 0.42438 | SWHC004-06 | 16.0311 | 2024 | 7.22 | 2024 | 0 | 0 |  | Com HVAC Boilers - ZEAS 2030 - Hot-Dry ¦ PG&E ¦ Hot-Dry | Com HVAC Boilers - ZEAS 2030 - Hot-Dry | 0 | 1 | 0 | CBSA 2014 | -1.9469 | 2012 | 0.2 | SWHC004-06
COM-HVAC-40-ZEAS.25 | Com ¦ Code Hot Water Boiler (84% eff.) - ZEAS 2030 - Cold ¦ PG&E ¦ Cold | Com ¦ Code Hot Water Boiler (84% eff.) - ZEAS 2030 - Cold | PG&E ¦ Cold | PG&E | All | Gas | Code HVAC Space Heating Boiler | Average Existing and Code |  | 2030 | 1 | Conventional | HVAC | Com - College | Com | ROB and NEW | 0 | 1000 sqft2 of floor space | Cap-kBTUh | 20 | DEER:HVAC_Eff_HP | 0.24756 | 8e-05 | 0.55056 | SWHC004-06 | 16.0311 | 2024 | 7.22 | 2024 | 0 | 0 |  | Com HVAC Boilers - ZEAS 2030 - Cold ¦ PG&E ¦ Cold | Com HVAC Boilers - ZEAS 2030 - Cold | 10.3878 | 1 | 0.89024 | CBSA 2014 | -1.8348 | 2012 | 0.2 | SWHC004-06
COM-HVAC-40-ZEAS.26 | Com ¦ Code Hot Water Boiler (84% eff.) - ZEAS 2030 - Cold ¦ PG&E ¦ Cold | Com ¦ Code Hot Water Boiler (84% eff.) - ZEAS 2030 - Cold | PG&E ¦ Cold | PG&E | All | Gas | Code HVAC Space Heating Boiler | Average Existing and Code |  | 2030 | 1 | Conventional | HVAC | Com - Grocery | Com | ROB and NEW | 0 | 1000 sqft2 of floor space | Cap-kBTUh | 20 | DEER:HVAC_Eff_HP | 0.24756 | 8e-05 | 0.55056 | SWHC004-06 | 16.0311 | 2024 | 7.22 | 2024 | 0 | 0 |  | Com HVAC Boilers - ZEAS 2030 - Cold ¦ PG&E ¦ Cold | Com HVAC Boilers - ZEAS 2030 - Cold | 0 | 1 | 0 | CBSA 2014 | -1.3067 | 2012 | 0.2 | SWHC004-06
COM-HVAC-40-ZEAS.27 | Com ¦ Code Hot Water Boiler (84% eff.) - ZEAS 2030 - Cold ¦ PG&E ¦ Cold | Com ¦ Code Hot Water Boiler (84% eff.) - ZEAS 2030 - Cold | PG&E ¦ Cold | PG&E | All | Gas | Code HVAC Space Heating Boiler | Average Existing and Code |  | 2030 | 1 | Conventional | HVAC | Com - Health | Com | ROB and NEW | 0 | 1000 sqft2 of floor space | Cap-kBTUh | 20 | DEER:HVAC_Eff_HP | 0.24756 | 8e-05 | 0.55056 | SWHC004-06 | 16.0311 | 2024 | 7.22 | 2024 | 0 | 0 |  | Com HVAC Boilers - ZEAS 2030 - Cold ¦ PG&E ¦ Cold | Com HVAC Boilers - ZEAS 2030 - Cold | 8.5975 | 1 | 0.89024 | CBSA 2014 | -1.5713 | 2012 | 0.2 | SWHC004-06
COM-HVAC-40-ZEAS.28 | Com ¦ Code Hot Water Boiler (84% eff.) - ZEAS 2030 - Cold ¦ PG&E ¦ Cold | Com ¦ Code Hot Water Boiler (84% eff.) - ZEAS 2030 - Cold | PG&E ¦ Cold | PG&E | All | Gas | Code HVAC Space Heating Boiler | Average Existing and Code |  | 2030 | 1 | Conventional | HVAC | Com - Lodging | Com | ROB and NEW | 0 | 1000 sqft2 of floor space | Cap-kBTUh | 20 | DEER:HVAC_Eff_HP | 0.24756 | 8e-05 | 0.55056 | SWHC004-06 | 16.0311 | 2024 | 7.22 | 2024 | 0 | 0 |  | Com HVAC Boilers - ZEAS 2030 - Cold ¦ PG&E ¦ Cold | Com HVAC Boilers - ZEAS 2030 - Cold | 3.4333 | 1 | 0.89024 | CBSA 2014 | -5.4776 | 2012 | 0.2 | SWHC004-06
COM-HVAC-40-ZEAS.29 | Com ¦ Code Hot Water Boiler (84% eff.) - ZEAS 2030 - Cold ¦ PG&E ¦ Cold | Com ¦ Code Hot Water Boiler (84% eff.) - ZEAS 2030 - Cold | PG&E ¦ Cold | PG&E | All | Gas | Code HVAC Space Heating Boiler | Average Existing and Code |  | 2030 | 1 | Conventional | HVAC | Com - Office (Large) | Com | ROB and NEW | 0 | 1000 sqft2 of floor space | Cap-kBTUh | 20 | DEER:HVAC_Eff_HP | 0.24756 | 8e-05 | 0.55056 | SWHC004-06 | 16.0311 | 2024 | 7.22 | 2024 | 0 | 0 |  | Com HVAC Boilers - ZEAS 2030 - Cold ¦ PG&E ¦ Cold | Com HVAC Boilers - ZEAS 2030 - Cold | 14.0309 | 1 | 0.89024 | CBSA 2014 | -2.497 | 2012 | 0.2 | SWHC004-06
COM-HVAC-40-ZEAS.30 | Com ¦ Code Hot Water Boiler (84% eff.) - ZEAS 2030 - Cold ¦ PG&E ¦ Cold | Com ¦ Code Hot Water Boiler (84% eff.) - ZEAS 2030 - Cold | PG&E ¦ Cold | PG&E | All | Gas | Code HVAC Space Heating Boiler | Average Existing and Code |  | 2030 | 1 | Conventional | HVAC | Com - Office (Small) | Com | ROB and NEW | 0 | 1000 sqft2 of floor space | Cap-kBTUh | 20 | DEER:HVAC_Eff_HP | 0.24756 | 8e-05 | 0.55056 | SWHC004-06 | 16.0311 | 2024 | 7.22 | 2024 | 0 | 0 |  | Com HVAC Boilers - ZEAS 2030 - Cold ¦ PG&E ¦ Cold | Com HVAC Boilers - ZEAS 2030 - Cold | 25.824 | 1 | 0.89024 | CBSA 2014 | -1.1013 | 2012 | 0.2 | SWHC004-06
COM-HVAC-40-ZEAS.31 | Com ¦ Code Hot Water Boiler (84% eff.) - ZEAS 2030 - Cold ¦ PG&E ¦ Cold | Com ¦ Code Hot Water Boiler (84% eff.) - ZEAS 2030 - Cold | PG&E ¦ Cold | PG&E | All | Gas | Code HVAC Space Heating Boiler | Average Existing and Code |  | 2030 | 1 | Conventional | HVAC | Com - Other | Com | ROB and NEW | 0 | 1000 sqft2 of floor space | Cap-kBTUh | 20 | DEER:HVAC_Eff_HP | 0.24756 | 8e-05 | 0.55056 | SWHC004-06 | 16.0311 | 2024 | 7.22 | 2024 | 0 | 0 |  | Com HVAC Boilers - ZEAS 2030 - Cold ¦ PG&E ¦ Cold | Com HVAC Boilers - ZEAS 2030 - Cold | 0 | 1 | 0 | CBSA 2014 | -2.5214 | 2012 | 0.2 | SWHC004-06
COM-HVAC-40-ZEAS.32 | Com ¦ Code Hot Water Boiler (84% eff.) - ZEAS 2030 - Cold ¦ PG&E ¦ Cold | Com ¦ Code Hot Water Boiler (84% eff.) - ZEAS 2030 - Cold | PG&E ¦ Cold | PG&E | All | Gas | Code HVAC Space Heating Boiler | Average Existing and Code |  | 2030 | 1 | Conventional | HVAC | Com - Refrig. Warehouse | Com | ROB and NEW | 0 | 1000 sqft2 of floor space | Cap-kBTUh | 20 | DEER:HVAC_Eff_HP | 0.24756 | 8e-05 | 0.55056 | SWHC004-06 | 16.0311 | 2024 | 7.22 | 2024 | 0 | 0 |  | Com HVAC Boilers - ZEAS 2030 - Cold ¦ PG&E ¦ Cold | Com HVAC Boilers - ZEAS 2030 - Cold | 0 | 1 | 0 | CBSA 2014 | -0.41778 | 2012 | 0.2 | SWHC004-06
COM-HVAC-40-ZEAS.33 | Com ¦ Code Hot Water Boiler (84% eff.) - ZEAS 2030 - Cold ¦ PG&E ¦ Cold | Com ¦ Code Hot Water Boiler (84% eff.) - ZEAS 2030 - Cold | PG&E ¦ Cold | PG&E | All | Gas | Code HVAC Space Heating Boiler | Average Existing and Code |  | 2030 | 1 | Conventional | HVAC | Com - Restaurant | Com | ROB and NEW | 0 | 1000 sqft2 of floor space | Cap-kBTUh | 20 | DEER:HVAC_Eff_HP | 0.24756 | 8e-05 | 0.55056 | SWHC004-06 | 16.0311 | 2024 | 7.22 | 2024 | 0 | 0 |  | Com HVAC Boilers - ZEAS 2030 - Cold ¦ PG&E ¦ Cold | Com HVAC Boilers - ZEAS 2030 - Cold | 0 | 1 | 0 | CBSA 2014 | -0.418 | 2012 | 0.2 | SWHC004-06
COM-HVAC-40-ZEAS.34 | Com ¦ Code Hot Water Boiler (84% eff.) - ZEAS 2030 - Cold ¦ PG&E ¦ Cold | Com ¦ Code Hot Water Boiler (84% eff.) - ZEAS 2030 - Cold | PG&E ¦ Cold | PG&E | All | Gas | Code HVAC Space Heating Boiler | Average Existing and Code |  | 2030 | 1 | Conventional | HVAC | Com - Retail | Com | ROB and NEW | 0 | 1000 sqft2 of floor space | Cap-kBTUh | 20 | DEER:HVAC_Eff_HP | 0.24756 | 8e-05 | 0.55056 | SWHC004-06 | 16.0311 | 2024 | 7.22 | 2024 | 0 | 0 |  | Com HVAC Boilers - ZEAS 2030 - Cold ¦ PG&E ¦ Cold | Com HVAC Boilers - ZEAS 2030 - Cold | 3.813 | 1 | 0.89024 | CBSA 2014 | -2.8073 | 2012 | 0.2 | SWHC004-06
COM-HVAC-40-ZEAS.35 | Com ¦ Code Hot Water Boiler (84% eff.) - ZEAS 2030 - Cold ¦ PG&E ¦ Cold | Com ¦ Code Hot Water Boiler (84% eff.) - ZEAS 2030 - Cold | PG&E ¦ Cold | PG&E | All | Gas | Code HVAC Space Heating Boiler | Average Existing and Code |  | 2030 | 1 | Conventional | HVAC | Com - School | Com | ROB and NEW | 0 | 1000 sqft2 of floor space | Cap-kBTUh | 20 | DEER:HVAC_Eff_HP | 0.24756 | 8e-05 | 0.55056 | SWHC004-06 | 16.0311 | 2024 | 7.22 | 2024 | 0 | 0 |  | Com HVAC Boilers - ZEAS 2030 - Cold ¦ PG&E ¦ Cold | Com HVAC Boilers - ZEAS 2030 - Cold | 12.418 | 1 | 0.89024 | CBSA 2014 | -1.2986 | 2012 | 0.2 | SWHC004-06
COM-HVAC-40-ZEAS.36 | Com ¦ Code Hot Water Boiler (84% eff.) - ZEAS 2030 - Cold ¦ PG&E ¦ Cold | Com ¦ Code Hot Water Boiler (84% eff.) - ZEAS 2030 - Cold | PG&E ¦ Cold | PG&E | All | Gas | Code HVAC Space Heating Boiler | Average Existing and Code |  | 2030 | 1 | Conventional | HVAC | Com - Warehouse | Com | ROB and NEW | 0 | 1000 sqft2 of floor space | Cap-kBTUh | 20 | DEER:HVAC_Eff_HP | 0.24756 | 8e-05 | 0.55056 | SWHC004-06 | 16.0311 | 2024 | 7.22 | 2024 | 0 | 0 |  | Com HVAC Boilers - ZEAS 2030 - Cold ¦ PG&E ¦ Cold | Com HVAC Boilers - ZEAS 2030 - Cold | 0 | 1 | 0 | CBSA 2014 | -2.3951 | 2012 | 0.2 | SWHC004-06
COM-HVAC-40-ZEAS.37 | Com ¦ Code Hot Water Boiler (84% eff.) - ZEAS 2030 - Marine ¦ SCG ¦ Marine | Com ¦ Code Hot Water Boiler (84% eff.) - ZEAS 2030 - Marine | SCG ¦ Marine | SCG | All | Gas | Code HVAC Space Heating Boiler | Average Existing and Code |  | 2030 | 1 | Conventional | HVAC | Com - College | Com | ROB and NEW | 0 | 1000 sqft2 of floor space | Cap-kBTUh | 20 | DEER:HVAC_Eff_HP | 0.80222 | 0.00012889 | 0.45024 | SWHC004-06 | 16.0311 | 2024 | 7.22 | 2024 | 0 | 0 |  | Com HVAC Boilers - ZEAS 2030 - Marine ¦ SCG ¦ Marine | Com HVAC Boilers - ZEAS 2030 - Marine | 9.9134 | 1 | 0.89024 | CBSA 2014 | -1.5458 | 2012 | 0.2 | SWHC004-06
COM-HVAC-40-ZEAS.38 | Com ¦ Code Hot Water Boiler (84% eff.) - ZEAS 2030 - Marine ¦ SCG ¦ Marine | Com ¦ Code Hot Water Boiler (84% eff.) - ZEAS 2030 - Marine | SCG ¦ Marine | SCG | All | Gas | Code HVAC Space Heating Boiler | Average Existing and Code |  | 2030 | 1 | Conventional | HVAC | Com - Grocery | Com | ROB and NEW | 0 | 1000 sqft2 of floor space | Cap-kBTUh | 20 | DEER:HVAC_Eff_HP | 0.80222 | 0.00012889 | 0.45024 | SWHC004-06 | 16.0311 | 2024 | 7.22 | 2024 | 0 | 0 |  | Com HVAC Boilers - ZEAS 2030 - Marine ¦ SCG ¦ Marine | Com HVAC Boilers - ZEAS 2030 - Marine | 0 | 1 | 0 | CBSA 2014 | -1.1024 | 2012 | 0.2 | SWHC004-06
COM-HVAC-40-ZEAS.39 | Com ¦ Code Hot Water Boiler (84% eff.) - ZEAS 2030 - Marine ¦ SCG ¦ Marine | Com ¦ Code Hot Water Boiler (84% eff.) - ZEAS 2030 - Marine | SCG ¦ Marine | SCG | All | Gas | Code HVAC Space Heating Boiler | Average Existing and Code |  | 2030 | 1 | Conventional | HVAC | Com - Health | Com | ROB and NEW | 0 | 1000 sqft2 of floor space | Cap-kBTUh | 20 | DEER:HVAC_Eff_HP | 0.80222 | 0.00012889 | 0.45024 | SWHC004-06 | 16.0311 | 2024 | 7.22 | 2024 | 0 | 0 |  | Com HVAC Boilers - ZEAS 2030 - Marine ¦ SCG ¦ Marine | Com HVAC Boilers - ZEAS 2030 - Marine | 8.3689 | 1 | 0.89024 | CBSA 2014 | -1.3242 | 2012 | 0.2 | SWHC004-06
COM-HVAC-40-ZEAS.40 | Com ¦ Code Hot Water Boiler (84% eff.) - ZEAS 2030 - Marine ¦ SCG ¦ Marine | Com ¦ Code Hot Water Boiler (84% eff.) - ZEAS 2030 - Marine | SCG ¦ Marine | SCG | All | Gas | Code HVAC Space Heating Boiler | Average Existing and Code |  | 2030 | 1 | Conventional | HVAC | Com - Lodging | Com | ROB and NEW | 0 | 1000 sqft2 of floor space | Cap-kBTUh | 20 | DEER:HVAC_Eff_HP | 0.80222 | 0.00012889 | 0.45024 | SWHC004-06 | 16.0311 | 2024 | 7.22 | 2024 | 0 | 0 |  | Com HVAC Boilers - ZEAS 2030 - Marine ¦ SCG ¦ Marine | Com HVAC Boilers - ZEAS 2030 - Marine | 3.4494 | 1 | 0.89024 | CBSA 2014 | -4.5742 | 2012 | 0.2 | SWHC004-06
COM-HVAC-40-ZEAS.41 | Com ¦ Code Hot Water Boiler (84% eff.) - ZEAS 2030 - Marine ¦ SCG ¦ Marine | Com ¦ Code Hot Water Boiler (84% eff.) - ZEAS 2030 - Marine | SCG ¦ Marine | SCG | All | Gas | Code HVAC Space Heating Boiler | Average Existing and Code |  | 2030 | 1 | Conventional | HVAC | Com - Office (Large) | Com | ROB and NEW | 0 | 1000 sqft2 of floor space | Cap-kBTUh | 20 | DEER:HVAC_Eff_HP | 0.80222 | 0.00012889 | 0.45024 | SWHC004-06 | 16.0311 | 2024 | 7.22 | 2024 | 0 | 0 |  | Com HVAC Boilers - ZEAS 2030 - Marine ¦ SCG ¦ Marine | Com HVAC Boilers - ZEAS 2030 - Marine | 12.9615 | 1 | 0.89024 | CBSA 2014 | -2.1017 | 2012 | 0.2 | SWHC004-06
COM-HVAC-40-ZEAS.42 | Com ¦ Code Hot Water Boiler (84% eff.) - ZEAS 2030 - Marine ¦ SCG ¦ Marine | Com ¦ Code Hot Water Boiler (84% eff.) - ZEAS 2030 - Marine | SCG ¦ Marine | SCG | All | Gas | Code HVAC Space Heating Boiler | Average Existing and Code |  | 2030 | 1 | Conventional | HVAC | Com - Office (Small) | Com | ROB and NEW | 0 | 1000 sqft2 of floor space | Cap-kBTUh | 20 | DEER:HVAC_Eff_HP | 0.80222 | 0.00012889 | 0.45024 | SWHC004-06 | 16.0311 | 2024 | 7.22 | 2024 | 0 | 0 |  | Com HVAC Boilers - ZEAS 2030 - Marine ¦ SCG ¦ Marine | Com HVAC Boilers - ZEAS 2030 - Marine | 26.3159 | 1 | 0.89024 | CBSA 2014 | -0.92812 | 2012 | 0.2 | SWHC004-06
COM-HVAC-40-ZEAS.43 | Com ¦ Code Hot Water Boiler (84% eff.) - ZEAS 2030 - Marine ¦ SCG ¦ Marine | Com ¦ Code Hot Water Boiler (84% eff.) - ZEAS 2030 - Marine | SCG ¦ Marine | SCG | All | Gas | Code HVAC Space Heating Boiler | Average Existing and Code |  | 2030 | 1 | Conventional | HVAC | Com - Other | Com | ROB and NEW | 0 | 1000 sqft2 of floor space | Cap-kBTUh | 20 | DEER:HVAC_Eff_HP | 0.80222 | 0.00012889 | 0.45024 | SWHC004-06 | 16.0311 | 2024 | 7.22 | 2024 | 0 | 0 |  | Com HVAC Boilers - ZEAS 2030 - Marine ¦ SCG ¦ Marine | Com HVAC Boilers - ZEAS 2030 - Marine | 0 | 1 | 0 | CBSA 2014 | -2.1282 | 2012 | 0.2 | SWHC004-06
COM-HVAC-40-ZEAS.44 | Com ¦ Code Hot Water Boiler (84% eff.) - ZEAS 2030 - Marine ¦ SCG ¦ Marine | Com ¦ Code Hot Water Boiler (84% eff.) - ZEAS 2030 - Marine | SCG ¦ Marine | SCG | All | Gas | Code HVAC Space Heating Boiler | Average Existing and Code |  | 2030 | 1 | Conventional | HVAC | Com - Refrig. Warehouse | Com | ROB and NEW | 0 | 1000 sqft2 of floor space | Cap-kBTUh | 20 | DEER:HVAC_Eff_HP | 0.80222 | 0.00012889 | 0.45024 | SWHC004-06 | 16.0311 | 2024 | 7.22 | 2024 | 0 | 0 |  | Com HVAC Boilers - ZEAS 2030 - Marine ¦ SCG ¦ Marine | Com HVAC Boilers - ZEAS 2030 - Marine | 0 | 1 | 0 | CBSA 2014 | -0.35237 | 2012 | 0.2 | SWHC004-06
COM-HVAC-40-ZEAS.45 | Com ¦ Code Hot Water Boiler (84% eff.) - ZEAS 2030 - Marine ¦ SCG ¦ Marine | Com ¦ Code Hot Water Boiler (84% eff.) - ZEAS 2030 - Marine | SCG ¦ Marine | SCG | All | Gas | Code HVAC Space Heating Boiler | Average Existing and Code |  | 2030 | 1 | Conventional | HVAC | Com - Restaurant | Com | ROB and NEW | 0 | 1000 sqft2 of floor space | Cap-kBTUh | 20 | DEER:HVAC_Eff_HP | 0.80222 | 0.00012889 | 0.45024 | SWHC004-06 | 16.0311 | 2024 | 7.22 | 2024 | 0 | 0 |  | Com HVAC Boilers - ZEAS 2030 - Marine ¦ SCG ¦ Marine | Com HVAC Boilers - ZEAS 2030 - Marine | 0 | 1 | 0 | CBSA 2014 | -0.3525 | 2012 | 0.2 | SWHC004-06
COM-HVAC-40-ZEAS.46 | Com ¦ Code Hot Water Boiler (84% eff.) - ZEAS 2030 - Marine ¦ SCG ¦ Marine | Com ¦ Code Hot Water Boiler (84% eff.) - ZEAS 2030 - Marine | SCG ¦ Marine | SCG | All | Gas | Code HVAC Space Heating Boiler | Average Existing and Code |  | 2030 | 1 | Conventional | HVAC | Com - Retail | Com | ROB and NEW | 0 | 1000 sqft2 of floor space | Cap-kBTUh | 20 | DEER:HVAC_Eff_HP | 0.80222 | 0.00012889 | 0.45024 | SWHC004-06 | 16.0311 | 2024 | 7.22 | 2024 | 0 | 0 |  | Com HVAC Boilers - ZEAS 2030 - Marine ¦ SCG ¦ Marine | Com HVAC Boilers - ZEAS 2030 - Marine | 2.9992 | 1 | 0.89024 | CBSA 2014 | -2.5065 | 2012 | 0.2 | SWHC004-06
COM-HVAC-40-ZEAS.47 | Com ¦ Code Hot Water Boiler (84% eff.) - ZEAS 2030 - Marine ¦ SCG ¦ Marine | Com ¦ Code Hot Water Boiler (84% eff.) - ZEAS 2030 - Marine | SCG ¦ Marine | SCG | All | Gas | Code HVAC Space Heating Boiler | Average Existing and Code |  | 2030 | 1 | Conventional | HVAC | Com - School | Com | ROB and NEW | 0 | 1000 sqft2 of floor space | Cap-kBTUh | 20 | DEER:HVAC_Eff_HP | 0.80222 | 0.00012889 | 0.45024 | SWHC004-06 | 16.0311 | 2024 | 7.22 | 2024 | 0 | 0 |  | Com HVAC Boilers - ZEAS 2030 - Marine ¦ SCG ¦ Marine | Com HVAC Boilers - ZEAS 2030 - Marine | 12.634 | 1 | 0.89024 | CBSA 2014 | -1.1608 | 2012 | 0.2 | SWHC004-06
COM-HVAC-40-ZEAS.48 | Com ¦ Code Hot Water Boiler (84% eff.) - ZEAS 2030 - Marine ¦ SCG ¦ Marine | Com ¦ Code Hot Water Boiler (84% eff.) - ZEAS 2030 - Marine | SCG ¦ Marine | SCG | All | Gas | Code HVAC Space Heating Boiler | Average Existing and Code |  | 2030 | 1 | Conventional | HVAC | Com - Warehouse | Com | ROB and NEW | 0 | 1000 sqft2 of floor space | Cap-kBTUh | 20 | DEER:HVAC_Eff_HP | 0.80222 | 0.00012889 | 0.45024 | SWHC004-06 | 16.0311 | 2024 | 7.22 | 2024 | 0 | 0 |  | Com HVAC Boilers - ZEAS 2030 - Marine ¦ SCG ¦ Marine | Com HVAC Boilers - ZEAS 2030 - Marine | 0 | 1 | 0 | CBSA 2014 | -2.1384 | 2012 | 0.2 | SWHC004-06
COM-HVAC-40-ZEAS.49 | Com ¦ Code Hot Water Boiler (84% eff.) - ZEAS 2030 - Hot-Dry ¦ SCG ¦ Hot-Dry | Com ¦ Code Hot Water Boiler (84% eff.) - ZEAS 2030 - Hot-Dry | SCG ¦ Hot-Dry | SCG | All | Gas | Code HVAC Space Heating Boiler | Average Existing and Code |  | 2030 | 1 | Conventional | HVAC | Com - College | Com | ROB and NEW | 0 | 1000 sqft2 of floor space | Cap-kBTUh | 20 | DEER:HVAC_Eff_HP | 0.682 | 0.00014222 | 0.41631 | SWHC004-06 | 16.0311 | 2024 | 7.22 | 2024 | 0 | 0 |  | Com HVAC Boilers - ZEAS 2030 - Hot-Dry ¦ SCG ¦ Hot-Dry | Com HVAC Boilers - ZEAS 2030 - Hot-Dry | 9.9134 | 1 | 0.89024 | CBSA 2014 | -1.4248 | 2012 | 0.2 | SWHC004-06
COM-HVAC-40-ZEAS.50 | Com ¦ Code Hot Water Boiler (84% eff.) - ZEAS 2030 - Hot-Dry ¦ SCG ¦ Hot-Dry | Com ¦ Code Hot Water Boiler (84% eff.) - ZEAS 2030 - Hot-Dry | SCG ¦ Hot-Dry | SCG | All | Gas | Code HVAC Space Heating Boiler | Average Existing and Code |  | 2030 | 1 | Conventional | HVAC | Com - Grocery | Com | ROB and NEW | 0 | 1000 sqft2 of floor space | Cap-kBTUh | 20 | DEER:HVAC_Eff_HP | 0.682 | 0.00014222 | 0.41631 | SWHC004-06 | 16.0311 | 2024 | 7.22 | 2024 | 0 | 0 |  | Com HVAC Boilers - ZEAS 2030 - Hot-Dry ¦ SCG ¦ Hot-Dry | Com HVAC Boilers - ZEAS 2030 - Hot-Dry | 0 | 1 | 0 | CBSA 2014 | -1.0159 | 2012 | 0.2 | SWHC004-06
COM-HVAC-40-ZEAS.51 | Com ¦ Code Hot Water Boiler (84% eff.) - ZEAS 2030 - Hot-Dry ¦ SCG ¦ Hot-Dry | Com ¦ Code Hot Water Boiler (84% eff.) - ZEAS 2030 - Hot-Dry | SCG ¦ Hot-Dry | SCG | All | Gas | Code HVAC Space Heating Boiler | Average Existing and Code |  | 2030 | 1 | Conventional | HVAC | Com - Health | Com | ROB and NEW | 0 | 1000 sqft2 of floor space | Cap-kBTUh | 20 | DEER:HVAC_Eff_HP | 0.682 | 0.00014222 | 0.41631 | SWHC004-06 | 16.0311 | 2024 | 7.22 | 2024 | 0 | 0 |  | Com HVAC Boilers - ZEAS 2030 - Hot-Dry ¦ SCG ¦ Hot-Dry | Com HVAC Boilers - ZEAS 2030 - Hot-Dry | 8.3689 | 1 | 0.89024 | CBSA 2014 | -1.2205 | 2012 | 0.2 | SWHC004-06
COM-HVAC-40-ZEAS.52 | Com ¦ Code Hot Water Boiler (84% eff.) - ZEAS 2030 - Hot-Dry ¦ SCG ¦ Hot-Dry | Com ¦ Code Hot Water Boiler (84% eff.) - ZEAS 2030 - Hot-Dry | SCG ¦ Hot-Dry | SCG | All | Gas | Code HVAC Space Heating Boiler | Average Existing and Code |  | 2030 | 1 | Conventional | HVAC | Com - Lodging | Com | ROB and NEW | 0 | 1000 sqft2 of floor space | Cap-kBTUh | 20 | DEER:HVAC_Eff_HP | 0.682 | 0.00014222 | 0.41631 | SWHC004-06 | 16.0311 | 2024 | 7.22 | 2024 | 0 | 0 |  | Com HVAC Boilers - ZEAS 2030 - Hot-Dry ¦ SCG ¦ Hot-Dry | Com HVAC Boilers - ZEAS 2030 - Hot-Dry | 3.4494 | 1 | 0.89024 | CBSA 2014 | -4.22 | 2012 | 0.2 | SWHC004-06
COM-HVAC-40-ZEAS.53 | Com ¦ Code Hot Water Boiler (84% eff.) - ZEAS 2030 - Hot-Dry ¦ SCG ¦ Hot-Dry | Com ¦ Code Hot Water Boiler (84% eff.) - ZEAS 2030 - Hot-Dry | SCG ¦ Hot-Dry | SCG | All | Gas | Code HVAC Space Heating Boiler | Average Existing and Code |  | 2030 | 1 | Conventional | HVAC | Com - Office (Large) | Com | ROB and NEW | 0 | 1000 sqft2 of floor space | Cap-kBTUh | 20 | DEER:HVAC_Eff_HP | 0.682 | 0.00014222 | 0.41631 | SWHC004-06 | 16.0311 | 2024 | 7.22 | 2024 | 0 | 0 |  | Com HVAC Boilers - ZEAS 2030 - Hot-Dry ¦ SCG ¦ Hot-Dry | Com HVAC Boilers - ZEAS 2030 - Hot-Dry | 12.9615 | 1 | 0.89024 | CBSA 2014 | -1.9374 | 2012 | 0.2 | SWHC004-06
COM-HVAC-40-ZEAS.54 | Com ¦ Code Hot Water Boiler (84% eff.) - ZEAS 2030 - Hot-Dry ¦ SCG ¦ Hot-Dry | Com ¦ Code Hot Water Boiler (84% eff.) - ZEAS 2030 - Hot-Dry | SCG ¦ Hot-Dry | SCG | All | Gas | Code HVAC Space Heating Boiler | Average Existing and Code |  | 2030 | 1 | Conventional | HVAC | Com - Office (Small) | Com | ROB and NEW | 0 | 1000 sqft2 of floor space | Cap-kBTUh | 20 | DEER:HVAC_Eff_HP | 0.682 | 0.00014222 | 0.41631 | SWHC004-06 | 16.0311 | 2024 | 7.22 | 2024 | 0 | 0 |  | Com HVAC Boilers - ZEAS 2030 - Hot-Dry ¦ SCG ¦ Hot-Dry | Com HVAC Boilers - ZEAS 2030 - Hot-Dry | 26.3159 | 1 | 0.89024 | CBSA 2014 | -0.85543 | 2012 | 0.2 | SWHC004-06
COM-HVAC-40-ZEAS.55 | Com ¦ Code Hot Water Boiler (84% eff.) - ZEAS 2030 - Hot-Dry ¦ SCG ¦ Hot-Dry | Com ¦ Code Hot Water Boiler (84% eff.) - ZEAS 2030 - Hot-Dry | SCG ¦ Hot-Dry | SCG | All | Gas | Code HVAC Space Heating Boiler | Average Existing and Code |  | 2030 | 1 | Conventional | HVAC | Com - Other | Com | ROB and NEW | 0 | 1000 sqft2 of floor space | Cap-kBTUh | 20 | DEER:HVAC_Eff_HP | 0.682 | 0.00014222 | 0.41631 | SWHC004-06 | 16.0311 | 2024 | 7.22 | 2024 | 0 | 0 |  | Com HVAC Boilers - ZEAS 2030 - Hot-Dry ¦ SCG ¦ Hot-Dry | Com HVAC Boilers - ZEAS 2030 - Hot-Dry | 0 | 1 | 0 | CBSA 2014 | -1.9612 | 2012 | 0.2 | SWHC004-06
COM-HVAC-40-ZEAS.56 | Com ¦ Code Hot Water Boiler (84% eff.) - ZEAS 2030 - Hot-Dry ¦ SCG ¦ Hot-Dry | Com ¦ Code Hot Water Boiler (84% eff.) - ZEAS 2030 - Hot-Dry | SCG ¦ Hot-Dry | SCG | All | Gas | Code HVAC Space Heating Boiler | Average Existing and Code |  | 2030 | 1 | Conventional | HVAC | Com - Refrig. Warehouse | Com | ROB and NEW | 0 | 1000 sqft2 of floor space | Cap-kBTUh | 20 | DEER:HVAC_Eff_HP | 0.682 | 0.00014222 | 0.41631 | SWHC004-06 | 16.0311 | 2024 | 7.22 | 2024 | 0 | 0 |  | Com HVAC Boilers - ZEAS 2030 - Hot-Dry ¦ SCG ¦ Hot-Dry | Com HVAC Boilers - ZEAS 2030 - Hot-Dry | 0 | 1 | 0 | CBSA 2014 | -0.32475 | 2012 | 0.2 | SWHC004-06
COM-HVAC-40-ZEAS.57 | Com ¦ Code Hot Water Boiler (84% eff.) - ZEAS 2030 - Hot-Dry ¦ SCG ¦ Hot-Dry | Com ¦ Code Hot Water Boiler (84% eff.) - ZEAS 2030 - Hot-Dry | SCG ¦ Hot-Dry | SCG | All | Gas | Code HVAC Space Heating Boiler | Average Existing and Code |  | 2030 | 1 | Conventional | HVAC | Com - Restaurant | Com | ROB and NEW | 0 | 1000 sqft2 of floor space | Cap-kBTUh | 20 | DEER:HVAC_Eff_HP | 0.682 | 0.00014222 | 0.41631 | SWHC004-06 | 16.0311 | 2024 | 7.22 | 2024 | 0 | 0 |  | Com HVAC Boilers - ZEAS 2030 - Hot-Dry ¦ SCG ¦ Hot-Dry | Com HVAC Boilers - ZEAS 2030 - Hot-Dry | 0 | 1 | 0 | CBSA 2014 | -0.32487 | 2012 | 0.2 | SWHC004-06
COM-HVAC-40-ZEAS.58 | Com ¦ Code Hot Water Boiler (84% eff.) - ZEAS 2030 - Hot-Dry ¦ SCG ¦ Hot-Dry | Com ¦ Code Hot Water Boiler (84% eff.) - ZEAS 2030 - Hot-Dry | SCG ¦ Hot-Dry | SCG | All | Gas | Code HVAC Space Heating Boiler | Average Existing and Code |  | 2030 | 1 | Conventional | HVAC | Com - Retail | Com | ROB and NEW | 0 | 1000 sqft2 of floor space | Cap-kBTUh | 20 | DEER:HVAC_Eff_HP | 0.682 | 0.00014222 | 0.41631 | SWHC004-06 | 16.0311 | 2024 | 7.22 | 2024 | 0 | 0 |  | Com HVAC Boilers - ZEAS 2030 - Hot-Dry ¦ SCG ¦ Hot-Dry | Com HVAC Boilers - ZEAS 2030 - Hot-Dry | 2.9992 | 1 | 0.89024 | CBSA 2014 | -2.2966 | 2012 | 0.2 | SWHC004-06
COM-HVAC-40-ZEAS.59 | Com ¦ Code Hot Water Boiler (84% eff.) - ZEAS 2030 - Hot-Dry ¦ SCG ¦ Hot-Dry | Com ¦ Code Hot Water Boiler (84% eff.) - ZEAS 2030 - Hot-Dry | SCG ¦ Hot-Dry | SCG | All | Gas | Code HVAC Space Heating Boiler | Average Existing and Code |  | 2030 | 1 | Conventional | HVAC | Com - School | Com | ROB and NEW | 0 | 1000 sqft2 of floor space | Cap-kBTUh | 20 | DEER:HVAC_Eff_HP | 0.682 | 0.00014222 | 0.41631 | SWHC004-06 | 16.0311 | 2024 | 7.22 | 2024 | 0 | 0 |  | Com HVAC Boilers - ZEAS 2030 - Hot-Dry ¦ SCG ¦ Hot-Dry | Com HVAC Boilers - ZEAS 2030 - Hot-Dry | 12.634 | 1 | 0.89024 | CBSA 2014 | -1.0635 | 2012 | 0.2 | SWHC004-06
COM-HVAC-40-ZEAS.60 | Com ¦ Code Hot Water Boiler (84% eff.) - ZEAS 2030 - Hot-Dry ¦ SCG ¦ Hot-Dry | Com ¦ Code Hot Water Boiler (84% eff.) - ZEAS 2030 - Hot-Dry | SCG ¦ Hot-Dry | SCG | All | Gas | Code HVAC Space Heating Boiler | Average Existing and Code |  | 2030 | 1 | Conventional | HVAC | Com - Warehouse | Com | ROB and NEW | 0 | 1000 sqft2 of floor space | Cap-kBTUh | 20 | DEER:HVAC_Eff_HP | 0.682 | 0.00014222 | 0.41631 | SWHC004-06 | 16.0311 | 2024 | 7.22 | 2024 | 0 | 0 |  | Com HVAC Boilers - ZEAS 2030 - Hot-Dry ¦ SCG ¦ Hot-Dry | Com HVAC Boilers - ZEAS 2030 - Hot-Dry | 0 | 1 | 0 | CBSA 2014 | -1.9594 | 2012 | 0.2 | SWHC004-06
COM-HVAC-40-ZEAS.61 | Com ¦ Code Hot Water Boiler (84% eff.) - ZEAS 2030 - Cold ¦ SCG ¦ Cold | Com ¦ Code Hot Water Boiler (84% eff.) - ZEAS 2030 - Cold | SCG ¦ Cold | SCG | All | Gas | Code HVAC Space Heating Boiler | Average Existing and Code |  | 2030 | 1 | Conventional | HVAC | Com - College | Com | ROB and NEW | 0 | 1000 sqft2 of floor space | Cap-kBTUh | 20 | DEER:HVAC_Eff_HP | 0.24756 | 8e-05 | 0.55056 | SWHC004-06 | 16.0311 | 2024 | 7.22 | 2024 | 0 | 0 |  | Com HVAC Boilers - ZEAS 2030 - Cold ¦ SCG ¦ Cold | Com HVAC Boilers - ZEAS 2030 - Cold | 9.9134 | 1 | 0.89024 | CBSA 2014 | -1.8348 | 2012 | 0.2 | SWHC004-06
COM-HVAC-40-ZEAS.62 | Com ¦ Code Hot Water Boiler (84% eff.) - ZEAS 2030 - Cold ¦ SCG ¦ Cold | Com ¦ Code Hot Water Boiler (84% eff.) - ZEAS 2030 - Cold | SCG ¦ Cold | SCG | All | Gas | Code HVAC Space Heating Boiler | Average Existing and Code |  | 2030 | 1 | Conventional | HVAC | Com - Grocery | Com | ROB and NEW | 0 | 1000 sqft2 of floor space | Cap-kBTUh | 20 | DEER:HVAC_Eff_HP | 0.24756 | 8e-05 | 0.55056 | SWHC004-06 | 16.0311 | 2024 | 7.22 | 2024 | 0 | 0 |  | Com HVAC Boilers - ZEAS 2030 - Cold ¦ SCG ¦ Cold | Com HVAC Boilers - ZEAS 2030 - Cold | 0 | 1 | 0 | CBSA 2014 | -1.3067 | 2012 | 0.2 | SWHC004-06
COM-HVAC-40-ZEAS.63 | Com ¦ Code Hot Water Boiler (84% eff.) - ZEAS 2030 - Cold ¦ SCG ¦ Cold | Com ¦ Code Hot Water Boiler (84% eff.) - ZEAS 2030 - Cold | SCG ¦ Cold | SCG | All | Gas | Code HVAC Space Heating Boiler | Average Existing and Code |  | 2030 | 1 | Conventional | HVAC | Com - Health | Com | ROB and NEW | 0 | 1000 sqft2 of floor space | Cap-kBTUh | 20 | DEER:HVAC_Eff_HP | 0.24756 | 8e-05 | 0.55056 | SWHC004-06 | 16.0311 | 2024 | 7.22 | 2024 | 0 | 0 |  | Com HVAC Boilers - ZEAS 2030 - Cold ¦ SCG ¦ Cold | Com HVAC Boilers - ZEAS 2030 - Cold | 8.3689 | 1 | 0.89024 | CBSA 2014 | -1.5713 | 2012 | 0.2 | SWHC004-06
COM-HVAC-40-ZEAS.64 | Com ¦ Code Hot Water Boiler (84% eff.) - ZEAS 2030 - Cold ¦ SCG ¦ Cold | Com ¦ Code Hot Water Boiler (84% eff.) - ZEAS 2030 - Cold | SCG ¦ Cold | SCG | All | Gas | Code HVAC Space Heating Boiler | Average Existing and Code |  | 2030 | 1 | Conventional | HVAC | Com - Lodging | Com | ROB and NEW | 0 | 1000 sqft2 of floor space | Cap-kBTUh | 20 | DEER:HVAC_Eff_HP | 0.24756 | 8e-05 | 0.55056 | SWHC004-06 | 16.0311 | 2024 | 7.22 | 2024 | 0 | 0 |  | Com HVAC Boilers - ZEAS 2030 - Cold ¦ SCG ¦ Cold | Com HVAC Boilers - ZEAS 2030 - Cold | 3.4494 | 1 | 0.89024 | CBSA 2014 | -5.4776 | 2012 | 0.2 | SWHC004-06
COM-HVAC-40-ZEAS.65 | Com ¦ Code Hot Water Boiler (84% eff.) - ZEAS 2030 - Cold ¦ SCG ¦ Cold | Com ¦ Code Hot Water Boiler (84% eff.) - ZEAS 2030 - Cold | SCG ¦ Cold | SCG | All | Gas | Code HVAC Space Heating Boiler | Average Existing and Code |  | 2030 | 1 | Conventional | HVAC | Com - Office (Large) | Com | ROB and NEW | 0 | 1000 sqft2 of floor space | Cap-kBTUh | 20 | DEER:HVAC_Eff_HP | 0.24756 | 8e-05 | 0.55056 | SWHC004-06 | 16.0311 | 2024 | 7.22 | 2024 | 0 | 0 |  | Com HVAC Boilers - ZEAS 2030 - Cold ¦ SCG ¦ Cold | Com HVAC Boilers - ZEAS 2030 - Cold | 12.9615 | 1 | 0.89024 | CBSA 2014 | -2.497 | 2012 | 0.2 | SWHC004-06
COM-HVAC-40-ZEAS.66 | Com ¦ Code Hot Water Boiler (84% eff.) - ZEAS 2030 - Cold ¦ SCG ¦ Cold | Com ¦ Code Hot Water Boiler (84% eff.) - ZEAS 2030 - Cold | SCG ¦ Cold | SCG | All | Gas | Code HVAC Space Heating Boiler | Average Existing and Code |  | 2030 | 1 | Conventional | HVAC | Com - Office (Small) | Com | ROB and NEW | 0 | 1000 sqft2 of floor space | Cap-kBTUh | 20 | DEER:HVAC_Eff_HP | 0.24756 | 8e-05 | 0.55056 | SWHC004-06 | 16.0311 | 2024 | 7.22 | 2024 | 0 | 0 |  | Com HVAC Boilers - ZEAS 2030 - Cold ¦ SCG ¦ Cold | Com HVAC Boilers - ZEAS 2030 - Cold | 26.3159 | 1 | 0.89024 | CBSA 2014 | -1.1013 | 2012 | 0.2 | SWHC004-06
COM-HVAC-40-ZEAS.67 | Com ¦ Code Hot Water Boiler (84% eff.) - ZEAS 2030 - Cold ¦ SCG ¦ Cold | Com ¦ Code Hot Water Boiler (84% eff.) - ZEAS 2030 - Cold | SCG ¦ Cold | SCG | All | Gas | Code HVAC Space Heating Boiler | Average Existing and Code |  | 2030 | 1 | Conventional | HVAC | Com - Other | Com | ROB and NEW | 0 | 1000 sqft2 of floor space | Cap-kBTUh | 20 | DEER:HVAC_Eff_HP | 0.24756 | 8e-05 | 0.55056 | SWHC004-06 | 16.0311 | 2024 | 7.22 | 2024 | 0 | 0 |  | Com HVAC Boilers - ZEAS 2030 - Cold ¦ SCG ¦ Cold | Com HVAC Boilers - ZEAS 2030 - Cold | 0 | 1 | 0 | CBSA 2014 | -2.5214 | 2012 | 0.2 | SWHC004-06
COM-HVAC-40-ZEAS.68 | Com ¦ Code Hot Water Boiler (84% eff.) - ZEAS 2030 - Cold ¦ SCG ¦ Cold | Com ¦ Code Hot Water Boiler (84% eff.) - ZEAS 2030 - Cold | SCG ¦ Cold | SCG | All | Gas | Code HVAC Space Heating Boiler | Average Existing and Code |  | 2030 | 1 | Conventional | HVAC | Com - Refrig. Warehouse | Com | ROB and NEW | 0 | 1000 sqft2 of floor space | Cap-kBTUh | 20 | DEER:HVAC_Eff_HP | 0.24756 | 8e-05 | 0.55056 | SWHC004-06 | 16.0311 | 2024 | 7.22 | 2024 | 0 | 0 |  | Com HVAC Boilers - ZEAS 2030 - Cold ¦ SCG ¦ Cold | Com HVAC Boilers - ZEAS 2030 - Cold | 0 | 1 | 0 | CBSA 2014 | -0.41778 | 2012 | 0.2 | SWHC004-06
COM-HVAC-40-ZEAS.69 | Com ¦ Code Hot Water Boiler (84% eff.) - ZEAS 2030 - Cold ¦ SCG ¦ Cold | Com ¦ Code Hot Water Boiler (84% eff.) - ZEAS 2030 - Cold | SCG ¦ Cold | SCG | All | Gas | Code HVAC Space Heating Boiler | Average Existing and Code |  | 2030 | 1 | Conventional | HVAC | Com - Restaurant | Com | ROB and NEW | 0 | 1000 sqft2 of floor space | Cap-kBTUh | 20 | DEER:HVAC_Eff_HP | 0.24756 | 8e-05 | 0.55056 | SWHC004-06 | 16.0311 | 2024 | 7.22 | 2024 | 0 | 0 |  | Com HVAC Boilers - ZEAS 2030 - Cold ¦ SCG ¦ Cold | Com HVAC Boilers - ZEAS 2030 - Cold | 0 | 1 | 0 | CBSA 2014 | -0.418 | 2012 | 0.2 | SWHC004-06
COM-HVAC-40-ZEAS.70 | Com ¦ Code Hot Water Boiler (84% eff.) - ZEAS 2030 - Cold ¦ SCG ¦ Cold | Com ¦ Code Hot Water Boiler (84% eff.) - ZEAS 2030 - Cold | SCG ¦ Cold | SCG | All | Gas | Code HVAC Space Heating Boiler | Average Existing and Code |  | 2030 | 1 | Conventional | HVAC | Com - Retail | Com | ROB and NEW | 0 | 1000 sqft2 of floor space | Cap-kBTUh | 20 | DEER:HVAC_Eff_HP | 0.24756 | 8e-05 | 0.55056 | SWHC004-06 | 16.0311 | 2024 | 7.22 | 2024 | 0 | 0 |  | Com HVAC Boilers - ZEAS 2030 - Cold ¦ SCG ¦ Cold | Com HVAC Boilers - ZEAS 2030 - Cold | 2.9992 | 1 | 0.89024 | CBSA 2014 | -2.8073 | 2012 | 0.2 | SWHC004-06
COM-HVAC-40-ZEAS.71 | Com ¦ Code Hot Water Boiler (84% eff.) - ZEAS 2030 - Cold ¦ SCG ¦ Cold | Com ¦ Code Hot Water Boiler (84% eff.) - ZEAS 2030 - Cold | SCG ¦ Cold | SCG | All | Gas | Code HVAC Space Heating Boiler | Average Existing and Code |  | 2030 | 1 | Conventional | HVAC | Com - School | Com | ROB and NEW | 0 | 1000 sqft2 of floor space | Cap-kBTUh | 20 | DEER:HVAC_Eff_HP | 0.24756 | 8e-05 | 0.55056 | SWHC004-06 | 16.0311 | 2024 | 7.22 | 2024 | 0 | 0 |  | Com HVAC Boilers - ZEAS 2030 - Cold ¦ SCG ¦ Cold | Com HVAC Boilers - ZEAS 2030 - Cold | 12.634 | 1 | 0.89024 | CBSA 2014 | -1.2986 | 2012 | 0.2 | SWHC004-06
COM-HVAC-40-ZEAS.72 | Com ¦ Code Hot Water Boiler (84% eff.) - ZEAS 2030 - Cold ¦ SCG ¦ Cold | Com ¦ Code Hot Water Boiler (84% eff.) - ZEAS 2030 - Cold | SCG ¦ Cold | SCG | All | Gas | Code HVAC Space Heating Boiler | Average Existing and Code |  | 2030 | 1 | Conventional | HVAC | Com - Warehouse | Com | ROB and NEW | 0 | 1000 sqft2 of floor space | Cap-kBTUh | 20 | DEER:HVAC_Eff_HP | 0.24756 | 8e-05 | 0.55056 | SWHC004-06 | 16.0311 | 2024 | 7.22 | 2024 | 0 | 0 |  | Com HVAC Boilers - ZEAS 2030 - Cold ¦ SCG ¦ Cold | Com HVAC Boilers - ZEAS 2030 - Cold | 0 | 1 | 0 | CBSA 2014 | -2.3951 | 2012 | 0.2 | SWHC004-06
COM-HVAC-40-ZEAS.73 | Com ¦ Code Hot Water Boiler (84% eff.) - ZEAS 2030 - Marine ¦ SDG&E ¦ Marine | Com ¦ Code Hot Water Boiler (84% eff.) - ZEAS 2030 - Marine | SDG&E ¦ Marine | SDG&E | All | Gas | Code HVAC Space Heating Boiler | Average Existing and Code |  | 2030 | 1 | Conventional | HVAC | Com - College | Com | ROB and NEW | 0 | 1000 sqft2 of floor space | Cap-kBTUh | 20 | DEER:HVAC_Eff_HP | 0.80222 | 0.00012889 | 0.45024 | SWHC004-06 | 16.0311 | 2024 | 7.22 | 2024 | 0 | 0 |  | Com HVAC Boilers - ZEAS 2030 - Marine ¦ SDG&E ¦ Marine | Com HVAC Boilers - ZEAS 2030 - Marine | 7.1283 | 1 | 0.89024 | CBSA 2014 | -1.5458 | 2012 | 0.2 | SWHC004-06
COM-HVAC-40-ZEAS.74 | Com ¦ Code Hot Water Boiler (84% eff.) - ZEAS 2030 - Marine ¦ SDG&E ¦ Marine | Com ¦ Code Hot Water Boiler (84% eff.) - ZEAS 2030 - Marine | SDG&E ¦ Marine | SDG&E | All | Gas | Code HVAC Space Heating Boiler | Average Existing and Code |  | 2030 | 1 | Conventional | HVAC | Com - Grocery | Com | ROB and NEW | 0 | 1000 sqft2 of floor space | Cap-kBTUh | 20 | DEER:HVAC_Eff_HP | 0.80222 | 0.00012889 | 0.45024 | SWHC004-06 | 16.0311 | 2024 | 7.22 | 2024 | 0 | 0 |  | Com HVAC Boilers - ZEAS 2030 - Marine ¦ SDG&E ¦ Marine | Com HVAC Boilers - ZEAS 2030 - Marine | 0 | 1 | 0 | CBSA 2014 | -1.1024 | 2012 | 0.2 | SWHC004-06
COM-HVAC-40-ZEAS.75 | Com ¦ Code Hot Water Boiler (84% eff.) - ZEAS 2030 - Marine ¦ SDG&E ¦ Marine | Com ¦ Code Hot Water Boiler (84% eff.) - ZEAS 2030 - Marine | SDG&E ¦ Marine | SDG&E | All | Gas | Code HVAC Space Heating Boiler | Average Existing and Code |  | 2030 | 1 | Conventional | HVAC | Com - Health | Com | ROB and NEW | 0 | 1000 sqft2 of floor space | Cap-kBTUh | 20 | DEER:HVAC_Eff_HP | 0.80222 | 0.00012889 | 0.45024 | SWHC004-06 | 16.0311 | 2024 | 7.22 | 2024 | 0 | 0 |  | Com HVAC Boilers - ZEAS 2030 - Marine ¦ SDG&E ¦ Marine | Com HVAC Boilers - ZEAS 2030 - Marine | 7.8081 | 1 | 0.89024 | CBSA 2014 | -1.3242 | 2012 | 0.2 | SWHC004-06
COM-HVAC-40-ZEAS.76 | Com ¦ Code Hot Water Boiler (84% eff.) - ZEAS 2030 - Marine ¦ SDG&E ¦ Marine | Com ¦ Code Hot Water Boiler (84% eff.) - ZEAS 2030 - Marine | SDG&E ¦ Marine | SDG&E | All | Gas | Code HVAC Space Heating Boiler | Average Existing and Code |  | 2030 | 1 | Conventional | HVAC | Com - Lodging | Com | ROB and NEW | 0 | 1000 sqft2 of floor space | Cap-kBTUh | 20 | DEER:HVAC_Eff_HP | 0.80222 | 0.00012889 | 0.45024 | SWHC004-06 | 16.0311 | 2024 | 7.22 | 2024 | 0 | 0 |  | Com HVAC Boilers - ZEAS 2030 - Marine ¦ SDG&E ¦ Marine | Com HVAC Boilers - ZEAS 2030 - Marine | 3.4791 | 1 | 0.89024 | CBSA 2014 | -4.5742 | 2012 | 0.2 | SWHC004-06
COM-HVAC-40-ZEAS.77 | Com ¦ Code Hot Water Boiler (84% eff.) - ZEAS 2030 - Marine ¦ SDG&E ¦ Marine | Com ¦ Code Hot Water Boiler (84% eff.) - ZEAS 2030 - Marine | SDG&E ¦ Marine | SDG&E | All | Gas | Code HVAC Space Heating Boiler | Average Existing and Code |  | 2030 | 1 | Conventional | HVAC | Com - Office (Large) | Com | ROB and NEW | 0 | 1000 sqft2 of floor space | Cap-kBTUh | 20 | DEER:HVAC_Eff_HP | 0.80222 | 0.00012889 | 0.45024 | SWHC004-06 | 16.0311 | 2024 | 7.22 | 2024 | 0 | 0 |  | Com HVAC Boilers - ZEAS 2030 - Marine ¦ SDG&E ¦ Marine | Com HVAC Boilers - ZEAS 2030 - Marine | 8.8573 | 1 | 0.89024 | CBSA 2014 | -2.1017 | 2012 | 0.2 | SWHC004-06
COM-HVAC-40-ZEAS.78 | Com ¦ Code Hot Water Boiler (84% eff.) - ZEAS 2030 - Marine ¦ SDG&E ¦ Marine | Com ¦ Code Hot Water Boiler (84% eff.) - ZEAS 2030 - Marine | SDG&E ¦ Marine | SDG&E | All | Gas | Code HVAC Space Heating Boiler | Average Existing and Code |  | 2030 | 1 | Conventional | HVAC | Com - Office (Small) | Com | ROB and NEW | 0 | 1000 sqft2 of floor space | Cap-kBTUh | 20 | DEER:HVAC_Eff_HP | 0.80222 | 0.00012889 | 0.45024 | SWHC004-06 | 16.0311 | 2024 | 7.22 | 2024 | 0 | 0 |  | Com HVAC Boilers - ZEAS 2030 - Marine ¦ SDG&E ¦ Marine | Com HVAC Boilers - ZEAS 2030 - Marine | 21.5364 | 1 | 0.89024 | CBSA 2014 | -0.92812 | 2012 | 0.2 | SWHC004-06
COM-HVAC-40-ZEAS.79 | Com ¦ Code Hot Water Boiler (84% eff.) - ZEAS 2030 - Marine ¦ SDG&E ¦ Marine | Com ¦ Code Hot Water Boiler (84% eff.) - ZEAS 2030 - Marine | SDG&E ¦ Marine | SDG&E | All | Gas | Code HVAC Space Heating Boiler | Average Existing and Code |  | 2030 | 1 | Conventional | HVAC | Com - Other | Com | ROB and NEW | 0 | 1000 sqft2 of floor space | Cap-kBTUh | 20 | DEER:HVAC_Eff_HP | 0.80222 | 0.00012889 | 0.45024 | SWHC004-06 | 16.0311 | 2024 | 7.22 | 2024 | 0 | 0 |  | Com HVAC Boilers - ZEAS 2030 - Marine ¦ SDG&E ¦ Marine | Com HVAC Boilers - ZEAS 2030 - Marine | 0 | 1 | 0 | CBSA 2014 | -2.1282 | 2012 | 0.2 | SWHC004-06
COM-HVAC-40-ZEAS.80 | Com ¦ Code Hot Water Boiler (84% eff.) - ZEAS 2030 - Marine ¦ SDG&E ¦ Marine | Com ¦ Code Hot Water Boiler (84% eff.) - ZEAS 2030 - Marine | SDG&E ¦ Marine | SDG&E | All | Gas | Code HVAC Space Heating Boiler | Average Existing and Code |  | 2030 | 1 | Conventional | HVAC | Com - Refrig. Warehouse | Com | ROB and NEW | 0 | 1000 sqft2 of floor space | Cap-kBTUh | 20 | DEER:HVAC_Eff_HP | 0.80222 | 0.00012889 | 0.45024 | SWHC004-06 | 16.0311 | 2024 | 7.22 | 2024 | 0 | 0 |  | Com HVAC Boilers - ZEAS 2030 - Marine ¦ SDG&E ¦ Marine | Com HVAC Boilers - ZEAS 2030 - Marine | 0 | 1 | 0 | CBSA 2014 | -0.35237 | 2012 | 0.2 | SWHC004-06
COM-HVAC-40-ZEAS.81 | Com ¦ Code Hot Water Boiler (84% eff.) - ZEAS 2030 - Marine ¦ SDG&E ¦ Marine | Com ¦ Code Hot Water Boiler (84% eff.) - ZEAS 2030 - Marine | SDG&E ¦ Marine | SDG&E | All | Gas | Code HVAC Space Heating Boiler | Average Existing and Code |  | 2030 | 1 | Conventional | HVAC | Com - Restaurant | Com | ROB and NEW | 0 | 1000 sqft2 of floor space | Cap-kBTUh | 20 | DEER:HVAC_Eff_HP | 0.80222 | 0.00012889 | 0.45024 | SWHC004-06 | 16.0311 | 2024 | 7.22 | 2024 | 0 | 0 |  | Com HVAC Boilers - ZEAS 2030 - Marine ¦ SDG&E ¦ Marine | Com HVAC Boilers - ZEAS 2030 - Marine | 0 | 1 | 0 | CBSA 2014 | -0.3525 | 2012 | 0.2 | SWHC004-06
COM-HVAC-40-ZEAS.82 | Com ¦ Code Hot Water Boiler (84% eff.) - ZEAS 2030 - Marine ¦ SDG&E ¦ Marine | Com ¦ Code Hot Water Boiler (84% eff.) - ZEAS 2030 - Marine | SDG&E ¦ Marine | SDG&E | All | Gas | Code HVAC Space Heating Boiler | Average Existing and Code |  | 2030 | 1 | Conventional | HVAC | Com - Retail | Com | ROB and NEW | 0 | 1000 sqft2 of floor space | Cap-kBTUh | 20 | DEER:HVAC_Eff_HP | 0.80222 | 0.00012889 | 0.45024 | SWHC004-06 | 16.0311 | 2024 | 7.22 | 2024 | 0 | 0 |  | Com HVAC Boilers - ZEAS 2030 - Marine ¦ SDG&E ¦ Marine | Com HVAC Boilers - ZEAS 2030 - Marine | 2.3901 | 1 | 0.89024 | CBSA 2014 | -2.5065 | 2012 | 0.2 | SWHC004-06
COM-HVAC-40-ZEAS.83 | Com ¦ Code Hot Water Boiler (84% eff.) - ZEAS 2030 - Marine ¦ SDG&E ¦ Marine | Com ¦ Code Hot Water Boiler (84% eff.) - ZEAS 2030 - Marine | SDG&E ¦ Marine | SDG&E | All | Gas | Code HVAC Space Heating Boiler | Average Existing and Code |  | 2030 | 1 | Conventional | HVAC | Com - School | Com | ROB and NEW | 0 | 1000 sqft2 of floor space | Cap-kBTUh | 20 | DEER:HVAC_Eff_HP | 0.80222 | 0.00012889 | 0.45024 | SWHC004-06 | 16.0311 | 2024 | 7.22 | 2024 | 0 | 0 |  | Com HVAC Boilers - ZEAS 2030 - Marine ¦ SDG&E ¦ Marine | Com HVAC Boilers - ZEAS 2030 - Marine | 10.6579 | 1 | 0.89024 | CBSA 2014 | -1.1608 | 2012 | 0.2 | SWHC004-06
COM-HVAC-40-ZEAS.84 | Com ¦ Code Hot Water Boiler (84% eff.) - ZEAS 2030 - Marine ¦ SDG&E ¦ Marine | Com ¦ Code Hot Water Boiler (84% eff.) - ZEAS 2030 - Marine | SDG&E ¦ Marine | SDG&E | All | Gas | Code HVAC Space Heating Boiler | Average Existing and Code |  | 2030 | 1 | Conventional | HVAC | Com - Warehouse | Com | ROB and NEW | 0 | 1000 sqft2 of floor space | Cap-kBTUh | 20 | DEER:HVAC_Eff_HP | 0.80222 | 0.00012889 | 0.45024 | SWHC004-06 | 16.0311 | 2024 | 7.22 | 2024 | 0 | 0 |  | Com HVAC Boilers - ZEAS 2030 - Marine ¦ SDG&E ¦ Marine | Com HVAC Boilers - ZEAS 2030 - Marine | 0 | 1 | 0 | CBSA 2014 | -2.1384 | 2012 | 0.2 | SWHC004-06
COM-HVAC-40-ZEAS.85 | Com ¦ Code Hot Water Boiler (84% eff.) - ZEAS 2030 - Hot-Dry ¦ SDG&E ¦ Hot-Dry | Com ¦ Code Hot Water Boiler (84% eff.) - ZEAS 2030 - Hot-Dry | SDG&E ¦ Hot-Dry | SDG&E | All | Gas | Code HVAC Space Heating Boiler | Average Existing and Code |  | 2030 | 1 | Conventional | HVAC | Com - College | Com | ROB and NEW | 0 | 1000 sqft2 of floor space | Cap-kBTUh | 20 | DEER:HVAC_Eff_HP | 1.0289 | 0.00014222 | 0.55076 | SWHC004-06 | 16.0311 | 2024 | 7.22 | 2024 | 0 | 0 |  | Com HVAC Boilers - ZEAS 2030 - Hot-Dry ¦ SDG&E ¦ Hot-Dry | Com HVAC Boilers - ZEAS 2030 - Hot-Dry | 7.1283 | 1 | 0.89024 | CBSA 2014 | -1.8944 | 2012 | 0.2 | SWHC004-06
COM-HVAC-40-ZEAS.86 | Com ¦ Code Hot Water Boiler (84% eff.) - ZEAS 2030 - Hot-Dry ¦ SDG&E ¦ Hot-Dry | Com ¦ Code Hot Water Boiler (84% eff.) - ZEAS 2030 - Hot-Dry | SDG&E ¦ Hot-Dry | SDG&E | All | Gas | Code HVAC Space Heating Boiler | Average Existing and Code |  | 2030 | 1 | Conventional | HVAC | Com - Grocery | Com | ROB and NEW | 0 | 1000 sqft2 of floor space | Cap-kBTUh | 20 | DEER:HVAC_Eff_HP | 1.0289 | 0.00014222 | 0.55076 | SWHC004-06 | 16.0311 | 2024 | 7.22 | 2024 | 0 | 0 |  | Com HVAC Boilers - ZEAS 2030 - Hot-Dry ¦ SDG&E ¦ Hot-Dry | Com HVAC Boilers - ZEAS 2030 - Hot-Dry | 0 | 1 | 0 | CBSA 2014 | -1.3512 | 2012 | 0.2 | SWHC004-06
COM-HVAC-40-ZEAS.87 | Com ¦ Code Hot Water Boiler (84% eff.) - ZEAS 2030 - Hot-Dry ¦ SDG&E ¦ Hot-Dry | Com ¦ Code Hot Water Boiler (84% eff.) - ZEAS 2030 - Hot-Dry | SDG&E ¦ Hot-Dry | SDG&E | All | Gas | Code HVAC Space Heating Boiler | Average Existing and Code |  | 2030 | 1 | Conventional | HVAC | Com - Health | Com | ROB and NEW | 0 | 1000 sqft2 of floor space | Cap-kBTUh | 20 | DEER:HVAC_Eff_HP | 1.0289 | 0.00014222 | 0.55076 | SWHC004-06 | 16.0311 | 2024 | 7.22 | 2024 | 0 | 0 |  | Com HVAC Boilers - ZEAS 2030 - Hot-Dry ¦ SDG&E ¦ Hot-Dry | Com HVAC Boilers - ZEAS 2030 - Hot-Dry | 7.8081 | 1 | 0.89024 | CBSA 2014 | -1.623 | 2012 | 0.2 | SWHC004-06
COM-HVAC-40-ZEAS.88 | Com ¦ Code Hot Water Boiler (84% eff.) - ZEAS 2030 - Hot-Dry ¦ SDG&E ¦ Hot-Dry | Com ¦ Code Hot Water Boiler (84% eff.) - ZEAS 2030 - Hot-Dry | SDG&E ¦ Hot-Dry | SDG&E | All | Gas | Code HVAC Space Heating Boiler | Average Existing and Code |  | 2030 | 1 | Conventional | HVAC | Com - Lodging | Com | ROB and NEW | 0 | 1000 sqft2 of floor space | Cap-kBTUh | 20 | DEER:HVAC_Eff_HP | 1.0289 | 0.00014222 | 0.55076 | SWHC004-06 | 16.0311 | 2024 | 7.22 | 2024 | 0 | 0 |  | Com HVAC Boilers - ZEAS 2030 - Hot-Dry ¦ SDG&E ¦ Hot-Dry | Com HVAC Boilers - ZEAS 2030 - Hot-Dry | 3.4791 | 1 | 0.89024 | CBSA 2014 | -5.6028 | 2012 | 0.2 | SWHC004-06
COM-HVAC-40-ZEAS.89 | Com ¦ Code Hot Water Boiler (84% eff.) - ZEAS 2030 - Hot-Dry ¦ SDG&E ¦ Hot-Dry | Com ¦ Code Hot Water Boiler (84% eff.) - ZEAS 2030 - Hot-Dry | SDG&E ¦ Hot-Dry | SDG&E | All | Gas | Code HVAC Space Heating Boiler | Average Existing and Code |  | 2030 | 1 | Conventional | HVAC | Com - Office (Large) | Com | ROB and NEW | 0 | 1000 sqft2 of floor space | Cap-kBTUh | 20 | DEER:HVAC_Eff_HP | 1.0289 | 0.00014222 | 0.55076 | SWHC004-06 | 16.0311 | 2024 | 7.22 | 2024 | 0 | 0 |  | Com HVAC Boilers - ZEAS 2030 - Hot-Dry ¦ SDG&E ¦ Hot-Dry | Com HVAC Boilers - ZEAS 2030 - Hot-Dry | 8.8573 | 1 | 0.89024 | CBSA 2014 | -2.5756 | 2012 | 0.2 | SWHC004-06
COM-HVAC-40-ZEAS.90 | Com ¦ Code Hot Water Boiler (84% eff.) - ZEAS 2030 - Hot-Dry ¦ SDG&E ¦ Hot-Dry | Com ¦ Code Hot Water Boiler (84% eff.) - ZEAS 2030 - Hot-Dry | SDG&E ¦ Hot-Dry | SDG&E | All | Gas | Code HVAC Space Heating Boiler | Average Existing and Code |  | 2030 | 1 | Conventional | HVAC | Com - Office (Small) | Com | ROB and NEW | 0 | 1000 sqft2 of floor space | Cap-kBTUh | 20 | DEER:HVAC_Eff_HP | 1.0289 | 0.00014222 | 0.55076 | SWHC004-06 | 16.0311 | 2024 | 7.22 | 2024 | 0 | 0 |  | Com HVAC Boilers - ZEAS 2030 - Hot-Dry ¦ SDG&E ¦ Hot-Dry | Com HVAC Boilers - ZEAS 2030 - Hot-Dry | 21.5364 | 1 | 0.89024 | CBSA 2014 | -1.1375 | 2012 | 0.2 | SWHC004-06
COM-HVAC-40-ZEAS.91 | Com ¦ Code Hot Water Boiler (84% eff.) - ZEAS 2030 - Hot-Dry ¦ SDG&E ¦ Hot-Dry | Com ¦ Code Hot Water Boiler (84% eff.) - ZEAS 2030 - Hot-Dry | SDG&E ¦ Hot-Dry | SDG&E | All | Gas | Code HVAC Space Heating Boiler | Average Existing and Code |  | 2030 | 1 | Conventional | HVAC | Com - Other | Com | ROB and NEW | 0 | 1000 sqft2 of floor space | Cap-kBTUh | 20 | DEER:HVAC_Eff_HP | 1.0289 | 0.00014222 | 0.55076 | SWHC004-06 | 16.0311 | 2024 | 7.22 | 2024 | 0 | 0 |  | Com HVAC Boilers - ZEAS 2030 - Hot-Dry ¦ SDG&E ¦ Hot-Dry | Com HVAC Boilers - ZEAS 2030 - Hot-Dry | 0 | 1 | 0 | CBSA 2014 | -2.6085 | 2012 | 0.2 | SWHC004-06
COM-HVAC-40-ZEAS.92 | Com ¦ Code Hot Water Boiler (84% eff.) - ZEAS 2030 - Hot-Dry ¦ SDG&E ¦ Hot-Dry | Com ¦ Code Hot Water Boiler (84% eff.) - ZEAS 2030 - Hot-Dry | SDG&E ¦ Hot-Dry | SDG&E | All | Gas | Code HVAC Space Heating Boiler | Average Existing and Code |  | 2030 | 1 | Conventional | HVAC | Com - Refrig. Warehouse | Com | ROB and NEW | 0 | 1000 sqft2 of floor space | Cap-kBTUh | 20 | DEER:HVAC_Eff_HP | 1.0289 | 0.00014222 | 0.55076 | SWHC004-06 | 16.0311 | 2024 | 7.22 | 2024 | 0 | 0 |  | Com HVAC Boilers - ZEAS 2030 - Hot-Dry ¦ SDG&E ¦ Hot-Dry | Com HVAC Boilers - ZEAS 2030 - Hot-Dry | 0 | 1 | 0 | CBSA 2014 | -0.43189 | 2012 | 0.2 | SWHC004-06
COM-HVAC-40-ZEAS.93 | Com ¦ Code Hot Water Boiler (84% eff.) - ZEAS 2030 - Hot-Dry ¦ SDG&E ¦ Hot-Dry | Com ¦ Code Hot Water Boiler (84% eff.) - ZEAS 2030 - Hot-Dry | SDG&E ¦ Hot-Dry | SDG&E | All | Gas | Code HVAC Space Heating Boiler | Average Existing and Code |  | 2030 | 1 | Conventional | HVAC | Com - Restaurant | Com | ROB and NEW | 0 | 1000 sqft2 of floor space | Cap-kBTUh | 20 | DEER:HVAC_Eff_HP | 1.0289 | 0.00014222 | 0.55076 | SWHC004-06 | 16.0311 | 2024 | 7.22 | 2024 | 0 | 0 |  | Com HVAC Boilers - ZEAS 2030 - Hot-Dry ¦ SDG&E ¦ Hot-Dry | Com HVAC Boilers - ZEAS 2030 - Hot-Dry | 0 | 1 | 0 | CBSA 2014 | -0.43203 | 2012 | 0.2 | SWHC004-06
COM-HVAC-40-ZEAS.94 | Com ¦ Code Hot Water Boiler (84% eff.) - ZEAS 2030 - Hot-Dry ¦ SDG&E ¦ Hot-Dry | Com ¦ Code Hot Water Boiler (84% eff.) - ZEAS 2030 - Hot-Dry | SDG&E ¦ Hot-Dry | SDG&E | All | Gas | Code HVAC Space Heating Boiler | Average Existing and Code |  | 2030 | 1 | Conventional | HVAC | Com - Retail | Com | ROB and NEW | 0 | 1000 sqft2 of floor space | Cap-kBTUh | 20 | DEER:HVAC_Eff_HP | 1.0289 | 0.00014222 | 0.55076 | SWHC004-06 | 16.0311 | 2024 | 7.22 | 2024 | 0 | 0 |  | Com HVAC Boilers - ZEAS 2030 - Hot-Dry ¦ SDG&E ¦ Hot-Dry | Com HVAC Boilers - ZEAS 2030 - Hot-Dry | 2.3901 | 1 | 0.89024 | CBSA 2014 | -3.0828 | 2012 | 0.2 | SWHC004-06
COM-HVAC-40-ZEAS.95 | Com ¦ Code Hot Water Boiler (84% eff.) - ZEAS 2030 - Hot-Dry ¦ SDG&E ¦ Hot-Dry | Com ¦ Code Hot Water Boiler (84% eff.) - ZEAS 2030 - Hot-Dry | SDG&E ¦ Hot-Dry | SDG&E | All | Gas | Code HVAC Space Heating Boiler | Average Existing and Code |  | 2030 | 1 | Conventional | HVAC | Com - School | Com | ROB and NEW | 0 | 1000 sqft2 of floor space | Cap-kBTUh | 20 | DEER:HVAC_Eff_HP | 1.0289 | 0.00014222 | 0.55076 | SWHC004-06 | 16.0311 | 2024 | 7.22 | 2024 | 0 | 0 |  | Com HVAC Boilers - ZEAS 2030 - Hot-Dry ¦ SDG&E ¦ Hot-Dry | Com HVAC Boilers - ZEAS 2030 - Hot-Dry | 10.6579 | 1 | 0.89024 | CBSA 2014 | -1.4277 | 2012 | 0.2 | SWHC004-06
COM-HVAC-40-ZEAS.96 | Com ¦ Code Hot Water Boiler (84% eff.) - ZEAS 2030 - Hot-Dry ¦ SDG&E ¦ Hot-Dry | Com ¦ Code Hot Water Boiler (84% eff.) - ZEAS 2030 - Hot-Dry | SDG&E ¦ Hot-Dry | SDG&E | All | Gas | Code HVAC Space Heating Boiler | Average Existing and Code |  | 2030 | 1 | Conventional | HVAC | Com - Warehouse | Com | ROB and NEW | 0 | 1000 sqft2 of floor space | Cap-kBTUh | 20 | DEER:HVAC_Eff_HP | 1.0289 | 0.00014222 | 0.55076 | SWHC004-06 | 16.0311 | 2024 | 7.22 | 2024 | 0 | 0 |  | Com HVAC Boilers - ZEAS 2030 - Hot-Dry ¦ SDG&E ¦ Hot-Dry | Com HVAC Boilers - ZEAS 2030 - Hot-Dry | 0 | 1 | 0 | CBSA 2014 | -2.6301 | 2012 | 0.2 | SWHC004-06
COM-HVAC-41-ZEAS.1 | Com ¦ Efficient Hot Water Boilers (94% eff.) - ZEAS 2030 - Marine ¦ PG&E ¦ Marine | Com ¦ Efficient Hot Water Boilers (94% eff.) - ZEAS 2030 - Marine | PG&E ¦ Marine | PG&E | All | Gas | Efficient HVAC Space Heating Boiler | Efficient | 2030 |  | 1 | Conventional | HVAC | Com - College | Com | ROB and NEW | 0 | 1000 sqft2 of floor space | Cap-kBTUh | 20 | DEER:HVAC_Eff_HP | 0 | 0 | 0 | SWHC004-06 | 22.0244 | 2024 | 7.4178 | 2024 | 0 | 0 |  | Com HVAC Boilers - ZEAS 2030 - Marine ¦ PG&E ¦ Marine | Com HVAC Boilers - ZEAS 2030 - Marine | 10.3878 | 1 | 0.10976 | CBSA 2014 | 0 | 2032 | 0.2 | SWHC004-06
COM-HVAC-41-ZEAS.2 | Com ¦ Efficient Hot Water Boilers (94% eff.) - ZEAS 2030 - Marine ¦ PG&E ¦ Marine | Com ¦ Efficient Hot Water Boilers (94% eff.) - ZEAS 2030 - Marine | PG&E ¦ Marine | PG&E | All | Gas | Efficient HVAC Space Heating Boiler | Efficient | 2030 |  | 1 | Conventional | HVAC | Com - Grocery | Com | ROB and NEW | 0 | 1000 sqft2 of floor space | Cap-kBTUh | 20 | DEER:HVAC_Eff_HP | 0 | 0 | 0 | SWHC004-06 | 22.0244 | 2024 | 7.4178 | 2024 | 0 | 0 |  | Com HVAC Boilers - ZEAS 2030 - Marine ¦ PG&E ¦ Marine | Com HVAC Boilers - ZEAS 2030 - Marine | 0 | 1 | 0 | CBSA 2014 | 0 | 2032 | 0.2 | SWHC004-06
COM-HVAC-41-ZEAS.3 | Com ¦ Efficient Hot Water Boilers (94% eff.) - ZEAS 2030 - Marine ¦ PG&E ¦ Marine | Com ¦ Efficient Hot Water Boilers (94% eff.) - ZEAS 2030 - Marine | PG&E ¦ Marine | PG&E | All | Gas | Efficient HVAC Space Heating Boiler | Efficient | 2030 |  | 1 | Conventional | HVAC | Com - Health | Com | ROB and NEW | 0 | 1000 sqft2 of floor space | Cap-kBTUh | 20 | DEER:HVAC_Eff_HP | 0 | 0 | 0 | SWHC004-06 | 22.0244 | 2024 | 7.4178 | 2024 | 0 | 0 |  | Com HVAC Boilers - ZEAS 2030 - Marine ¦ PG&E ¦ Marine | Com HVAC Boilers - ZEAS 2030 - Marine | 8.5975 | 1 | 0.10976 | CBSA 2014 | 0 | 2032 | 0.2 | SWHC004-06
COM-HVAC-41-ZEAS.4 | Com ¦ Efficient Hot Water Boilers (94% eff.) - ZEAS 2030 - Marine ¦ PG&E ¦ Marine | Com ¦ Efficient Hot Water Boilers (94% eff.) - ZEAS 2030 - Marine | PG&E ¦ Marine | PG&E | All | Gas | Efficient HVAC Space Heating Boiler | Efficient | 2030 |  | 1 | Conventional | HVAC | Com - Lodging | Com | ROB and NEW | 0 | 1000 sqft2 of floor space | Cap-kBTUh | 20 | DEER:HVAC_Eff_HP | 0 | 0 | 0 | SWHC004-06 | 22.0244 | 2024 | 7.4178 | 2024 | 0 | 0 |  | Com HVAC Boilers - ZEAS 2030 - Marine ¦ PG&E ¦ Marine | Com HVAC Boilers - ZEAS 2030 - Marine | 3.4333 | 1 | 0.10976 | CBSA 2014 | 0 | 2032 | 0.2 | SWHC004-06
COM-HVAC-41-ZEAS.5 | Com ¦ Efficient Hot Water Boilers (94% eff.) - ZEAS 2030 - Marine ¦ PG&E ¦ Marine | Com ¦ Efficient Hot Water Boilers (94% eff.) - ZEAS 2030 - Marine | PG&E ¦ Marine | PG&E | All | Gas | Efficient HVAC Space Heating Boiler | Efficient | 2030 |  | 1 | Conventional | HVAC | Com - Office (Large) | Com | ROB and NEW | 0 | 1000 sqft2 of floor space | Cap-kBTUh | 20 | DEER:HVAC_Eff_HP | 0 | 0 | 0 | SWHC004-06 | 22.0244 | 2024 | 7.4178 | 2024 | 0 | 0 |  | Com HVAC Boilers - ZEAS 2030 - Marine ¦ PG&E ¦ Marine | Com HVAC Boilers - ZEAS 2030 - Marine | 14.0309 | 1 | 0.10976 | CBSA 2014 | 0 | 2032 | 0.2 | SWHC004-06
COM-HVAC-41-ZEAS.6 | Com ¦ Efficient Hot Water Boilers (94% eff.) - ZEAS 2030 - Marine ¦ PG&E ¦ Marine | Com ¦ Efficient Hot Water Boilers (94% eff.) - ZEAS 2030 - Marine | PG&E ¦ Marine | PG&E | All | Gas | Efficient HVAC Space Heating Boiler | Efficient | 2030 |  | 1 | Conventional | HVAC | Com - Office (Small) | Com | ROB and NEW | 0 | 1000 sqft2 of floor space | Cap-kBTUh | 20 | DEER:HVAC_Eff_HP | 0 | 0 | 0 | SWHC004-06 | 22.0244 | 2024 | 7.4178 | 2024 | 0 | 0 |  | Com HVAC Boilers - ZEAS 2030 - Marine ¦ PG&E ¦ Marine | Com HVAC Boilers - ZEAS 2030 - Marine | 25.824 | 1 | 0.10976 | CBSA 2014 | 0 | 2032 | 0.2 | SWHC004-06
COM-HVAC-41-ZEAS.7 | Com ¦ Efficient Hot Water Boilers (94% eff.) - ZEAS 2030 - Marine ¦ PG&E ¦ Marine | Com ¦ Efficient Hot Water Boilers (94% eff.) - ZEAS 2030 - Marine | PG&E ¦ Marine | PG&E | All | Gas | Efficient HVAC Space Heating Boiler | Efficient | 2030 |  | 1 | Conventional | HVAC | Com - Other | Com | ROB and NEW | 0 | 1000 sqft2 of floor space | Cap-kBTUh | 20 | DEER:HVAC_Eff_HP | 0 | 0 | 0 | SWHC004-06 | 22.0244 | 2024 | 7.4178 | 2024 | 0 | 0 |  | Com HVAC Boilers - ZEAS 2030 - Marine ¦ PG&E ¦ Marine | Com HVAC Boilers - ZEAS 2030 - Marine | 0 | 1 | 0 | CBSA 2014 | 0 | 2032 | 0.2 | SWHC004-06
COM-HVAC-41-ZEAS.8 | Com ¦ Efficient Hot Water Boilers (94% eff.) - ZEAS 2030 - Marine ¦ PG&E ¦ Marine | Com ¦ Efficient Hot Water Boilers (94% eff.) - ZEAS 2030 - Marine | PG&E ¦ Marine | PG&E | All | Gas | Efficient HVAC Space Heating Boiler | Efficient | 2030 |  | 1 | Conventional | HVAC | Com - Refrig. Warehouse | Com | ROB and NEW | 0 | 1000 sqft2 of floor space | Cap-kBTUh | 20 | DEER:HVAC_Eff_HP | 0 | 0 | 0 | SWHC004-06 | 22.0244 | 2024 | 7.4178 | 2024 | 0 | 0 |  | Com HVAC Boilers - ZEAS 2030 - Marine ¦ PG&E ¦ Marine | Com HVAC Boilers - ZEAS 2030 - Marine | 0 | 1 | 0 | CBSA 2014 | 0 | 2032 | 0.2 | SWHC004-06
COM-HVAC-41-ZEAS.9 | Com ¦ Efficient Hot Water Boilers (94% eff.) - ZEAS 2030 - Marine ¦ PG&E ¦ Marine | Com ¦ Efficient Hot Water Boilers (94% eff.) - ZEAS 2030 - Marine | PG&E ¦ Marine | PG&E | All | Gas | Efficient HVAC Space Heating Boiler | Efficient | 2030 |  | 1 | Conventional | HVAC | Com - Restaurant | Com | ROB and NEW | 0 | 1000 sqft2 of floor space | Cap-kBTUh | 20 | DEER:HVAC_Eff_HP | 0 | 0 | 0 | SWHC004-06 | 22.0244 | 2024 | 7.4178 | 2024 | 0 | 0 |  | Com HVAC Boilers - ZEAS 2030 - Marine ¦ PG&E ¦ Marine | Com HVAC Boilers - ZEAS 2030 - Marine | 0 | 1 | 0 | CBSA 2014 | 0 | 2032 | 0.2 | SWHC004-06
COM-HVAC-41-ZEAS.10 | Com ¦ Efficient Hot Water Boilers (94% eff.) - ZEAS 2030 - Marine ¦ PG&E ¦ Marine | Com ¦ Efficient Hot Water Boilers (94% eff.) - ZEAS 2030 - Marine | PG&E ¦ Marine | PG&E | All | Gas | Efficient HVAC Space Heating Boiler | Efficient | 2030 |  | 1 | Conventional | HVAC | Com - Retail | Com | ROB and NEW | 0 | 1000 sqft2 of floor space | Cap-kBTUh | 20 | DEER:HVAC_Eff_HP | 0 | 0 | 0 | SWHC004-06 | 22.0244 | 2024 | 7.4178 | 2024 | 0 | 0 |  | Com HVAC Boilers - ZEAS 2030 - Marine ¦ PG&E ¦ Marine | Com HVAC Boilers - ZEAS 2030 - Marine | 3.813 | 1 | 0.10976 | CBSA 2014 | 0 | 2032 | 0.2 | SWHC004-06
COM-HVAC-41-ZEAS.11 | Com ¦ Efficient Hot Water Boilers (94% eff.) - ZEAS 2030 - Marine ¦ PG&E ¦ Marine | Com ¦ Efficient Hot Water Boilers (94% eff.) - ZEAS 2030 - Marine | PG&E ¦ Marine | PG&E | All | Gas | Efficient HVAC Space Heating Boiler | Efficient | 2030 |  | 1 | Conventional | HVAC | Com - School | Com | ROB and NEW | 0 | 1000 sqft2 of floor space | Cap-kBTUh | 20 | DEER:HVAC_Eff_HP | 0 | 0 | 0 | SWHC004-06 | 22.0244 | 2024 | 7.4178 | 2024 | 0 | 0 |  | Com HVAC Boilers - ZEAS 2030 - Marine ¦ PG&E ¦ Marine | Com HVAC Boilers - ZEAS 2030 - Marine | 12.418 | 1 | 0.10976 | CBSA 2014 | 0 | 2032 | 0.2 | SWHC004-06
COM-HVAC-41-ZEAS.12 | Com ¦ Efficient Hot Water Boilers (94% eff.) - ZEAS 2030 - Marine ¦ PG&E ¦ Marine | Com ¦ Efficient Hot Water Boilers (94% eff.) - ZEAS 2030 - Marine | PG&E ¦ Marine | PG&E | All | Gas | Efficient HVAC Space Heating Boiler | Efficient | 2030 |  | 1 | Conventional | HVAC | Com - Warehouse | Com | ROB and NEW | 0 | 1000 sqft2 of floor space | Cap-kBTUh | 20 | DEER:HVAC_Eff_HP | 0 | 0 | 0 | SWHC004-06 | 22.0244 | 2024 | 7.4178 | 2024 | 0 | 0 |  | Com HVAC Boilers - ZEAS 2030 - Marine ¦ PG&E ¦ Marine | Com HVAC Boilers - ZEAS 2030 - Marine | 0 | 1 | 0 | CBSA 2014 | 0 | 2032 | 0.2 | SWHC004-06
COM-HVAC-41-ZEAS.13 | Com ¦ Efficient Hot Water Boilers (94% eff.) - ZEAS 2030 - Hot-Dry ¦ PG&E ¦ Hot-Dry | Com ¦ Efficient Hot Water Boilers (94% eff.) - ZEAS 2030 - Hot-Dry | PG&E ¦ Hot-Dry | PG&E | All | Gas | Efficient HVAC Space Heating Boiler | Efficient | 2030 |  | 1 | Conventional | HVAC | Com - College | Com | ROB and NEW | 0 | 1000 sqft2 of floor space | Cap-kBTUh | 20 | DEER:HVAC_Eff_HP | 0 | 0 | 0 | SWHC004-06 | 22.0244 | 2024 | 7.4178 | 2024 | 0 | 0 |  | Com HVAC Boilers - ZEAS 2030 - Hot-Dry ¦ PG&E ¦ Hot-Dry | Com HVAC Boilers - ZEAS 2030 - Hot-Dry | 10.3878 | 1 | 0.10976 | CBSA 2014 | 0 | 2032 | 0.2 | SWHC004-06
COM-HVAC-41-ZEAS.14 | Com ¦ Efficient Hot Water Boilers (94% eff.) - ZEAS 2030 - Hot-Dry ¦ PG&E ¦ Hot-Dry | Com ¦ Efficient Hot Water Boilers (94% eff.) - ZEAS 2030 - Hot-Dry | PG&E ¦ Hot-Dry | PG&E | All | Gas | Efficient HVAC Space Heating Boiler | Efficient | 2030 |  | 1 | Conventional | HVAC | Com - Grocery | Com | ROB and NEW | 0 | 1000 sqft2 of floor space | Cap-kBTUh | 20 | DEER:HVAC_Eff_HP | 0 | 0 | 0 | SWHC004-06 | 22.0244 | 2024 | 7.4178 | 2024 | 0 | 0 |  | Com HVAC Boilers - ZEAS 2030 - Hot-Dry ¦ PG&E ¦ Hot-Dry | Com HVAC Boilers - ZEAS 2030 - Hot-Dry | 0 | 1 | 0 | CBSA 2014 | 0 | 2032 | 0.2 | SWHC004-06
COM-HVAC-41-ZEAS.15 | Com ¦ Efficient Hot Water Boilers (94% eff.) - ZEAS 2030 - Hot-Dry ¦ PG&E ¦ Hot-Dry | Com ¦ Efficient Hot Water Boilers (94% eff.) - ZEAS 2030 - Hot-Dry | PG&E ¦ Hot-Dry | PG&E | All | Gas | Efficient HVAC Space Heating Boiler | Efficient | 2030 |  | 1 | Conventional | HVAC | Com - Health | Com | ROB and NEW | 0 | 1000 sqft2 of floor space | Cap-kBTUh | 20 | DEER:HVAC_Eff_HP | 0 | 0 | 0 | SWHC004-06 | 22.0244 | 2024 | 7.4178 | 2024 | 0 | 0 |  | Com HVAC Boilers - ZEAS 2030 - Hot-Dry ¦ PG&E ¦ Hot-Dry | Com HVAC Boilers - ZEAS 2030 - Hot-Dry | 8.5975 | 1 | 0.10976 | CBSA 2014 | 0 | 2032 | 0.2 | SWHC004-06
COM-HVAC-41-ZEAS.16 | Com ¦ Efficient Hot Water Boilers (94% eff.) - ZEAS 2030 - Hot-Dry ¦ PG&E ¦ Hot-Dry | Com ¦ Efficient Hot Water Boilers (94% eff.) - ZEAS 2030 - Hot-Dry | PG&E ¦ Hot-Dry | PG&E | All | Gas | Efficient HVAC Space Heating Boiler | Efficient | 2030 |  | 1 | Conventional | HVAC | Com - Lodging | Com | ROB and NEW | 0 | 1000 sqft2 of floor space | Cap-kBTUh | 20 | DEER:HVAC_Eff_HP | 0 | 0 | 0 | SWHC004-06 | 22.0244 | 2024 | 7.4178 | 2024 | 0 | 0 |  | Com HVAC Boilers - ZEAS 2030 - Hot-Dry ¦ PG&E ¦ Hot-Dry | Com HVAC Boilers - ZEAS 2030 - Hot-Dry | 3.4333 | 1 | 0.10976 | CBSA 2014 | 0 | 2032 | 0.2 | SWHC004-06
COM-HVAC-41-ZEAS.17 | Com ¦ Efficient Hot Water Boilers (94% eff.) - ZEAS 2030 - Hot-Dry ¦ PG&E ¦ Hot-Dry | Com ¦ Efficient Hot Water Boilers (94% eff.) - ZEAS 2030 - Hot-Dry | PG&E ¦ Hot-Dry | PG&E | All | Gas | Efficient HVAC Space Heating Boiler | Efficient | 2030 |  | 1 | Conventional | HVAC | Com - Office (Large) | Com | ROB and NEW | 0 | 1000 sqft2 of floor space | Cap-kBTUh | 20 | DEER:HVAC_Eff_HP | 0 | 0 | 0 | SWHC004-06 | 22.0244 | 2024 | 7.4178 | 2024 | 0 | 0 |  | Com HVAC Boilers - ZEAS 2030 - Hot-Dry ¦ PG&E ¦ Hot-Dry | Com HVAC Boilers - ZEAS 2030 - Hot-Dry | 14.0309 | 1 | 0.10976 | CBSA 2014 | 0 | 2032 | 0.2 | SWHC004-06
COM-HVAC-41-ZEAS.18 | Com ¦ Efficient Hot Water Boilers (94% eff.) - ZEAS 2030 - Hot-Dry ¦ PG&E ¦ Hot-Dry | Com ¦ Efficient Hot Water Boilers (94% eff.) - ZEAS 2030 - Hot-Dry | PG&E ¦ Hot-Dry | PG&E | All | Gas | Efficient HVAC Space Heating Boiler | Efficient | 2030 |  | 1 | Conventional | HVAC | Com - Office (Small) | Com | ROB and NEW | 0 | 1000 sqft2 of floor space | Cap-kBTUh | 20 | DEER:HVAC_Eff_HP | 0 | 0 | 0 | SWHC004-06 | 22.0244 | 2024 | 7.4178 | 2024 | 0 | 0 |  | Com HVAC Boilers - ZEAS 2030 - Hot-Dry ¦ PG&E ¦ Hot-Dry | Com HVAC Boilers - ZEAS 2030 - Hot-Dry | 25.824 | 1 | 0.10976 | CBSA 2014 | 0 | 2032 | 0.2 | SWHC004-06
COM-HVAC-41-ZEAS.19 | Com ¦ Efficient Hot Water Boilers (94% eff.) - ZEAS 2030 - Hot-Dry ¦ PG&E ¦ Hot-Dry | Com ¦ Efficient Hot Water Boilers (94% eff.) - ZEAS 2030 - Hot-Dry | PG&E ¦ Hot-Dry | PG&E | All | Gas | Efficient HVAC Space Heating Boiler | Efficient | 2030 |  | 1 | Conventional | HVAC | Com - Other | Com | ROB and NEW | 0 | 1000 sqft2 of floor space | Cap-kBTUh | 20 | DEER:HVAC_Eff_HP | 0 | 0 | 0 | SWHC004-06 | 22.0244 | 2024 | 7.4178 | 2024 | 0 | 0 |  | Com HVAC Boilers - ZEAS 2030 - Hot-Dry ¦ PG&E ¦ Hot-Dry | Com HVAC Boilers - ZEAS 2030 - Hot-Dry | 0 | 1 | 0 | CBSA 2014 | 0 | 2032 | 0.2 | SWHC004-06
COM-HVAC-41-ZEAS.20 | Com ¦ Efficient Hot Water Boilers (94% eff.) - ZEAS 2030 - Hot-Dry ¦ PG&E ¦ Hot-Dry | Com ¦ Efficient Hot Water Boilers (94% eff.) - ZEAS 2030 - Hot-Dry | PG&E ¦ Hot-Dry | PG&E | All | Gas | Efficient HVAC Space Heating Boiler | Efficient | 2030 |  | 1 | Conventional | HVAC | Com - Refrig. Warehouse | Com | ROB and NEW | 0 | 1000 sqft2 of floor space | Cap-kBTUh | 20 | DEER:HVAC_Eff_HP | 0 | 0 | 0 | SWHC004-06 | 22.0244 | 2024 | 7.4178 | 2024 | 0 | 0 |  | Com HVAC Boilers - ZEAS 2030 - Hot-Dry ¦ PG&E ¦ Hot-Dry | Com HVAC Boilers - ZEAS 2030 - Hot-Dry | 0 | 1 | 0 | CBSA 2014 | 0 | 2032 | 0.2 | SWHC004-06
COM-HVAC-41-ZEAS.21 | Com ¦ Efficient Hot Water Boilers (94% eff.) - ZEAS 2030 - Hot-Dry ¦ PG&E ¦ Hot-Dry | Com ¦ Efficient Hot Water Boilers (94% eff.) - ZEAS 2030 - Hot-Dry | PG&E ¦ Hot-Dry | PG&E | All | Gas | Efficient HVAC Space Heating Boiler | Efficient | 2030 |  | 1 | Conventional | HVAC | Com - Restaurant | Com | ROB and NEW | 0 | 1000 sqft2 of floor space | Cap-kBTUh | 20 | DEER:HVAC_Eff_HP | 0 | 0 | 0 | SWHC004-06 | 22.0244 | 2024 | 7.4178 | 2024 | 0 | 0 |  | Com HVAC Boilers - ZEAS 2030 - Hot-Dry ¦ PG&E ¦ Hot-Dry | Com HVAC Boilers - ZEAS 2030 - Hot-Dry | 0 | 1 | 0 | CBSA 2014 | 0 | 2032 | 0.2 | SWHC004-06
COM-HVAC-41-ZEAS.22 | Com ¦ Efficient Hot Water Boilers (94% eff.) - ZEAS 2030 - Hot-Dry ¦ PG&E ¦ Hot-Dry | Com ¦ Efficient Hot Water Boilers (94% eff.) - ZEAS 2030 - Hot-Dry | PG&E ¦ Hot-Dry | PG&E | All | Gas | Efficient HVAC Space Heating Boiler | Efficient | 2030 |  | 1 | Conventional | HVAC | Com - Retail | Com | ROB and NEW | 0 | 1000 sqft2 of floor space | Cap-kBTUh | 20 | DEER:HVAC_Eff_HP | 0 | 0 | 0 | SWHC004-06 | 22.0244 | 2024 | 7.4178 | 2024 | 0 | 0 |  | Com HVAC Boilers - ZEAS 2030 - Hot-Dry ¦ PG&E ¦ Hot-Dry | Com HVAC Boilers - ZEAS 2030 - Hot-Dry | 3.813 | 1 | 0.10976 | CBSA 2014 | 0 | 2032 | 0.2 | SWHC004-06
COM-HVAC-41-ZEAS.23 | Com ¦ Efficient Hot Water Boilers (94% eff.) - ZEAS 2030 - Hot-Dry ¦ PG&E ¦ Hot-Dry | Com ¦ Efficient Hot Water Boilers (94% eff.) - ZEAS 2030 - Hot-Dry | PG&E ¦ Hot-Dry | PG&E | All | Gas | Efficient HVAC Space Heating Boiler | Efficient | 2030 |  | 1 | Conventional | HVAC | Com - School | Com | ROB and NEW | 0 | 1000 sqft2 of floor space | Cap-kBTUh | 20 | DEER:HVAC_Eff_HP | 0 | 0 | 0 | SWHC004-06 | 22.0244 | 2024 | 7.4178 | 2024 | 0 | 0 |  | Com HVAC Boilers - ZEAS 2030 - Hot-Dry ¦ PG&E ¦ Hot-Dry | Com HVAC Boilers - ZEAS 2030 - Hot-Dry | 12.418 | 1 | 0.10976 | CBSA 2014 | 0 | 2032 | 0.2 | SWHC004-06
COM-HVAC-41-ZEAS.24 | Com ¦ Efficient Hot Water Boilers (94% eff.) - ZEAS 2030 - Hot-Dry ¦ PG&E ¦ Hot-Dry | Com ¦ Efficient Hot Water Boilers (94% eff.) - ZEAS 2030 - Hot-Dry | PG&E ¦ Hot-Dry | PG&E | All | Gas | Efficient HVAC Space Heating Boiler | Efficient | 2030 |  | 1 | Conventional | HVAC | Com - Warehouse | Com | ROB and NEW | 0 | 1000 sqft2 of floor space | Cap-kBTUh | 20 | DEER:HVAC_Eff_HP | 0 | 0 | 0 | SWHC004-06 | 22.0244 | 2024 | 7.4178 | 2024 | 0 | 0 |  | Com HVAC Boilers - ZEAS 2030 - Hot-Dry ¦ PG&E ¦ Hot-Dry | Com HVAC Boilers - ZEAS 2030 - Hot-Dry | 0 | 1 | 0 | CBSA 2014 | 0 | 2032 | 0.2 | SWHC004-06
COM-HVAC-41-ZEAS.25 | Com ¦ Efficient Hot Water Boilers (94% eff.) - ZEAS 2030 - Cold ¦ PG&E ¦ Cold | Com ¦ Efficient Hot Water Boilers (94% eff.) - ZEAS 2030 - Cold | PG&E ¦ Cold | PG&E | All | Gas | Efficient HVAC Space Heating Boiler | Efficient | 2030 |  | 1 | Conventional | HVAC | Com - College | Com | ROB and NEW | 0 | 1000 sqft2 of floor space | Cap-kBTUh | 20 | DEER:HVAC_Eff_HP | 0 | 0 | 0 | SWHC004-06 | 22.0244 | 2024 | 7.4178 | 2024 | 0 | 0 |  | Com HVAC Boilers - ZEAS 2030 - Cold ¦ PG&E ¦ Cold | Com HVAC Boilers - ZEAS 2030 - Cold | 10.3878 | 1 | 0.10976 | CBSA 2014 | 0 | 2032 | 0.2 | SWHC004-06
COM-HVAC-41-ZEAS.26 | Com ¦ Efficient Hot Water Boilers (94% eff.) - ZEAS 2030 - Cold ¦ PG&E ¦ Cold | Com ¦ Efficient Hot Water Boilers (94% eff.) - ZEAS 2030 - Cold | PG&E ¦ Cold | PG&E | All | Gas | Efficient HVAC Space Heating Boiler | Efficient | 2030 |  | 1 | Conventional | HVAC | Com - Grocery | Com | ROB and NEW | 0 | 1000 sqft2 of floor space | Cap-kBTUh | 20 | DEER:HVAC_Eff_HP | 0 | 0 | 0 | SWHC004-06 | 22.0244 | 2024 | 7.4178 | 2024 | 0 | 0 |  | Com HVAC Boilers - ZEAS 2030 - Cold ¦ PG&E ¦ Cold | Com HVAC Boilers - ZEAS 2030 - Cold | 0 | 1 | 0 | CBSA 2014 | 0 | 2032 | 0.2 | SWHC004-06
COM-HVAC-41-ZEAS.27 | Com ¦ Efficient Hot Water Boilers (94% eff.) - ZEAS 2030 - Cold ¦ PG&E ¦ Cold | Com ¦ Efficient Hot Water Boilers (94% eff.) - ZEAS 2030 - Cold | PG&E ¦ Cold | PG&E | All | Gas | Efficient HVAC Space Heating Boiler | Efficient | 2030 |  | 1 | Conventional | HVAC | Com - Health | Com | ROB and NEW | 0 | 1000 sqft2 of floor space | Cap-kBTUh | 20 | DEER:HVAC_Eff_HP | 0 | 0 | 0 | SWHC004-06 | 22.0244 | 2024 | 7.4178 | 2024 | 0 | 0 |  | Com HVAC Boilers - ZEAS 2030 - Cold ¦ PG&E ¦ Cold | Com HVAC Boilers - ZEAS 2030 - Cold | 8.5975 | 1 | 0.10976 | CBSA 2014 | 0 | 2032 | 0.2 | SWHC004-06
COM-HVAC-41-ZEAS.28 | Com ¦ Efficient Hot Water Boilers (94% eff.) - ZEAS 2030 - Cold ¦ PG&E ¦ Cold | Com ¦ Efficient Hot Water Boilers (94% eff.) - ZEAS 2030 - Cold | PG&E ¦ Cold | PG&E | All | Gas | Efficient HVAC Space Heating Boiler | Efficient | 2030 |  | 1 | Conventional | HVAC | Com - Lodging | Com | ROB and NEW | 0 | 1000 sqft2 of floor space | Cap-kBTUh | 20 | DEER:HVAC_Eff_HP | 0 | 0 | 0 | SWHC004-06 | 22.0244 | 2024 | 7.4178 | 2024 | 0 | 0 |  | Com HVAC Boilers - ZEAS 2030 - Cold ¦ PG&E ¦ Cold | Com HVAC Boilers - ZEAS 2030 - Cold | 3.4333 | 1 | 0.10976 | CBSA 2014 | 0 | 2032 | 0.2 | SWHC004-06
COM-HVAC-41-ZEAS.29 | Com ¦ Efficient Hot Water Boilers (94% eff.) - ZEAS 2030 - Cold ¦ PG&E ¦ Cold | Com ¦ Efficient Hot Water Boilers (94% eff.) - ZEAS 2030 - Cold | PG&E ¦ Cold | PG&E | All | Gas | Efficient HVAC Space Heating Boiler | Efficient | 2030 |  | 1 | Conventional | HVAC | Com - Office (Large) | Com | ROB and NEW | 0 | 1000 sqft2 of floor space | Cap-kBTUh | 20 | DEER:HVAC_Eff_HP | 0 | 0 | 0 | SWHC004-06 | 22.0244 | 2024 | 7.4178 | 2024 | 0 | 0 |  | Com HVAC Boilers - ZEAS 2030 - Cold ¦ PG&E ¦ Cold | Com HVAC Boilers - ZEAS 2030 - Cold | 14.0309 | 1 | 0.10976 | CBSA 2014 | 0 | 2032 | 0.2 | SWHC004-06
COM-HVAC-41-ZEAS.30 | Com ¦ Efficient Hot Water Boilers (94% eff.) - ZEAS 2030 - Cold ¦ PG&E ¦ Cold | Com ¦ Efficient Hot Water Boilers (94% eff.) - ZEAS 2030 - Cold | PG&E ¦ Cold | PG&E | All | Gas | Efficient HVAC Space Heating Boiler | Efficient | 2030 |  | 1 | Conventional | HVAC | Com - Office (Small) | Com | ROB and NEW | 0 | 1000 sqft2 of floor space | Cap-kBTUh | 20 | DEER:HVAC_Eff_HP | 0 | 0 | 0 | SWHC004-06 | 22.0244 | 2024 | 7.4178 | 2024 | 0 | 0 |  | Com HVAC Boilers - ZEAS 2030 - Cold ¦ PG&E ¦ Cold | Com HVAC Boilers - ZEAS 2030 - Cold | 25.824 | 1 | 0.10976 | CBSA 2014 | 0 | 2032 | 0.2 | SWHC004-06
COM-HVAC-41-ZEAS.31 | Com ¦ Efficient Hot Water Boilers (94% eff.) - ZEAS 2030 - Cold ¦ PG&E ¦ Cold | Com ¦ Efficient Hot Water Boilers (94% eff.) - ZEAS 2030 - Cold | PG&E ¦ Cold | PG&E | All | Gas | Efficient HVAC Space Heating Boiler | Efficient | 2030 |  | 1 | Conventional | HVAC | Com - Other | Com | ROB and NEW | 0 | 1000 sqft2 of floor space | Cap-kBTUh | 20 | DEER:HVAC_Eff_HP | 0 | 0 | 0 | SWHC004-06 | 22.0244 | 2024 | 7.4178 | 2024 | 0 | 0 |  | Com HVAC Boilers - ZEAS 2030 - Cold ¦ PG&E ¦ Cold | Com HVAC Boilers - ZEAS 2030 - Cold | 0 | 1 | 0 | CBSA 2014 | 0 | 2032 | 0.2 | SWHC004-06
COM-HVAC-41-ZEAS.32 | Com ¦ Efficient Hot Water Boilers (94% eff.) - ZEAS 2030 - Cold ¦ PG&E ¦ Cold | Com ¦ Efficient Hot Water Boilers (94% eff.) - ZEAS 2030 - Cold | PG&E ¦ Cold | PG&E | All | Gas | Efficient HVAC Space Heating Boiler | Efficient | 2030 |  | 1 | Conventional | HVAC | Com - Refrig. Warehouse | Com | ROB and NEW | 0 | 1000 sqft2 of floor space | Cap-kBTUh | 20 | DEER:HVAC_Eff_HP | 0 | 0 | 0 | SWHC004-06 | 22.0244 | 2024 | 7.4178 | 2024 | 0 | 0 |  | Com HVAC Boilers - ZEAS 2030 - Cold ¦ PG&E ¦ Cold | Com HVAC Boilers - ZEAS 2030 - Cold | 0 | 1 | 0 | CBSA 2014 | 0 | 2032 | 0.2 | SWHC004-06
COM-HVAC-41-ZEAS.33 | Com ¦ Efficient Hot Water Boilers (94% eff.) - ZEAS 2030 - Cold ¦ PG&E ¦ Cold | Com ¦ Efficient Hot Water Boilers (94% eff.) - ZEAS 2030 - Cold | PG&E ¦ Cold | PG&E | All | Gas | Efficient HVAC Space Heating Boiler | Efficient | 2030 |  | 1 | Conventional | HVAC | Com - Restaurant | Com | ROB and NEW | 0 | 1000 sqft2 of floor space | Cap-kBTUh | 20 | DEER:HVAC_Eff_HP | 0 | 0 | 0 | SWHC004-06 | 22.0244 | 2024 | 7.4178 | 2024 | 0 | 0 |  | Com HVAC Boilers - ZEAS 2030 - Cold ¦ PG&E ¦ Cold | Com HVAC Boilers - ZEAS 2030 - Cold | 0 | 1 | 0 | CBSA 2014 | 0 | 2032 | 0.2 | SWHC004-06
COM-HVAC-41-ZEAS.34 | Com ¦ Efficient Hot Water Boilers (94% eff.) - ZEAS 2030 - Cold ¦ PG&E ¦ Cold | Com ¦ Efficient Hot Water Boilers (94% eff.) - ZEAS 2030 - Cold | PG&E ¦ Cold | PG&E | All | Gas | Efficient HVAC Space Heating Boiler | Efficient | 2030 |  | 1 | Conventional | HVAC | Com - Retail | Com | ROB and NEW | 0 | 1000 sqft2 of floor space | Cap-kBTUh | 20 | DEER:HVAC_Eff_HP | 0 | 0 | 0 | SWHC004-06 | 22.0244 | 2024 | 7.4178 | 2024 | 0 | 0 |  | Com HVAC Boilers - ZEAS 2030 - Cold ¦ PG&E ¦ Cold | Com HVAC Boilers - ZEAS 2030 - Cold | 3.813 | 1 | 0.10976 | CBSA 2014 | 0 | 2032 | 0.2 | SWHC004-06
COM-HVAC-41-ZEAS.35 | Com ¦ Efficient Hot Water Boilers (94% eff.) - ZEAS 2030 - Cold ¦ PG&E ¦ Cold | Com ¦ Efficient Hot Water Boilers (94% eff.) - ZEAS 2030 - Cold | PG&E ¦ Cold | PG&E | All | Gas | Efficient HVAC Space Heating Boiler | Efficient | 2030 |  | 1 | Conventional | HVAC | Com - School | Com | ROB and NEW | 0 | 1000 sqft2 of floor space | Cap-kBTUh | 20 | DEER:HVAC_Eff_HP | 0 | 0 | 0 | SWHC004-06 | 22.0244 | 2024 | 7.4178 | 2024 | 0 | 0 |  | Com HVAC Boilers - ZEAS 2030 - Cold ¦ PG&E ¦ Cold | Com HVAC Boilers - ZEAS 2030 - Cold | 12.418 | 1 | 0.10976 | CBSA 2014 | 0 | 2032 | 0.2 | SWHC004-06
COM-HVAC-41-ZEAS.36 | Com ¦ Efficient Hot Water Boilers (94% eff.) - ZEAS 2030 - Cold ¦ PG&E ¦ Cold | Com ¦ Efficient Hot Water Boilers (94% eff.) - ZEAS 2030 - Cold | PG&E ¦ Cold | PG&E | All | Gas | Efficient HVAC Space Heating Boiler | Efficient | 2030 |  | 1 | Conventional | HVAC | Com - Warehouse | Com | ROB and NEW | 0 | 1000 sqft2 of floor space | Cap-kBTUh | 20 | DEER:HVAC_Eff_HP | 0 | 0 | 0 | SWHC004-06 | 22.0244 | 2024 | 7.4178 | 2024 | 0 | 0 |  | Com HVAC Boilers - ZEAS 2030 - Cold ¦ PG&E ¦ Cold | Com HVAC Boilers - ZEAS 2030 - Cold | 0 | 1 | 0 | CBSA 2014 | 0 | 2032 | 0.2 | SWHC004-06
COM-HVAC-41-ZEAS.37 | Com ¦ Efficient Hot Water Boilers (94% eff.) - ZEAS 2030 - Marine ¦ SCG ¦ Marine | Com ¦ Efficient Hot Water Boilers (94% eff.) - ZEAS 2030 - Marine | SCG ¦ Marine | SCG | All | Gas | Efficient HVAC Space Heating Boiler | Efficient | 2030 |  | 1 | Conventional | HVAC | Com - College | Com | ROB and NEW | 0 | 1000 sqft2 of floor space | Cap-kBTUh | 20 | DEER:HVAC_Eff_HP | 0 | 0 | 0 | SWHC004-06 | 22.0244 | 2024 | 7.4178 | 2024 | 0 | 0 |  | Com HVAC Boilers - ZEAS 2030 - Marine ¦ SCG ¦ Marine | Com HVAC Boilers - ZEAS 2030 - Marine | 9.9134 | 1 | 0.10976 | CBSA 2014 | 0 | 2032 | 0.2 | SWHC004-06
COM-HVAC-41-ZEAS.38 | Com ¦ Efficient Hot Water Boilers (94% eff.) - ZEAS 2030 - Marine ¦ SCG ¦ Marine | Com ¦ Efficient Hot Water Boilers (94% eff.) - ZEAS 2030 - Marine | SCG ¦ Marine | SCG | All | Gas | Efficient HVAC Space Heating Boiler | Efficient | 2030 |  | 1 | Conventional | HVAC | Com - Grocery | Com | ROB and NEW | 0 | 1000 sqft2 of floor space | Cap-kBTUh | 20 | DEER:HVAC_Eff_HP | 0 | 0 | 0 | SWHC004-06 | 22.0244 | 2024 | 7.4178 | 2024 | 0 | 0 |  | Com HVAC Boilers - ZEAS 2030 - Marine ¦ SCG ¦ Marine | Com HVAC Boilers - ZEAS 2030 - Marine | 0 | 1 | 0 | CBSA 2014 | 0 | 2032 | 0.2 | SWHC004-06
COM-HVAC-41-ZEAS.39 | Com ¦ Efficient Hot Water Boilers (94% eff.) - ZEAS 2030 - Marine ¦ SCG ¦ Marine | Com ¦ Efficient Hot Water Boilers (94% eff.) - ZEAS 2030 - Marine | SCG ¦ Marine | SCG | All | Gas | Efficient HVAC Space Heating Boiler | Efficient | 2030 |  | 1 | Conventional | HVAC | Com - Health | Com | ROB and NEW | 0 | 1000 sqft2 of floor space | Cap-kBTUh | 20 | DEER:HVAC_Eff_HP | 0 | 0 | 0 | SWHC004-06 | 22.0244 | 2024 | 7.4178 | 2024 | 0 | 0 |  | Com HVAC Boilers - ZEAS 2030 - Marine ¦ SCG ¦ Marine | Com HVAC Boilers - ZEAS 2030 - Marine | 8.3689 | 1 | 0.10976 | CBSA 2014 | 0 | 2032 | 0.2 | SWHC004-06
COM-HVAC-41-ZEAS.40 | Com ¦ Efficient Hot Water Boilers (94% eff.) - ZEAS 2030 - Marine ¦ SCG ¦ Marine | Com ¦ Efficient Hot Water Boilers (94% eff.) - ZEAS 2030 - Marine | SCG ¦ Marine | SCG | All | Gas | Efficient HVAC Space Heating Boiler | Efficient | 2030 |  | 1 | Conventional | HVAC | Com - Lodging | Com | ROB and NEW | 0 | 1000 sqft2 of floor space | Cap-kBTUh | 20 | DEER:HVAC_Eff_HP | 0 | 0 | 0 | SWHC004-06 | 22.0244 | 2024 | 7.4178 | 2024 | 0 | 0 |  | Com HVAC Boilers - ZEAS 2030 - Marine ¦ SCG ¦ Marine | Com HVAC Boilers - ZEAS 2030 - Marine | 3.4494 | 1 | 0.10976 | CBSA 2014 | 0 | 2032 | 0.2 | SWHC004-06
COM-HVAC-41-ZEAS.41 | Com ¦ Efficient Hot Water Boilers (94% eff.) - ZEAS 2030 - Marine ¦ SCG ¦ Marine | Com ¦ Efficient Hot Water Boilers (94% eff.) - ZEAS 2030 - Marine | SCG ¦ Marine | SCG | All | Gas | Efficient HVAC Space Heating Boiler | Efficient | 2030 |  | 1 | Conventional | HVAC | Com - Office (Large) | Com | ROB and NEW | 0 | 1000 sqft2 of floor space | Cap-kBTUh | 20 | DEER:HVAC_Eff_HP | 0 | 0 | 0 | SWHC004-06 | 22.0244 | 2024 | 7.4178 | 2024 | 0 | 0 |  | Com HVAC Boilers - ZEAS 2030 - Marine ¦ SCG ¦ Marine | Com HVAC Boilers - ZEAS 2030 - Marine | 12.9615 | 1 | 0.10976 | CBSA 2014 | 0 | 2032 | 0.2 | SWHC004-06
COM-HVAC-41-ZEAS.42 | Com ¦ Efficient Hot Water Boilers (94% eff.) - ZEAS 2030 - Marine ¦ SCG ¦ Marine | Com ¦ Efficient Hot Water Boilers (94% eff.) - ZEAS 2030 - Marine | SCG ¦ Marine | SCG | All | Gas | Efficient HVAC Space Heating Boiler | Efficient | 2030 |  | 1 | Conventional | HVAC | Com - Office (Small) | Com | ROB and NEW | 0 | 1000 sqft2 of floor space | Cap-kBTUh | 20 | DEER:HVAC_Eff_HP | 0 | 0 | 0 | SWHC004-06 | 22.0244 | 2024 | 7.4178 | 2024 | 0 | 0 |  | Com HVAC Boilers - ZEAS 2030 - Marine ¦ SCG ¦ Marine | Com HVAC Boilers - ZEAS 2030 - Marine | 26.3159 | 1 | 0.10976 | CBSA 2014 | 0 | 2032 | 0.2 | SWHC004-06
COM-HVAC-41-ZEAS.43 | Com ¦ Efficient Hot Water Boilers (94% eff.) - ZEAS 2030 - Marine ¦ SCG ¦ Marine | Com ¦ Efficient Hot Water Boilers (94% eff.) - ZEAS 2030 - Marine | SCG ¦ Marine | SCG | All | Gas | Efficient HVAC Space Heating Boiler | Efficient | 2030 |  | 1 | Conventional | HVAC | Com - Other | Com | ROB and NEW | 0 | 1000 sqft2 of floor space | Cap-kBTUh | 20 | DEER:HVAC_Eff_HP | 0 | 0 | 0 | SWHC004-06 | 22.0244 | 2024 | 7.4178 | 2024 | 0 | 0 |  | Com HVAC Boilers - ZEAS 2030 - Marine ¦ SCG ¦ Marine | Com HVAC Boilers - ZEAS 2030 - Marine | 0 | 1 | 0 | CBSA 2014 | 0 | 2032 | 0.2 | SWHC004-06
COM-HVAC-41-ZEAS.44 | Com ¦ Efficient Hot Water Boilers (94% eff.) - ZEAS 2030 - Marine ¦ SCG ¦ Marine | Com ¦ Efficient Hot Water Boilers (94% eff.) - ZEAS 2030 - Marine | SCG ¦ Marine | SCG | All | Gas | Efficient HVAC Space Heating Boiler | Efficient | 2030 |  | 1 | Conventional | HVAC | Com - Refrig. Warehouse | Com | ROB and NEW | 0 | 1000 sqft2 of floor space | Cap-kBTUh | 20 | DEER:HVAC_Eff_HP | 0 | 0 | 0 | SWHC004-06 | 22.0244 | 2024 | 7.4178 | 2024 | 0 | 0 |  | Com HVAC Boilers - ZEAS 2030 - Marine ¦ SCG ¦ Marine | Com HVAC Boilers - ZEAS 2030 - Marine | 0 | 1 | 0 | CBSA 2014 | 0 | 2032 | 0.2 | SWHC004-06
COM-HVAC-41-ZEAS.45 | Com ¦ Efficient Hot Water Boilers (94% eff.) - ZEAS 2030 - Marine ¦ SCG ¦ Marine | Com ¦ Efficient Hot Water Boilers (94% eff.) - ZEAS 2030 - Marine | SCG ¦ Marine | SCG | All | Gas | Efficient HVAC Space Heating Boiler | Efficient | 2030 |  | 1 | Conventional | HVAC | Com - Restaurant | Com | ROB and NEW | 0 | 1000 sqft2 of floor space | Cap-kBTUh | 20 | DEER:HVAC_Eff_HP | 0 | 0 | 0 | SWHC004-06 | 22.0244 | 2024 | 7.4178 | 2024 | 0 | 0 |  | Com HVAC Boilers - ZEAS 2030 - Marine ¦ SCG ¦ Marine | Com HVAC Boilers - ZEAS 2030 - Marine | 0 | 1 | 0 | CBSA 2014 | 0 | 2032 | 0.2 | SWHC004-06
COM-HVAC-41-ZEAS.46 | Com ¦ Efficient Hot Water Boilers (94% eff.) - ZEAS 2030 - Marine ¦ SCG ¦ Marine | Com ¦ Efficient Hot Water Boilers (94% eff.) - ZEAS 2030 - Marine | SCG ¦ Marine | SCG | All | Gas | Efficient HVAC Space Heating Boiler | Efficient | 2030 |  | 1 | Conventional | HVAC | Com - Retail | Com | ROB and NEW | 0 | 1000 sqft2 of floor space | Cap-kBTUh | 20 | DEER:HVAC_Eff_HP | 0 | 0 | 0 | SWHC004-06 | 22.0244 | 2024 | 7.4178 | 2024 | 0 | 0 |  | Com HVAC Boilers - ZEAS 2030 - Marine ¦ SCG ¦ Marine | Com HVAC Boilers - ZEAS 2030 - Marine | 2.9992 | 1 | 0.10976 | CBSA 2014 | 0 | 2032 | 0.2 | SWHC004-06
COM-HVAC-41-ZEAS.47 | Com ¦ Efficient Hot Water Boilers (94% eff.) - ZEAS 2030 - Marine ¦ SCG ¦ Marine | Com ¦ Efficient Hot Water Boilers (94% eff.) - ZEAS 2030 - Marine | SCG ¦ Marine | SCG | All | Gas | Efficient HVAC Space Heating Boiler | Efficient | 2030 |  | 1 | Conventional | HVAC | Com - School | Com | ROB and NEW | 0 | 1000 sqft2 of floor space | Cap-kBTUh | 20 | DEER:HVAC_Eff_HP | 0 | 0 | 0 | SWHC004-06 | 22.0244 | 2024 | 7.4178 | 2024 | 0 | 0 |  | Com HVAC Boilers - ZEAS 2030 - Marine ¦ SCG ¦ Marine | Com HVAC Boilers - ZEAS 2030 - Marine | 12.634 | 1 | 0.10976 | CBSA 2014 | 0 | 2032 | 0.2 | SWHC004-06
COM-HVAC-41-ZEAS.48 | Com ¦ Efficient Hot Water Boilers (94% eff.) - ZEAS 2030 - Marine ¦ SCG ¦ Marine | Com ¦ Efficient Hot Water Boilers (94% eff.) - ZEAS 2030 - Marine | SCG ¦ Marine | SCG | All | Gas | Efficient HVAC Space Heating Boiler | Efficient | 2030 |  | 1 | Conventional | HVAC | Com - Warehouse | Com | ROB and NEW | 0 | 1000 sqft2 of floor space | Cap-kBTUh | 20 | DEER:HVAC_Eff_HP | 0 | 0 | 0 | SWHC004-06 | 22.0244 | 2024 | 7.4178 | 2024 | 0 | 0 |  | Com HVAC Boilers - ZEAS 2030 - Marine ¦ SCG ¦ Marine | Com HVAC Boilers - ZEAS 2030 - Marine | 0 | 1 | 0 | CBSA 2014 | 0 | 2032 | 0.2 | SWHC004-06
COM-HVAC-41-ZEAS.49 | Com ¦ Efficient Hot Water Boilers (94% eff.) - ZEAS 2030 - Hot-Dry ¦ SCG ¦ Hot-Dry | Com ¦ Efficient Hot Water Boilers (94% eff.) - ZEAS 2030 - Hot-Dry | SCG ¦ Hot-Dry | SCG | All | Gas | Efficient HVAC Space Heating Boiler | Efficient | 2030 |  | 1 | Conventional | HVAC | Com - College | Com | ROB and NEW | 0 | 1000 sqft2 of floor space | Cap-kBTUh | 20 | DEER:HVAC_Eff_HP | 0 | 0 | 0 | SWHC004-06 | 22.0244 | 2024 | 7.4178 | 2024 | 0 | 0 |  | Com HVAC Boilers - ZEAS 2030 - Hot-Dry ¦ SCG ¦ Hot-Dry | Com HVAC Boilers - ZEAS 2030 - Hot-Dry | 9.9134 | 1 | 0.10976 | CBSA 2014 | 0 | 2032 | 0.2 | SWHC004-06
COM-HVAC-41-ZEAS.50 | Com ¦ Efficient Hot Water Boilers (94% eff.) - ZEAS 2030 - Hot-Dry ¦ SCG ¦ Hot-Dry | Com ¦ Efficient Hot Water Boilers (94% eff.) - ZEAS 2030 - Hot-Dry | SCG ¦ Hot-Dry | SCG | All | Gas | Efficient HVAC Space Heating Boiler | Efficient | 2030 |  | 1 | Conventional | HVAC | Com - Grocery | Com | ROB and NEW | 0 | 1000 sqft2 of floor space | Cap-kBTUh | 20 | DEER:HVAC_Eff_HP | 0 | 0 | 0 | SWHC004-06 | 22.0244 | 2024 | 7.4178 | 2024 | 0 | 0 |  | Com HVAC Boilers - ZEAS 2030 - Hot-Dry ¦ SCG ¦ Hot-Dry | Com HVAC Boilers - ZEAS 2030 - Hot-Dry | 0 | 1 | 0 | CBSA 2014 | 0 | 2032 | 0.2 | SWHC004-06
COM-HVAC-41-ZEAS.51 | Com ¦ Efficient Hot Water Boilers (94% eff.) - ZEAS 2030 - Hot-Dry ¦ SCG ¦ Hot-Dry | Com ¦ Efficient Hot Water Boilers (94% eff.) - ZEAS 2030 - Hot-Dry | SCG ¦ Hot-Dry | SCG | All | Gas | Efficient HVAC Space Heating Boiler | Efficient | 2030 |  | 1 | Conventional | HVAC | Com - Health | Com | ROB and NEW | 0 | 1000 sqft2 of floor space | Cap-kBTUh | 20 | DEER:HVAC_Eff_HP | 0 | 0 | 0 | SWHC004-06 | 22.0244 | 2024 | 7.4178 | 2024 | 0 | 0 |  | Com HVAC Boilers - ZEAS 2030 - Hot-Dry ¦ SCG ¦ Hot-Dry | Com HVAC Boilers - ZEAS 2030 - Hot-Dry | 8.3689 | 1 | 0.10976 | CBSA 2014 | 0 | 2032 | 0.2 | SWHC004-06
COM-HVAC-41-ZEAS.52 | Com ¦ Efficient Hot Water Boilers (94% eff.) - ZEAS 2030 - Hot-Dry ¦ SCG ¦ Hot-Dry | Com ¦ Efficient Hot Water Boilers (94% eff.) - ZEAS 2030 - Hot-Dry | SCG ¦ Hot-Dry | SCG | All | Gas | Efficient HVAC Space Heating Boiler | Efficient | 2030 |  | 1 | Conventional | HVAC | Com - Lodging | Com | ROB and NEW | 0 | 1000 sqft2 of floor space | Cap-kBTUh | 20 | DEER:HVAC_Eff_HP | 0 | 0 | 0 | SWHC004-06 | 22.0244 | 2024 | 7.4178 | 2024 | 0 | 0 |  | Com HVAC Boilers - ZEAS 2030 - Hot-Dry ¦ SCG ¦ Hot-Dry | Com HVAC Boilers - ZEAS 2030 - Hot-Dry | 3.4494 | 1 | 0.10976 | CBSA 2014 | 0 | 2032 | 0.2 | SWHC004-06
COM-HVAC-41-ZEAS.53 | Com ¦ Efficient Hot Water Boilers (94% eff.) - ZEAS 2030 - Hot-Dry ¦ SCG ¦ Hot-Dry | Com ¦ Efficient Hot Water Boilers (94% eff.) - ZEAS 2030 - Hot-Dry | SCG ¦ Hot-Dry | SCG | All | Gas | Efficient HVAC Space Heating Boiler | Efficient | 2030 |  | 1 | Conventional | HVAC | Com - Office (Large) | Com | ROB and NEW | 0 | 1000 sqft2 of floor space | Cap-kBTUh | 20 | DEER:HVAC_Eff_HP | 0 | 0 | 0 | SWHC004-06 | 22.0244 | 2024 | 7.4178 | 2024 | 0 | 0 |  | Com HVAC Boilers - ZEAS 2030 - Hot-Dry ¦ SCG ¦ Hot-Dry | Com HVAC Boilers - ZEAS 2030 - Hot-Dry | 12.9615 | 1 | 0.10976 | CBSA 2014 | 0 | 2032 | 0.2 | SWHC004-06
COM-HVAC-41-ZEAS.54 | Com ¦ Efficient Hot Water Boilers (94% eff.) - ZEAS 2030 - Hot-Dry ¦ SCG ¦ Hot-Dry | Com ¦ Efficient Hot Water Boilers (94% eff.) - ZEAS 2030 - Hot-Dry | SCG ¦ Hot-Dry | SCG | All | Gas | Efficient HVAC Space Heating Boiler | Efficient | 2030 |  | 1 | Conventional | HVAC | Com - Office (Small) | Com | ROB and NEW | 0 | 1000 sqft2 of floor space | Cap-kBTUh | 20 | DEER:HVAC_Eff_HP | 0 | 0 | 0 | SWHC004-06 | 22.0244 | 2024 | 7.4178 | 2024 | 0 | 0 |  | Com HVAC Boilers - ZEAS 2030 - Hot-Dry ¦ SCG ¦ Hot-Dry | Com HVAC Boilers - ZEAS 2030 - Hot-Dry | 26.3159 | 1 | 0.10976 | CBSA 2014 | 0 | 2032 | 0.2 | SWHC004-06
COM-HVAC-41-ZEAS.55 | Com ¦ Efficient Hot Water Boilers (94% eff.) - ZEAS 2030 - Hot-Dry ¦ SCG ¦ Hot-Dry | Com ¦ Efficient Hot Water Boilers (94% eff.) - ZEAS 2030 - Hot-Dry | SCG ¦ Hot-Dry | SCG | All | Gas | Efficient HVAC Space Heating Boiler | Efficient | 2030 |  | 1 | Conventional | HVAC | Com - Other | Com | ROB and NEW | 0 | 1000 sqft2 of floor space | Cap-kBTUh | 20 | DEER:HVAC_Eff_HP | 0 | 0 | 0 | SWHC004-06 | 22.0244 | 2024 | 7.4178 | 2024 | 0 | 0 |  | Com HVAC Boilers - ZEAS 2030 - Hot-Dry ¦ SCG ¦ Hot-Dry | Com HVAC Boilers - ZEAS 2030 - Hot-Dry | 0 | 1 | 0 | CBSA 2014 | 0 | 2032 | 0.2 | SWHC004-06
COM-HVAC-41-ZEAS.56 | Com ¦ Efficient Hot Water Boilers (94% eff.) - ZEAS 2030 - Hot-Dry ¦ SCG ¦ Hot-Dry | Com ¦ Efficient Hot Water Boilers (94% eff.) - ZEAS 2030 - Hot-Dry | SCG ¦ Hot-Dry | SCG | All | Gas | Efficient HVAC Space Heating Boiler | Efficient | 2030 |  | 1 | Conventional | HVAC | Com - Refrig. Warehouse | Com | ROB and NEW | 0 | 1000 sqft2 of floor space | Cap-kBTUh | 20 | DEER:HVAC_Eff_HP | 0 | 0 | 0 | SWHC004-06 | 22.0244 | 2024 | 7.4178 | 2024 | 0 | 0 |  | Com HVAC Boilers - ZEAS 2030 - Hot-Dry ¦ SCG ¦ Hot-Dry | Com HVAC Boilers - ZEAS 2030 - Hot-Dry | 0 | 1 | 0 | CBSA 2014 | 0 | 2032 | 0.2 | SWHC004-06
COM-HVAC-41-ZEAS.57 | Com ¦ Efficient Hot Water Boilers (94% eff.) - ZEAS 2030 - Hot-Dry ¦ SCG ¦ Hot-Dry | Com ¦ Efficient Hot Water Boilers (94% eff.) - ZEAS 2030 - Hot-Dry | SCG ¦ Hot-Dry | SCG | All | Gas | Efficient HVAC Space Heating Boiler | Efficient | 2030 |  | 1 | Conventional | HVAC | Com - Restaurant | Com | ROB and NEW | 0 | 1000 sqft2 of floor space | Cap-kBTUh | 20 | DEER:HVAC_Eff_HP | 0 | 0 | 0 | SWHC004-06 | 22.0244 | 2024 | 7.4178 | 2024 | 0 | 0 |  | Com HVAC Boilers - ZEAS 2030 - Hot-Dry ¦ SCG ¦ Hot-Dry | Com HVAC Boilers - ZEAS 2030 - Hot-Dry | 0 | 1 | 0 | CBSA 2014 | 0 | 2032 | 0.2 | SWHC004-06
COM-HVAC-41-ZEAS.58 | Com ¦ Efficient Hot Water Boilers (94% eff.) - ZEAS 2030 - Hot-Dry ¦ SCG ¦ Hot-Dry | Com ¦ Efficient Hot Water Boilers (94% eff.) - ZEAS 2030 - Hot-Dry | SCG ¦ Hot-Dry | SCG | All | Gas | Efficient HVAC Space Heating Boiler | Efficient | 2030 |  | 1 | Conventional | HVAC | Com - Retail | Com | ROB and NEW | 0 | 1000 sqft2 of floor space | Cap-kBTUh | 20 | DEER:HVAC_Eff_HP | 0 | 0 | 0 | SWHC004-06 | 22.0244 | 2024 | 7.4178 | 2024 | 0 | 0 |  | Com HVAC Boilers - ZEAS 2030 - Hot-Dry ¦ SCG ¦ Hot-Dry | Com HVAC Boilers - ZEAS 2030 - Hot-Dry | 2.9992 | 1 | 0.10976 | CBSA 2014 | 0 | 2032 | 0.2 | SWHC004-06
COM-HVAC-41-ZEAS.59 | Com ¦ Efficient Hot Water Boilers (94% eff.) - ZEAS 2030 - Hot-Dry ¦ SCG ¦ Hot-Dry | Com ¦ Efficient Hot Water Boilers (94% eff.) - ZEAS 2030 - Hot-Dry | SCG ¦ Hot-Dry | SCG | All | Gas | Efficient HVAC Space Heating Boiler | Efficient | 2030 |  | 1 | Conventional | HVAC | Com - School | Com | ROB and NEW | 0 | 1000 sqft2 of floor space | Cap-kBTUh | 20 | DEER:HVAC_Eff_HP | 0 | 0 | 0 | SWHC004-06 | 22.0244 | 2024 | 7.4178 | 2024 | 0 | 0 |  | Com HVAC Boilers - ZEAS 2030 - Hot-Dry ¦ SCG ¦ Hot-Dry | Com HVAC Boilers - ZEAS 2030 - Hot-Dry | 12.634 | 1 | 0.10976 | CBSA 2014 | 0 | 2032 | 0.2 | SWHC004-06
COM-HVAC-41-ZEAS.60 | Com ¦ Efficient Hot Water Boilers (94% eff.) - ZEAS 2030 - Hot-Dry ¦ SCG ¦ Hot-Dry | Com ¦ Efficient Hot Water Boilers (94% eff.) - ZEAS 2030 - Hot-Dry | SCG ¦ Hot-Dry | SCG | All | Gas | Efficient HVAC Space Heating Boiler | Efficient | 2030 |  | 1 | Conventional | HVAC | Com - Warehouse | Com | ROB and NEW | 0 | 1000 sqft2 of floor space | Cap-kBTUh | 20 | DEER:HVAC_Eff_HP | 0 | 0 | 0 | SWHC004-06 | 22.0244 | 2024 | 7.4178 | 2024 | 0 | 0 |  | Com HVAC Boilers - ZEAS 2030 - Hot-Dry ¦ SCG ¦ Hot-Dry | Com HVAC Boilers - ZEAS 2030 - Hot-Dry | 0 | 1 | 0 | CBSA 2014 | 0 | 2032 | 0.2 | SWHC004-06
COM-HVAC-41-ZEAS.61 | Com ¦ Efficient Hot Water Boilers (94% eff.) - ZEAS 2030 - Cold ¦ SCG ¦ Cold | Com ¦ Efficient Hot Water Boilers (94% eff.) - ZEAS 2030 - Cold | SCG ¦ Cold | SCG | All | Gas | Efficient HVAC Space Heating Boiler | Efficient | 2030 |  | 1 | Conventional | HVAC | Com - College | Com | ROB and NEW | 0 | 1000 sqft2 of floor space | Cap-kBTUh | 20 | DEER:HVAC_Eff_HP | 0 | 0 | 0 | SWHC004-06 | 22.0244 | 2024 | 7.4178 | 2024 | 0 | 0 |  | Com HVAC Boilers - ZEAS 2030 - Cold ¦ SCG ¦ Cold | Com HVAC Boilers - ZEAS 2030 - Cold | 9.9134 | 1 | 0.10976 | CBSA 2014 | 0 | 2032 | 0.2 | SWHC004-06
COM-HVAC-41-ZEAS.62 | Com ¦ Efficient Hot Water Boilers (94% eff.) - ZEAS 2030 - Cold ¦ SCG ¦ Cold | Com ¦ Efficient Hot Water Boilers (94% eff.) - ZEAS 2030 - Cold | SCG ¦ Cold | SCG | All | Gas | Efficient HVAC Space Heating Boiler | Efficient | 2030 |  | 1 | Conventional | HVAC | Com - Grocery | Com | ROB and NEW | 0 | 1000 sqft2 of floor space | Cap-kBTUh | 20 | DEER:HVAC_Eff_HP | 0 | 0 | 0 | SWHC004-06 | 22.0244 | 2024 | 7.4178 | 2024 | 0 | 0 |  | Com HVAC Boilers - ZEAS 2030 - Cold ¦ SCG ¦ Cold | Com HVAC Boilers - ZEAS 2030 - Cold | 0 | 1 | 0 | CBSA 2014 | 0 | 2032 | 0.2 | SWHC004-06
COM-HVAC-41-ZEAS.63 | Com ¦ Efficient Hot Water Boilers (94% eff.) - ZEAS 2030 - Cold ¦ SCG ¦ Cold | Com ¦ Efficient Hot Water Boilers (94% eff.) - ZEAS 2030 - Cold | SCG ¦ Cold | SCG | All | Gas | Efficient HVAC Space Heating Boiler | Efficient | 2030 |  | 1 | Conventional | HVAC | Com - Health | Com | ROB and NEW | 0 | 1000 sqft2 of floor space | Cap-kBTUh | 20 | DEER:HVAC_Eff_HP | 0 | 0 | 0 | SWHC004-06 | 22.0244 | 2024 | 7.4178 | 2024 | 0 | 0 |  | Com HVAC Boilers - ZEAS 2030 - Cold ¦ SCG ¦ Cold | Com HVAC Boilers - ZEAS 2030 - Cold | 8.3689 | 1 | 0.10976 | CBSA 2014 | 0 | 2032 | 0.2 | SWHC004-06
COM-HVAC-41-ZEAS.64 | Com ¦ Efficient Hot Water Boilers (94% eff.) - ZEAS 2030 - Cold ¦ SCG ¦ Cold | Com ¦ Efficient Hot Water Boilers (94% eff.) - ZEAS 2030 - Cold | SCG ¦ Cold | SCG | All | Gas | Efficient HVAC Space Heating Boiler | Efficient | 2030 |  | 1 | Conventional | HVAC | Com - Lodging | Com | ROB and NEW | 0 | 1000 sqft2 of floor space | Cap-kBTUh | 20 | DEER:HVAC_Eff_HP | 0 | 0 | 0 | SWHC004-06 | 22.0244 | 2024 | 7.4178 | 2024 | 0 | 0 |  | Com HVAC Boilers - ZEAS 2030 - Cold ¦ SCG ¦ Cold | Com HVAC Boilers - ZEAS 2030 - Cold | 3.4494 | 1 | 0.10976 | CBSA 2014 | 0 | 2032 | 0.2 | SWHC004-06
COM-HVAC-41-ZEAS.65 | Com ¦ Efficient Hot Water Boilers (94% eff.) - ZEAS 2030 - Cold ¦ SCG ¦ Cold | Com ¦ Efficient Hot Water Boilers (94% eff.) - ZEAS 2030 - Cold | SCG ¦ Cold | SCG | All | Gas | Efficient HVAC Space Heating Boiler | Efficient | 2030 |  | 1 | Conventional | HVAC | Com - Office (Large) | Com | ROB and NEW | 0 | 1000 sqft2 of floor space | Cap-kBTUh | 20 | DEER:HVAC_Eff_HP | 0 | 0 | 0 | SWHC004-06 | 22.0244 | 2024 | 7.4178 | 2024 | 0 | 0 |  | Com HVAC Boilers - ZEAS 2030 - Cold ¦ SCG ¦ Cold | Com HVAC Boilers - ZEAS 2030 - Cold | 12.9615 | 1 | 0.10976 | CBSA 2014 | 0 | 2032 | 0.2 | SWHC004-06
COM-HVAC-41-ZEAS.66 | Com ¦ Efficient Hot Water Boilers (94% eff.) - ZEAS 2030 - Cold ¦ SCG ¦ Cold | Com ¦ Efficient Hot Water Boilers (94% eff.) - ZEAS 2030 - Cold | SCG ¦ Cold | SCG | All | Gas | Efficient HVAC Space Heating Boiler | Efficient | 2030 |  | 1 | Conventional | HVAC | Com - Office (Small) | Com | ROB and NEW | 0 | 1000 sqft2 of floor space | Cap-kBTUh | 20 | DEER:HVAC_Eff_HP | 0 | 0 | 0 | SWHC004-06 | 22.0244 | 2024 | 7.4178 | 2024 | 0 | 0 |  | Com HVAC Boilers - ZEAS 2030 - Cold ¦ SCG ¦ Cold | Com HVAC Boilers - ZEAS 2030 - Cold | 26.3159 | 1 | 0.10976 | CBSA 2014 | 0 | 2032 | 0.2 | SWHC004-06
COM-HVAC-41-ZEAS.67 | Com ¦ Efficient Hot Water Boilers (94% eff.) - ZEAS 2030 - Cold ¦ SCG ¦ Cold | Com ¦ Efficient Hot Water Boilers (94% eff.) - ZEAS 2030 - Cold | SCG ¦ Cold | SCG | All | Gas | Efficient HVAC Space Heating Boiler | Efficient | 2030 |  | 1 | Conventional | HVAC | Com - Other | Com | ROB and NEW | 0 | 1000 sqft2 of floor space | Cap-kBTUh | 20 | DEER:HVAC_Eff_HP | 0 | 0 | 0 | SWHC004-06 | 22.0244 | 2024 | 7.4178 | 2024 | 0 | 0 |  | Com HVAC Boilers - ZEAS 2030 - Cold ¦ SCG ¦ Cold | Com HVAC Boilers - ZEAS 2030 - Cold | 0 | 1 | 0 | CBSA 2014 | 0 | 2032 | 0.2 | SWHC004-06
COM-HVAC-41-ZEAS.68 | Com ¦ Efficient Hot Water Boilers (94% eff.) - ZEAS 2030 - Cold ¦ SCG ¦ Cold | Com ¦ Efficient Hot Water Boilers (94% eff.) - ZEAS 2030 - Cold | SCG ¦ Cold | SCG | All | Gas | Efficient HVAC Space Heating Boiler | Efficient | 2030 |  | 1 | Conventional | HVAC | Com - Refrig. Warehouse | Com | ROB and NEW | 0 | 1000 sqft2 of floor space | Cap-kBTUh | 20 | DEER:HVAC_Eff_HP | 0 | 0 | 0 | SWHC004-06 | 22.0244 | 2024 | 7.4178 | 2024 | 0 | 0 |  | Com HVAC Boilers - ZEAS 2030 - Cold ¦ SCG ¦ Cold | Com HVAC Boilers - ZEAS 2030 - Cold | 0 | 1 | 0 | CBSA 2014 | 0 | 2032 | 0.2 | SWHC004-06
COM-HVAC-41-ZEAS.69 | Com ¦ Efficient Hot Water Boilers (94% eff.) - ZEAS 2030 - Cold ¦ SCG ¦ Cold | Com ¦ Efficient Hot Water Boilers (94% eff.) - ZEAS 2030 - Cold | SCG ¦ Cold | SCG | All | Gas | Efficient HVAC Space Heating Boiler | Efficient | 2030 |  | 1 | Conventional | HVAC | Com - Restaurant | Com | ROB and NEW | 0 | 1000 sqft2 of floor space | Cap-kBTUh | 20 | DEER:HVAC_Eff_HP | 0 | 0 | 0 | SWHC004-06 | 22.0244 | 2024 | 7.4178 | 2024 | 0 | 0 |  | Com HVAC Boilers - ZEAS 2030 - Cold ¦ SCG ¦ Cold | Com HVAC Boilers - ZEAS 2030 - Cold | 0 | 1 | 0 | CBSA 2014 | 0 | 2032 | 0.2 | SWHC004-06
COM-HVAC-41-ZEAS.70 | Com ¦ Efficient Hot Water Boilers (94% eff.) - ZEAS 2030 - Cold ¦ SCG ¦ Cold | Com ¦ Efficient Hot Water Boilers (94% eff.) - ZEAS 2030 - Cold | SCG ¦ Cold | SCG | All | Gas | Efficient HVAC Space Heating Boiler | Efficient | 2030 |  | 1 | Conventional | HVAC | Com - Retail | Com | ROB and NEW | 0 | 1000 sqft2 of floor space | Cap-kBTUh | 20 | DEER:HVAC_Eff_HP | 0 | 0 | 0 | SWHC004-06 | 22.0244 | 2024 | 7.4178 | 2024 | 0 | 0 |  | Com HVAC Boilers - ZEAS 2030 - Cold ¦ SCG ¦ Cold | Com HVAC Boilers - ZEAS 2030 - Cold | 2.9992 | 1 | 0.10976 | CBSA 2014 | 0 | 2032 | 0.2 | SWHC004-06
COM-HVAC-41-ZEAS.71 | Com ¦ Efficient Hot Water Boilers (94% eff.) - ZEAS 2030 - Cold ¦ SCG ¦ Cold | Com ¦ Efficient Hot Water Boilers (94% eff.) - ZEAS 2030 - Cold | SCG ¦ Cold | SCG | All | Gas | Efficient HVAC Space Heating Boiler | Efficient | 2030 |  | 1 | Conventional | HVAC | Com - School | Com | ROB and NEW | 0 | 1000 sqft2 of floor space | Cap-kBTUh | 20 | DEER:HVAC_Eff_HP | 0 | 0 | 0 | SWHC004-06 | 22.0244 | 2024 | 7.4178 | 2024 | 0 | 0 |  | Com HVAC Boilers - ZEAS 2030 - Cold ¦ SCG ¦ Cold | Com HVAC Boilers - ZEAS 2030 - Cold | 12.634 | 1 | 0.10976 | CBSA 2014 | 0 | 2032 | 0.2 | SWHC004-06
COM-HVAC-41-ZEAS.72 | Com ¦ Efficient Hot Water Boilers (94% eff.) - ZEAS 2030 - Cold ¦ SCG ¦ Cold | Com ¦ Efficient Hot Water Boilers (94% eff.) - ZEAS 2030 - Cold | SCG ¦ Cold | SCG | All | Gas | Efficient HVAC Space Heating Boiler | Efficient | 2030 |  | 1 | Conventional | HVAC | Com - Warehouse | Com | ROB and NEW | 0 | 1000 sqft2 of floor space | Cap-kBTUh | 20 | DEER:HVAC_Eff_HP | 0 | 0 | 0 | SWHC004-06 | 22.0244 | 2024 | 7.4178 | 2024 | 0 | 0 |  | Com HVAC Boilers - ZEAS 2030 - Cold ¦ SCG ¦ Cold | Com HVAC Boilers - ZEAS 2030 - Cold | 0 | 1 | 0 | CBSA 2014 | 0 | 2032 | 0.2 | SWHC004-06
COM-HVAC-41-ZEAS.73 | Com ¦ Efficient Hot Water Boilers (94% eff.) - ZEAS 2030 - Marine ¦ SDG&E ¦ Marine | Com ¦ Efficient Hot Water Boilers (94% eff.) - ZEAS 2030 - Marine | SDG&E ¦ Marine | SDG&E | All | Gas | Efficient HVAC Space Heating Boiler | Efficient | 2030 |  | 1 | Conventional | HVAC | Com - College | Com | ROB and NEW | 0 | 1000 sqft2 of floor space | Cap-kBTUh | 20 | DEER:HVAC_Eff_HP | 0 | 0 | 0 | SWHC004-06 | 22.0244 | 2024 | 7.4178 | 2024 | 0 | 0 |  | Com HVAC Boilers - ZEAS 2030 - Marine ¦ SDG&E ¦ Marine | Com HVAC Boilers - ZEAS 2030 - Marine | 7.1283 | 1 | 0.10976 | CBSA 2014 | 0 | 2032 | 0.2 | SWHC004-06
COM-HVAC-41-ZEAS.74 | Com ¦ Efficient Hot Water Boilers (94% eff.) - ZEAS 2030 - Marine ¦ SDG&E ¦ Marine | Com ¦ Efficient Hot Water Boilers (94% eff.) - ZEAS 2030 - Marine | SDG&E ¦ Marine | SDG&E | All | Gas | Efficient HVAC Space Heating Boiler | Efficient | 2030 |  | 1 | Conventional | HVAC | Com - Grocery | Com | ROB and NEW | 0 | 1000 sqft2 of floor space | Cap-kBTUh | 20 | DEER:HVAC_Eff_HP | 0 | 0 | 0 | SWHC004-06 | 22.0244 | 2024 | 7.4178 | 2024 | 0 | 0 |  | Com HVAC Boilers - ZEAS 2030 - Marine ¦ SDG&E ¦ Marine | Com HVAC Boilers - ZEAS 2030 - Marine | 0 | 1 | 0 | CBSA 2014 | 0 | 2032 | 0.2 | SWHC004-06
COM-HVAC-41-ZEAS.75 | Com ¦ Efficient Hot Water Boilers (94% eff.) - ZEAS 2030 - Marine ¦ SDG&E ¦ Marine | Com ¦ Efficient Hot Water Boilers (94% eff.) - ZEAS 2030 - Marine | SDG&E ¦ Marine | SDG&E | All | Gas | Efficient HVAC Space Heating Boiler | Efficient | 2030 |  | 1 | Conventional | HVAC | Com - Health | Com | ROB and NEW | 0 | 1000 sqft2 of floor space | Cap-kBTUh | 20 | DEER:HVAC_Eff_HP | 0 | 0 | 0 | SWHC004-06 | 22.0244 | 2024 | 7.4178 | 2024 | 0 | 0 |  | Com HVAC Boilers - ZEAS 2030 - Marine ¦ SDG&E ¦ Marine | Com HVAC Boilers - ZEAS 2030 - Marine | 7.8081 | 1 | 0.10976 | CBSA 2014 | 0 | 2032 | 0.2 | SWHC004-06
COM-HVAC-41-ZEAS.76 | Com ¦ Efficient Hot Water Boilers (94% eff.) - ZEAS 2030 - Marine ¦ SDG&E ¦ Marine | Com ¦ Efficient Hot Water Boilers (94% eff.) - ZEAS 2030 - Marine | SDG&E ¦ Marine | SDG&E | All | Gas | Efficient HVAC Space Heating Boiler | Efficient | 2030 |  | 1 | Conventional | HVAC | Com - Lodging | Com | ROB and NEW | 0 | 1000 sqft2 of floor space | Cap-kBTUh | 20 | DEER:HVAC_Eff_HP | 0 | 0 | 0 | SWHC004-06 | 22.0244 | 2024 | 7.4178 | 2024 | 0 | 0 |  | Com HVAC Boilers - ZEAS 2030 - Marine ¦ SDG&E ¦ Marine | Com HVAC Boilers - ZEAS 2030 - Marine | 3.4791 | 1 | 0.10976 | CBSA 2014 | 0 | 2032 | 0.2 | SWHC004-06
COM-HVAC-41-ZEAS.77 | Com ¦ Efficient Hot Water Boilers (94% eff.) - ZEAS 2030 - Marine ¦ SDG&E ¦ Marine | Com ¦ Efficient Hot Water Boilers (94% eff.) - ZEAS 2030 - Marine | SDG&E ¦ Marine | SDG&E | All | Gas | Efficient HVAC Space Heating Boiler | Efficient | 2030 |  | 1 | Conventional | HVAC | Com - Office (Large) | Com | ROB and NEW | 0 | 1000 sqft2 of floor space | Cap-kBTUh | 20 | DEER:HVAC_Eff_HP | 0 | 0 | 0 | SWHC004-06 | 22.0244 | 2024 | 7.4178 | 2024 | 0 | 0 |  | Com HVAC Boilers - ZEAS 2030 - Marine ¦ SDG&E ¦ Marine | Com HVAC Boilers - ZEAS 2030 - Marine | 8.8573 | 1 | 0.10976 | CBSA 2014 | 0 | 2032 | 0.2 | SWHC004-06
COM-HVAC-41-ZEAS.78 | Com ¦ Efficient Hot Water Boilers (94% eff.) - ZEAS 2030 - Marine ¦ SDG&E ¦ Marine | Com ¦ Efficient Hot Water Boilers (94% eff.) - ZEAS 2030 - Marine | SDG&E ¦ Marine | SDG&E | All | Gas | Efficient HVAC Space Heating Boiler | Efficient | 2030 |  | 1 | Conventional | HVAC | Com - Office (Small) | Com | ROB and NEW | 0 | 1000 sqft2 of floor space | Cap-kBTUh | 20 | DEER:HVAC_Eff_HP | 0 | 0 | 0 | SWHC004-06 | 22.0244 | 2024 | 7.4178 | 2024 | 0 | 0 |  | Com HVAC Boilers - ZEAS 2030 - Marine ¦ SDG&E ¦ Marine | Com HVAC Boilers - ZEAS 2030 - Marine | 21.5364 | 1 | 0.10976 | CBSA 2014 | 0 | 2032 | 0.2 | SWHC004-06
COM-HVAC-41-ZEAS.79 | Com ¦ Efficient Hot Water Boilers (94% eff.) - ZEAS 2030 - Marine ¦ SDG&E ¦ Marine | Com ¦ Efficient Hot Water Boilers (94% eff.) - ZEAS 2030 - Marine | SDG&E ¦ Marine | SDG&E | All | Gas | Efficient HVAC Space Heating Boiler | Efficient | 2030 |  | 1 | Conventional | HVAC | Com - Other | Com | ROB and NEW | 0 | 1000 sqft2 of floor space | Cap-kBTUh | 20 | DEER:HVAC_Eff_HP | 0 | 0 | 0 | SWHC004-06 | 22.0244 | 2024 | 7.4178 | 2024 | 0 | 0 |  | Com HVAC Boilers - ZEAS 2030 - Marine ¦ SDG&E ¦ Marine | Com HVAC Boilers - ZEAS 2030 - Marine | 0 | 1 | 0 | CBSA 2014 | 0 | 2032 | 0.2 | SWHC004-06
COM-HVAC-41-ZEAS.80 | Com ¦ Efficient Hot Water Boilers (94% eff.) - ZEAS 2030 - Marine ¦ SDG&E ¦ Marine | Com ¦ Efficient Hot Water Boilers (94% eff.) - ZEAS 2030 - Marine | SDG&E ¦ Marine | SDG&E | All | Gas | Efficient HVAC Space Heating Boiler | Efficient | 2030 |  | 1 | Conventional | HVAC | Com - Refrig. Warehouse | Com | ROB and NEW | 0 | 1000 sqft2 of floor space | Cap-kBTUh | 20 | DEER:HVAC_Eff_HP | 0 | 0 | 0 | SWHC004-06 | 22.0244 | 2024 | 7.4178 | 2024 | 0 | 0 |  | Com HVAC Boilers - ZEAS 2030 - Marine ¦ SDG&E ¦ Marine | Com HVAC Boilers - ZEAS 2030 - Marine | 0 | 1 | 0 | CBSA 2014 | 0 | 2032 | 0.2 | SWHC004-06
COM-HVAC-41-ZEAS.81 | Com ¦ Efficient Hot Water Boilers (94% eff.) - ZEAS 2030 - Marine ¦ SDG&E ¦ Marine | Com ¦ Efficient Hot Water Boilers (94% eff.) - ZEAS 2030 - Marine | SDG&E ¦ Marine | SDG&E | All | Gas | Efficient HVAC Space Heating Boiler | Efficient | 2030 |  | 1 | Conventional | HVAC | Com - Restaurant | Com | ROB and NEW | 0 | 1000 sqft2 of floor space | Cap-kBTUh | 20 | DEER:HVAC_Eff_HP | 0 | 0 | 0 | SWHC004-06 | 22.0244 | 2024 | 7.4178 | 2024 | 0 | 0 |  | Com HVAC Boilers - ZEAS 2030 - Marine ¦ SDG&E ¦ Marine | Com HVAC Boilers - ZEAS 2030 - Marine | 0 | 1 | 0 | CBSA 2014 | 0 | 2032 | 0.2 | SWHC004-06
COM-HVAC-41-ZEAS.82 | Com ¦ Efficient Hot Water Boilers (94% eff.) - ZEAS 2030 - Marine ¦ SDG&E ¦ Marine | Com ¦ Efficient Hot Water Boilers (94% eff.) - ZEAS 2030 - Marine | SDG&E ¦ Marine | SDG&E | All | Gas | Efficient HVAC Space Heating Boiler | Efficient | 2030 |  | 1 | Conventional | HVAC | Com - Retail | Com | ROB and NEW | 0 | 1000 sqft2 of floor space | Cap-kBTUh | 20 | DEER:HVAC_Eff_HP | 0 | 0 | 0 | SWHC004-06 | 22.0244 | 2024 | 7.4178 | 2024 | 0 | 0 |  | Com HVAC Boilers - ZEAS 2030 - Marine ¦ SDG&E ¦ Marine | Com HVAC Boilers - ZEAS 2030 - Marine | 2.3901 | 1 | 0.10976 | CBSA 2014 | 0 | 2032 | 0.2 | SWHC004-06
COM-HVAC-41-ZEAS.83 | Com ¦ Efficient Hot Water Boilers (94% eff.) - ZEAS 2030 - Marine ¦ SDG&E ¦ Marine | Com ¦ Efficient Hot Water Boilers (94% eff.) - ZEAS 2030 - Marine | SDG&E ¦ Marine | SDG&E | All | Gas | Efficient HVAC Space Heating Boiler | Efficient | 2030 |  | 1 | Conventional | HVAC | Com - School | Com | ROB and NEW | 0 | 1000 sqft2 of floor space | Cap-kBTUh | 20 | DEER:HVAC_Eff_HP | 0 | 0 | 0 | SWHC004-06 | 22.0244 | 2024 | 7.4178 | 2024 | 0 | 0 |  | Com HVAC Boilers - ZEAS 2030 - Marine ¦ SDG&E ¦ Marine | Com HVAC Boilers - ZEAS 2030 - Marine | 10.6579 | 1 | 0.10976 | CBSA 2014 | 0 | 2032 | 0.2 | SWHC004-06
COM-HVAC-41-ZEAS.84 | Com ¦ Efficient Hot Water Boilers (94% eff.) - ZEAS 2030 - Marine ¦ SDG&E ¦ Marine | Com ¦ Efficient Hot Water Boilers (94% eff.) - ZEAS 2030 - Marine | SDG&E ¦ Marine | SDG&E | All | Gas | Efficient HVAC Space Heating Boiler | Efficient | 2030 |  | 1 | Conventional | HVAC | Com - Warehouse | Com | ROB and NEW | 0 | 1000 sqft2 of floor space | Cap-kBTUh | 20 | DEER:HVAC_Eff_HP | 0 | 0 | 0 | SWHC004-06 | 22.0244 | 2024 | 7.4178 | 2024 | 0 | 0 |  | Com HVAC Boilers - ZEAS 2030 - Marine ¦ SDG&E ¦ Marine | Com HVAC Boilers - ZEAS 2030 - Marine | 0 | 1 | 0 | CBSA 2014 | 0 | 2032 | 0.2 | SWHC004-06
COM-HVAC-41-ZEAS.85 | Com ¦ Efficient Hot Water Boilers (94% eff.) - ZEAS 2030 - Hot-Dry ¦ SDG&E ¦ Hot-Dry | Com ¦ Efficient Hot Water Boilers (94% eff.) - ZEAS 2030 - Hot-Dry | SDG&E ¦ Hot-Dry | SDG&E | All | Gas | Efficient HVAC Space Heating Boiler | Efficient | 2030 |  | 1 | Conventional | HVAC | Com - College | Com | ROB and NEW | 0 | 1000 sqft2 of floor space | Cap-kBTUh | 20 | DEER:HVAC_Eff_HP | 0 | 0 | 0 | SWHC004-06 | 22.0244 | 2024 | 7.4178 | 2024 | 0 | 0 |  | Com HVAC Boilers - ZEAS 2030 - Hot-Dry ¦ SDG&E ¦ Hot-Dry | Com HVAC Boilers - ZEAS 2030 - Hot-Dry | 7.1283 | 1 | 0.10976 | CBSA 2014 | 0 | 2032 | 0.2 | SWHC004-06
COM-HVAC-41-ZEAS.86 | Com ¦ Efficient Hot Water Boilers (94% eff.) - ZEAS 2030 - Hot-Dry ¦ SDG&E ¦ Hot-Dry | Com ¦ Efficient Hot Water Boilers (94% eff.) - ZEAS 2030 - Hot-Dry | SDG&E ¦ Hot-Dry | SDG&E | All | Gas | Efficient HVAC Space Heating Boiler | Efficient | 2030 |  | 1 | Conventional | HVAC | Com - Grocery | Com | ROB and NEW | 0 | 1000 sqft2 of floor space | Cap-kBTUh | 20 | DEER:HVAC_Eff_HP | 0 | 0 | 0 | SWHC004-06 | 22.0244 | 2024 | 7.4178 | 2024 | 0 | 0 |  | Com HVAC Boilers - ZEAS 2030 - Hot-Dry ¦ SDG&E ¦ Hot-Dry | Com HVAC Boilers - ZEAS 2030 - Hot-Dry | 0 | 1 | 0 | CBSA 2014 | 0 | 2032 | 0.2 | SWHC004-06
COM-HVAC-41-ZEAS.87 | Com ¦ Efficient Hot Water Boilers (94% eff.) - ZEAS 2030 - Hot-Dry ¦ SDG&E ¦ Hot-Dry | Com ¦ Efficient Hot Water Boilers (94% eff.) - ZEAS 2030 - Hot-Dry | SDG&E ¦ Hot-Dry | SDG&E | All | Gas | Efficient HVAC Space Heating Boiler | Efficient | 2030 |  | 1 | Conventional | HVAC | Com - Health | Com | ROB and NEW | 0 | 1000 sqft2 of floor space | Cap-kBTUh | 20 | DEER:HVAC_Eff_HP | 0 | 0 | 0 | SWHC004-06 | 22.0244 | 2024 | 7.4178 | 2024 | 0 | 0 |  | Com HVAC Boilers - ZEAS 2030 - Hot-Dry ¦ SDG&E ¦ Hot-Dry | Com HVAC Boilers - ZEAS 2030 - Hot-Dry | 7.8081 | 1 | 0.10976 | CBSA 2014 | 0 | 2032 | 0.2 | SWHC004-06
COM-HVAC-41-ZEAS.88 | Com ¦ Efficient Hot Water Boilers (94% eff.) - ZEAS 2030 - Hot-Dry ¦ SDG&E ¦ Hot-Dry | Com ¦ Efficient Hot Water Boilers (94% eff.) - ZEAS 2030 - Hot-Dry | SDG&E ¦ Hot-Dry | SDG&E | All | Gas | Efficient HVAC Space Heating Boiler | Efficient | 2030 |  | 1 | Conventional | HVAC | Com - Lodging | Com | ROB and NEW | 0 | 1000 sqft2 of floor space | Cap-kBTUh | 20 | DEER:HVAC_Eff_HP | 0 | 0 | 0 | SWHC004-06 | 22.0244 | 2024 | 7.4178 | 2024 | 0 | 0 |  | Com HVAC Boilers - ZEAS 2030 - Hot-Dry ¦ SDG&E ¦ Hot-Dry | Com HVAC Boilers - ZEAS 2030 - Hot-Dry | 3.4791 | 1 | 0.10976 | CBSA 2014 | 0 | 2032 | 0.2 | SWHC004-06
COM-HVAC-41-ZEAS.89 | Com ¦ Efficient Hot Water Boilers (94% eff.) - ZEAS 2030 - Hot-Dry ¦ SDG&E ¦ Hot-Dry | Com ¦ Efficient Hot Water Boilers (94% eff.) - ZEAS 2030 - Hot-Dry | SDG&E ¦ Hot-Dry | SDG&E | All | Gas | Efficient HVAC Space Heating Boiler | Efficient | 2030 |  | 1 | Conventional | HVAC | Com - Office (Large) | Com | ROB and NEW | 0 | 1000 sqft2 of floor space | Cap-kBTUh | 20 | DEER:HVAC_Eff_HP | 0 | 0 | 0 | SWHC004-06 | 22.0244 | 2024 | 7.4178 | 2024 | 0 | 0 |  | Com HVAC Boilers - ZEAS 2030 - Hot-Dry ¦ SDG&E ¦ Hot-Dry | Com HVAC Boilers - ZEAS 2030 - Hot-Dry | 8.8573 | 1 | 0.10976 | CBSA 2014 | 0 | 2032 | 0.2 | SWHC004-06
COM-HVAC-41-ZEAS.90 | Com ¦ Efficient Hot Water Boilers (94% eff.) - ZEAS 2030 - Hot-Dry ¦ SDG&E ¦ Hot-Dry | Com ¦ Efficient Hot Water Boilers (94% eff.) - ZEAS 2030 - Hot-Dry | SDG&E ¦ Hot-Dry | SDG&E | All | Gas | Efficient HVAC Space Heating Boiler | Efficient | 2030 |  | 1 | Conventional | HVAC | Com - Office (Small) | Com | ROB and NEW | 0 | 1000 sqft2 of floor space | Cap-kBTUh | 20 | DEER:HVAC_Eff_HP | 0 | 0 | 0 | SWHC004-06 | 22.0244 | 2024 | 7.4178 | 2024 | 0 | 0 |  | Com HVAC Boilers - ZEAS 2030 - Hot-Dry ¦ SDG&E ¦ Hot-Dry | Com HVAC Boilers - ZEAS 2030 - Hot-Dry | 21.5364 | 1 | 0.10976 | CBSA 2014 | 0 | 2032 | 0.2 | SWHC004-06
COM-HVAC-41-ZEAS.91 | Com ¦ Efficient Hot Water Boilers (94% eff.) - ZEAS 2030 - Hot-Dry ¦ SDG&E ¦ Hot-Dry | Com ¦ Efficient Hot Water Boilers (94% eff.) - ZEAS 2030 - Hot-Dry | SDG&E ¦ Hot-Dry | SDG&E | All | Gas | Efficient HVAC Space Heating Boiler | Efficient | 2030 |  | 1 | Conventional | HVAC | Com - Other | Com | ROB and NEW | 0 | 1000 sqft2 of floor space | Cap-kBTUh | 20 | DEER:HVAC_Eff_HP | 0 | 0 | 0 | SWHC004-06 | 22.0244 | 2024 | 7.4178 | 2024 | 0 | 0 |  | Com HVAC Boilers - ZEAS 2030 - Hot-Dry ¦ SDG&E ¦ Hot-Dry | Com HVAC Boilers - ZEAS 2030 - Hot-Dry | 0 | 1 | 0 | CBSA 2014 | 0 | 2032 | 0.2 | SWHC004-06
COM-HVAC-41-ZEAS.92 | Com ¦ Efficient Hot Water Boilers (94% eff.) - ZEAS 2030 - Hot-Dry ¦ SDG&E ¦ Hot-Dry | Com ¦ Efficient Hot Water Boilers (94% eff.) - ZEAS 2030 - Hot-Dry | SDG&E ¦ Hot-Dry | SDG&E | All | Gas | Efficient HVAC Space Heating Boiler | Efficient | 2030 |  | 1 | Conventional | HVAC | Com - Refrig. Warehouse | Com | ROB and NEW | 0 | 1000 sqft2 of floor space | Cap-kBTUh | 20 | DEER:HVAC_Eff_HP | 0 | 0 | 0 | SWHC004-06 | 22.0244 | 2024 | 7.4178 | 2024 | 0 | 0 |  | Com HVAC Boilers - ZEAS 2030 - Hot-Dry ¦ SDG&E ¦ Hot-Dry | Com HVAC Boilers - ZEAS 2030 - Hot-Dry | 0 | 1 | 0 | CBSA 2014 | 0 | 2032 | 0.2 | SWHC004-06
COM-HVAC-41-ZEAS.93 | Com ¦ Efficient Hot Water Boilers (94% eff.) - ZEAS 2030 - Hot-Dry ¦ SDG&E ¦ Hot-Dry | Com ¦ Efficient Hot Water Boilers (94% eff.) - ZEAS 2030 - Hot-Dry | SDG&E ¦ Hot-Dry | SDG&E | All | Gas | Efficient HVAC Space Heating Boiler | Efficient | 2030 |  | 1 | Conventional | HVAC | Com - Restaurant | Com | ROB and NEW | 0 | 1000 sqft2 of floor space | Cap-kBTUh | 20 | DEER:HVAC_Eff_HP | 0 | 0 | 0 | SWHC004-06 | 22.0244 | 2024 | 7.4178 | 2024 | 0 | 0 |  | Com HVAC Boilers - ZEAS 2030 - Hot-Dry ¦ SDG&E ¦ Hot-Dry | Com HVAC Boilers - ZEAS 2030 - Hot-Dry | 0 | 1 | 0 | CBSA 2014 | 0 | 2032 | 0.2 | SWHC004-06
COM-HVAC-41-ZEAS.94 | Com ¦ Efficient Hot Water Boilers (94% eff.) - ZEAS 2030 - Hot-Dry ¦ SDG&E ¦ Hot-Dry | Com ¦ Efficient Hot Water Boilers (94% eff.) - ZEAS 2030 - Hot-Dry | SDG&E ¦ Hot-Dry | SDG&E | All | Gas | Efficient HVAC Space Heating Boiler | Efficient | 2030 |  | 1 | Conventional | HVAC | Com - Retail | Com | ROB and NEW | 0 | 1000 sqft2 of floor space | Cap-kBTUh | 20 | DEER:HVAC_Eff_HP | 0 | 0 | 0 | SWHC004-06 | 22.0244 | 2024 | 7.4178 | 2024 | 0 | 0 |  | Com HVAC Boilers - ZEAS 2030 - Hot-Dry ¦ SDG&E ¦ Hot-Dry | Com HVAC Boilers - ZEAS 2030 - Hot-Dry | 2.3901 | 1 | 0.10976 | CBSA 2014 | 0 | 2032 | 0.2 | SWHC004-06
COM-HVAC-41-ZEAS.95 | Com ¦ Efficient Hot Water Boilers (94% eff.) - ZEAS 2030 - Hot-Dry ¦ SDG&E ¦ Hot-Dry | Com ¦ Efficient Hot Water Boilers (94% eff.) - ZEAS 2030 - Hot-Dry | SDG&E ¦ Hot-Dry | SDG&E | All | Gas | Efficient HVAC Space Heating Boiler | Efficient | 2030 |  | 1 | Conventional | HVAC | Com - School | Com | ROB and NEW | 0 | 1000 sqft2 of floor space | Cap-kBTUh | 20 | DEER:HVAC_Eff_HP | 0 | 0 | 0 | SWHC004-06 | 22.0244 | 2024 | 7.4178 | 2024 | 0 | 0 |  | Com HVAC Boilers - ZEAS 2030 - Hot-Dry ¦ SDG&E ¦ Hot-Dry | Com HVAC Boilers - ZEAS 2030 - Hot-Dry | 10.6579 | 1 | 0.10976 | CBSA 2014 | 0 | 2032 | 0.2 | SWHC004-06
COM-HVAC-41-ZEAS.96 | Com ¦ Efficient Hot Water Boilers (94% eff.) - ZEAS 2030 - Hot-Dry ¦ SDG&E ¦ Hot-Dry | Com ¦ Efficient Hot Water Boilers (94% eff.) - ZEAS 2030 - Hot-Dry | SDG&E ¦ Hot-Dry | SDG&E | All | Gas | Efficient HVAC Space Heating Boiler | Efficient | 2030 |  | 1 | Conventional | HVAC | Com - Warehouse | Com | ROB and NEW | 0 | 1000 sqft2 of floor space | Cap-kBTUh | 20 | DEER:HVAC_Eff_HP | 0 | 0 | 0 | SWHC004-06 | 22.0244 | 2024 | 7.4178 | 2024 | 0 | 0 |  | Com HVAC Boilers - ZEAS 2030 - Hot-Dry ¦ SDG&E ¦ Hot-Dry | Com HVAC Boilers - ZEAS 2030 - Hot-Dry | 0 | 1 | 0 | CBSA 2014 | 0 | 2032 | 0.2 | SWHC004-06
COM-HVAC-75-ZEAS.1 | Com ¦ Com Code Furnace (81 AFUE) - ZEAS 2030 - Marine ¦ PG&E ¦ Marine | Com ¦ Com Code Furnace (81 AFUE) - ZEAS 2030 - Marine | PG&E ¦ Marine | PG&E | All | Gas | Furnace, Commercial, 81% AFUE | Average Existing and Code |  | 2030 | 1 | Conventional | HVAC | Com - College | Com | ROB and NEW | 0 | 1000 sqft2 of floor space | Cap-kBTUh | 20 | None | 0 | 0 | 0.333 | SWHC011-03 | 57.81 | 2024 | 5.03 | 2024 | 0 | 0 | SWHC011-03 | Com Furnaces - ZEAS 2030 - Marine ¦ PG&E ¦ Marine | Com Furnaces - ZEAS 2030 - Marine | 0.7206 | 1 | 0.89024 | CBSA 2014 | -1.0985 | 2012 | 0.6 | SWHC011-03
COM-HVAC-75-ZEAS.2 | Com ¦ Com Code Furnace (81 AFUE) - ZEAS 2030 - Marine ¦ PG&E ¦ Marine | Com ¦ Com Code Furnace (81 AFUE) - ZEAS 2030 - Marine | PG&E ¦ Marine | PG&E | All | Gas | Furnace, Commercial, 81% AFUE | Average Existing and Code |  | 2030 | 1 | Conventional | HVAC | Com - Grocery | Com | ROB and NEW | 0 | 1000 sqft2 of floor space | Cap-kBTUh | 20 | None | 0 | 0 | 0.333 | SWHC011-03 | 57.81 | 2024 | 5.03 | 2024 | 0 | 0 | SWHC011-03 | Com Furnaces - ZEAS 2030 - Marine ¦ PG&E ¦ Marine | Com Furnaces - ZEAS 2030 - Marine | 0.3 | 1 | 0.89024 | CBSA 2014 | -0.78195 | 2012 | 0.6 | SWHC011-03
COM-HVAC-75-ZEAS.3 | Com ¦ Com Code Furnace (81 AFUE) - ZEAS 2030 - Marine ¦ PG&E ¦ Marine | Com ¦ Com Code Furnace (81 AFUE) - ZEAS 2030 - Marine | PG&E ¦ Marine | PG&E | All | Gas | Furnace, Commercial, 81% AFUE | Average Existing and Code |  | 2030 | 1 | Conventional | HVAC | Com - Health | Com | ROB and NEW | 0 | 1000 sqft2 of floor space | Cap-kBTUh | 20 | None | 0 | 0 | 0.333 | SWHC011-03 | 57.81 | 2024 | 5.03 | 2024 | 0 | 0 | SWHC011-03 | Com Furnaces - ZEAS 2030 - Marine ¦ PG&E ¦ Marine | Com Furnaces - ZEAS 2030 - Marine | 1.0074 | 1 | 0.89024 | CBSA 2014 | -0.94059 | 2012 | 0.6 | SWHC011-03
COM-HVAC-75-ZEAS.4 | Com ¦ Com Code Furnace (81 AFUE) - ZEAS 2030 - Marine ¦ PG&E ¦ Marine | Com ¦ Com Code Furnace (81 AFUE) - ZEAS 2030 - Marine | PG&E ¦ Marine | PG&E | All | Gas | Furnace, Commercial, 81% AFUE | Average Existing and Code |  | 2030 | 1 | Conventional | HVAC | Com - Lodging | Com | ROB and NEW | 0 | 1000 sqft2 of floor space | Cap-kBTUh | 20 | None | 0 | 0 | 0.333 | SWHC011-03 | 57.81 | 2024 | 5.03 | 2024 | 0 | 0 | SWHC011-03 | Com Furnaces - ZEAS 2030 - Marine ¦ PG&E ¦ Marine | Com Furnaces - ZEAS 2030 - Marine | 0.4628 | 1 | 0.89024 | CBSA 2014 | -3.2895 | 2012 | 0.6 | SWHC011-03
COM-HVAC-75-ZEAS.5 | Com ¦ Com Code Furnace (81 AFUE) - ZEAS 2030 - Marine ¦ PG&E ¦ Marine | Com ¦ Com Code Furnace (81 AFUE) - ZEAS 2030 - Marine | PG&E ¦ Marine | PG&E | All | Gas | Furnace, Commercial, 81% AFUE | Average Existing and Code |  | 2030 | 1 | Conventional | HVAC | Com - Office (Large) | Com | ROB and NEW | 0 | 1000 sqft2 of floor space | Cap-kBTUh | 20 | None | 0 | 0 | 0.333 | SWHC011-03 | 57.81 | 2024 | 5.03 | 2024 | 0 | 0 | SWHC011-03 | Com Furnaces - ZEAS 2030 - Marine ¦ PG&E ¦ Marine | Com Furnaces - ZEAS 2030 - Marine | 0.10857 | 1 | 0.89024 | CBSA 2014 | -1.4954 | 2012 | 0.6 | SWHC011-03
COM-HVAC-75-ZEAS.6 | Com ¦ Com Code Furnace (81 AFUE) - ZEAS 2030 - Marine ¦ PG&E ¦ Marine | Com ¦ Com Code Furnace (81 AFUE) - ZEAS 2030 - Marine | PG&E ¦ Marine | PG&E | All | Gas | Furnace, Commercial, 81% AFUE | Average Existing and Code |  | 2030 | 1 | Conventional | HVAC | Com - Office (Small) | Com | ROB and NEW | 0 | 1000 sqft2 of floor space | Cap-kBTUh | 20 | None | 0 | 0 | 0.333 | SWHC011-03 | 57.81 | 2024 | 5.03 | 2024 | 0 | 0 | SWHC011-03 | Com Furnaces - ZEAS 2030 - Marine ¦ PG&E ¦ Marine | Com Furnaces - ZEAS 2030 - Marine | 0.3 | 1 | 0.89024 | CBSA 2014 | -0.65923 | 2012 | 0.6 | SWHC011-03
COM-HVAC-75-ZEAS.7 | Com ¦ Com Code Furnace (81 AFUE) - ZEAS 2030 - Marine ¦ PG&E ¦ Marine | Com ¦ Com Code Furnace (81 AFUE) - ZEAS 2030 - Marine | PG&E ¦ Marine | PG&E | All | Gas | Furnace, Commercial, 81% AFUE | Average Existing and Code |  | 2030 | 1 | Conventional | HVAC | Com - Other | Com | ROB and NEW | 0 | 1000 sqft2 of floor space | Cap-kBTUh | 20 | None | 0 | 0 | 0.333 | SWHC011-03 | 57.81 | 2024 | 5.03 | 2024 | 0 | 0 | SWHC011-03 | Com Furnaces - ZEAS 2030 - Marine ¦ PG&E ¦ Marine | Com Furnaces - ZEAS 2030 - Marine | 0.88227 | 1 | 0.89024 | CBSA 2014 | -1.5085 | 2012 | 0.6 | SWHC011-03
COM-HVAC-75-ZEAS.8 | Com ¦ Com Code Furnace (81 AFUE) - ZEAS 2030 - Marine ¦ PG&E ¦ Marine | Com ¦ Com Code Furnace (81 AFUE) - ZEAS 2030 - Marine | PG&E ¦ Marine | PG&E | All | Gas | Furnace, Commercial, 81% AFUE | Average Existing and Code |  | 2030 | 1 | Conventional | HVAC | Com - Refrig. Warehouse | Com | ROB and NEW | 0 | 1000 sqft2 of floor space | Cap-kBTUh | 20 | None | 0 | 0 | 0.333 | SWHC011-03 | 57.81 | 2024 | 5.03 | 2024 | 0 | 0 | SWHC011-03 | Com Furnaces - ZEAS 2030 - Marine ¦ PG&E ¦ Marine | Com Furnaces - ZEAS 2030 - Marine | 0.05 | 1 | 0.89024 | CBSA 2014 | -0.25001 | 2012 | 0.6 | SWHC011-03
COM-HVAC-75-ZEAS.9 | Com ¦ Com Code Furnace (81 AFUE) - ZEAS 2030 - Marine ¦ PG&E ¦ Marine | Com ¦ Com Code Furnace (81 AFUE) - ZEAS 2030 - Marine | PG&E ¦ Marine | PG&E | All | Gas | Furnace, Commercial, 81% AFUE | Average Existing and Code |  | 2030 | 1 | Conventional | HVAC | Com - Restaurant | Com | ROB and NEW | 0 | 1000 sqft2 of floor space | Cap-kBTUh | 20 | None | 0 | 0 | 0.333 | SWHC011-03 | 57.81 | 2024 | 5.03 | 2024 | 0 | 0 | SWHC011-03 | Com Furnaces - ZEAS 2030 - Marine ¦ PG&E ¦ Marine | Com Furnaces - ZEAS 2030 - Marine | 8.5 | 1 | 0.89024 | CBSA 2014 | -0.25016 | 2012 | 0.6 | SWHC011-03
COM-HVAC-75-ZEAS.10 | Com ¦ Com Code Furnace (81 AFUE) - ZEAS 2030 - Marine ¦ PG&E ¦ Marine | Com ¦ Com Code Furnace (81 AFUE) - ZEAS 2030 - Marine | PG&E ¦ Marine | PG&E | All | Gas | Furnace, Commercial, 81% AFUE | Average Existing and Code |  | 2030 | 1 | Conventional | HVAC | Com - Retail | Com | ROB and NEW | 0 | 1000 sqft2 of floor space | Cap-kBTUh | 20 | None | 0 | 0 | 0.333 | SWHC011-03 | 57.81 | 2024 | 5.03 | 2024 | 0 | 0 | SWHC011-03 | Com Furnaces - ZEAS 2030 - Marine ¦ PG&E ¦ Marine | Com Furnaces - ZEAS 2030 - Marine | 0.43965 | 1 | 0.89024 | CBSA 2014 | -1.6454 | 2012 | 0.6 | SWHC011-03
COM-HVAC-75-ZEAS.11 | Com ¦ Com Code Furnace (81 AFUE) - ZEAS 2030 - Marine ¦ PG&E ¦ Marine | Com ¦ Com Code Furnace (81 AFUE) - ZEAS 2030 - Marine | PG&E ¦ Marine | PG&E | All | Gas | Furnace, Commercial, 81% AFUE | Average Existing and Code |  | 2030 | 1 | Conventional | HVAC | Com - School | Com | ROB and NEW | 0 | 1000 sqft2 of floor space | Cap-kBTUh | 20 | None | 0 | 0 | 0.333 | SWHC011-03 | 57.81 | 2024 | 5.03 | 2024 | 0 | 0 | SWHC011-03 | Com Furnaces - ZEAS 2030 - Marine ¦ PG&E ¦ Marine | Com Furnaces - ZEAS 2030 - Marine | 2.5576 | 1 | 0.89024 | CBSA 2014 | -0.76082 | 2012 | 0.6 | SWHC011-03
COM-HVAC-75-ZEAS.12 | Com ¦ Com Code Furnace (81 AFUE) - ZEAS 2030 - Marine ¦ PG&E ¦ Marine | Com ¦ Com Code Furnace (81 AFUE) - ZEAS 2030 - Marine | PG&E ¦ Marine | PG&E | All | Gas | Furnace, Commercial, 81% AFUE | Average Existing and Code |  | 2030 | 1 | Conventional | HVAC | Com - Warehouse | Com | ROB and NEW | 0 | 1000 sqft2 of floor space | Cap-kBTUh | 20 | None | 0 | 0 | 0.333 | SWHC011-03 | 57.81 | 2024 | 5.03 | 2024 | 0 | 0 | SWHC011-03 | Com Furnaces - ZEAS 2030 - Marine ¦ PG&E ¦ Marine | Com Furnaces - ZEAS 2030 - Marine | 0.02 | 1 | 0.89024 | CBSA 2014 | -1.4038 | 2012 | 0.6 | SWHC011-03
COM-HVAC-75-ZEAS.13 | Com ¦ Com Code Furnace (81 AFUE) - ZEAS 2030 - Hot-Dry ¦ PG&E ¦ Hot-Dry | Com ¦ Com Code Furnace (81 AFUE) - ZEAS 2030 - Hot-Dry | PG&E ¦ Hot-Dry | PG&E | All | Gas | Furnace, Commercial, 81% AFUE | Average Existing and Code |  | 2030 | 1 | Conventional | HVAC | Com - College | Com | ROB and NEW | 0 | 1000 sqft2 of floor space | Cap-kBTUh | 20 | None | 0 | 0 | 0.361 | SWHC011-03 | 57.81 | 2024 | 5.03 | 2024 | 0 | 0 | SWHC011-03 | Com Furnaces - ZEAS 2030 - Hot-Dry ¦ PG&E ¦ Hot-Dry | Com Furnaces - ZEAS 2030 - Hot-Dry | 0.7206 | 1 | 0.89024 | CBSA 2014 | -1.1908 | 2012 | 0.6 | SWHC011-03
COM-HVAC-75-ZEAS.14 | Com ¦ Com Code Furnace (81 AFUE) - ZEAS 2030 - Hot-Dry ¦ PG&E ¦ Hot-Dry | Com ¦ Com Code Furnace (81 AFUE) - ZEAS 2030 - Hot-Dry | PG&E ¦ Hot-Dry | PG&E | All | Gas | Furnace, Commercial, 81% AFUE | Average Existing and Code |  | 2030 | 1 | Conventional | HVAC | Com - Grocery | Com | ROB and NEW | 0 | 1000 sqft2 of floor space | Cap-kBTUh | 20 | None | 0 | 0 | 0.361 | SWHC011-03 | 57.81 | 2024 | 5.03 | 2024 | 0 | 0 | SWHC011-03 | Com Furnaces - ZEAS 2030 - Hot-Dry ¦ PG&E ¦ Hot-Dry | Com Furnaces - ZEAS 2030 - Hot-Dry | 0.3 | 1 | 0.89024 | CBSA 2014 | -0.8477 | 2012 | 0.6 | SWHC011-03
COM-HVAC-75-ZEAS.15 | Com ¦ Com Code Furnace (81 AFUE) - ZEAS 2030 - Hot-Dry ¦ PG&E ¦ Hot-Dry | Com ¦ Com Code Furnace (81 AFUE) - ZEAS 2030 - Hot-Dry | PG&E ¦ Hot-Dry | PG&E | All | Gas | Furnace, Commercial, 81% AFUE | Average Existing and Code |  | 2030 | 1 | Conventional | HVAC | Com - Health | Com | ROB and NEW | 0 | 1000 sqft2 of floor space | Cap-kBTUh | 20 | None | 0 | 0 | 0.361 | SWHC011-03 | 57.81 | 2024 | 5.03 | 2024 | 0 | 0 | SWHC011-03 | Com Furnaces - ZEAS 2030 - Hot-Dry ¦ PG&E ¦ Hot-Dry | Com Furnaces - ZEAS 2030 - Hot-Dry | 1.0074 | 1 | 0.89024 | CBSA 2014 | -1.0197 | 2012 | 0.6 | SWHC011-03
COM-HVAC-75-ZEAS.16 | Com ¦ Com Code Furnace (81 AFUE) - ZEAS 2030 - Hot-Dry ¦ PG&E ¦ Hot-Dry | Com ¦ Com Code Furnace (81 AFUE) - ZEAS 2030 - Hot-Dry | PG&E ¦ Hot-Dry | PG&E | All | Gas | Furnace, Commercial, 81% AFUE | Average Existing and Code |  | 2030 | 1 | Conventional | HVAC | Com - Lodging | Com | ROB and NEW | 0 | 1000 sqft2 of floor space | Cap-kBTUh | 20 | None | 0 | 0 | 0.361 | SWHC011-03 | 57.81 | 2024 | 5.03 | 2024 | 0 | 0 | SWHC011-03 | Com Furnaces - ZEAS 2030 - Hot-Dry ¦ PG&E ¦ Hot-Dry | Com Furnaces - ZEAS 2030 - Hot-Dry | 0.4628 | 1 | 0.89024 | CBSA 2014 | -3.5661 | 2012 | 0.6 | SWHC011-03
COM-HVAC-75-ZEAS.17 | Com ¦ Com Code Furnace (81 AFUE) - ZEAS 2030 - Hot-Dry ¦ PG&E ¦ Hot-Dry | Com ¦ Com Code Furnace (81 AFUE) - ZEAS 2030 - Hot-Dry | PG&E ¦ Hot-Dry | PG&E | All | Gas | Furnace, Commercial, 81% AFUE | Average Existing and Code |  | 2030 | 1 | Conventional | HVAC | Com - Office (Large) | Com | ROB and NEW | 0 | 1000 sqft2 of floor space | Cap-kBTUh | 20 | None | 0 | 0 | 0.361 | SWHC011-03 | 57.81 | 2024 | 5.03 | 2024 | 0 | 0 | SWHC011-03 | Com Furnaces - ZEAS 2030 - Hot-Dry ¦ PG&E ¦ Hot-Dry | Com Furnaces - ZEAS 2030 - Hot-Dry | 0.10857 | 1 | 0.89024 | CBSA 2014 | -1.6211 | 2012 | 0.6 | SWHC011-03
COM-HVAC-75-ZEAS.18 | Com ¦ Com Code Furnace (81 AFUE) - ZEAS 2030 - Hot-Dry ¦ PG&E ¦ Hot-Dry | Com ¦ Com Code Furnace (81 AFUE) - ZEAS 2030 - Hot-Dry | PG&E ¦ Hot-Dry | PG&E | All | Gas | Furnace, Commercial, 81% AFUE | Average Existing and Code |  | 2030 | 1 | Conventional | HVAC | Com - Office (Small) | Com | ROB and NEW | 0 | 1000 sqft2 of floor space | Cap-kBTUh | 20 | None | 0 | 0 | 0.361 | SWHC011-03 | 57.81 | 2024 | 5.03 | 2024 | 0 | 0 | SWHC011-03 | Com Furnaces - ZEAS 2030 - Hot-Dry ¦ PG&E ¦ Hot-Dry | Com Furnaces - ZEAS 2030 - Hot-Dry | 0.3 | 1 | 0.89024 | CBSA 2014 | -0.71466 | 2012 | 0.6 | SWHC011-03
COM-HVAC-75-ZEAS.19 | Com ¦ Com Code Furnace (81 AFUE) - ZEAS 2030 - Hot-Dry ¦ PG&E ¦ Hot-Dry | Com ¦ Com Code Furnace (81 AFUE) - ZEAS 2030 - Hot-Dry | PG&E ¦ Hot-Dry | PG&E | All | Gas | Furnace, Commercial, 81% AFUE | Average Existing and Code |  | 2030 | 1 | Conventional | HVAC | Com - Other | Com | ROB and NEW | 0 | 1000 sqft2 of floor space | Cap-kBTUh | 20 | None | 0 | 0 | 0.361 | SWHC011-03 | 57.81 | 2024 | 5.03 | 2024 | 0 | 0 | SWHC011-03 | Com Furnaces - ZEAS 2030 - Hot-Dry ¦ PG&E ¦ Hot-Dry | Com Furnaces - ZEAS 2030 - Hot-Dry | 0.88227 | 1 | 0.89024 | CBSA 2014 | -1.6353 | 2012 | 0.6 | SWHC011-03
COM-HVAC-75-ZEAS.20 | Com ¦ Com Code Furnace (81 AFUE) - ZEAS 2030 - Hot-Dry ¦ PG&E ¦ Hot-Dry | Com ¦ Com Code Furnace (81 AFUE) - ZEAS 2030 - Hot-Dry | PG&E ¦ Hot-Dry | PG&E | All | Gas | Furnace, Commercial, 81% AFUE | Average Existing and Code |  | 2030 | 1 | Conventional | HVAC | Com - Refrig. Warehouse | Com | ROB and NEW | 0 | 1000 sqft2 of floor space | Cap-kBTUh | 20 | None | 0 | 0 | 0.361 | SWHC011-03 | 57.81 | 2024 | 5.03 | 2024 | 0 | 0 | SWHC011-03 | Com Furnaces - ZEAS 2030 - Hot-Dry ¦ PG&E ¦ Hot-Dry | Com Furnaces - ZEAS 2030 - Hot-Dry | 0.05 | 1 | 0.89024 | CBSA 2014 | -0.27104 | 2012 | 0.6 | SWHC011-03
COM-HVAC-75-ZEAS.21 | Com ¦ Com Code Furnace (81 AFUE) - ZEAS 2030 - Hot-Dry ¦ PG&E ¦ Hot-Dry | Com ¦ Com Code Furnace (81 AFUE) - ZEAS 2030 - Hot-Dry | PG&E ¦ Hot-Dry | PG&E | All | Gas | Furnace, Commercial, 81% AFUE | Average Existing and Code |  | 2030 | 1 | Conventional | HVAC | Com - Restaurant | Com | ROB and NEW | 0 | 1000 sqft2 of floor space | Cap-kBTUh | 20 | None | 0 | 0 | 0.361 | SWHC011-03 | 57.81 | 2024 | 5.03 | 2024 | 0 | 0 | SWHC011-03 | Com Furnaces - ZEAS 2030 - Hot-Dry ¦ PG&E ¦ Hot-Dry | Com Furnaces - ZEAS 2030 - Hot-Dry | 8.5 | 1 | 0.89024 | CBSA 2014 | -0.2712 | 2012 | 0.6 | SWHC011-03
COM-HVAC-75-ZEAS.22 | Com ¦ Com Code Furnace (81 AFUE) - ZEAS 2030 - Hot-Dry ¦ PG&E ¦ Hot-Dry | Com ¦ Com Code Furnace (81 AFUE) - ZEAS 2030 - Hot-Dry | PG&E ¦ Hot-Dry | PG&E | All | Gas | Furnace, Commercial, 81% AFUE | Average Existing and Code |  | 2030 | 1 | Conventional | HVAC | Com - Retail | Com | ROB and NEW | 0 | 1000 sqft2 of floor space | Cap-kBTUh | 20 | None | 0 | 0 | 0.361 | SWHC011-03 | 57.81 | 2024 | 5.03 | 2024 | 0 | 0 | SWHC011-03 | Com Furnaces - ZEAS 2030 - Hot-Dry ¦ PG&E ¦ Hot-Dry | Com Furnaces - ZEAS 2030 - Hot-Dry | 0.43965 | 1 | 0.89024 | CBSA 2014 | -1.7837 | 2012 | 0.6 | SWHC011-03
COM-HVAC-75-ZEAS.23 | Com ¦ Com Code Furnace (81 AFUE) - ZEAS 2030 - Hot-Dry ¦ PG&E ¦ Hot-Dry | Com ¦ Com Code Furnace (81 AFUE) - ZEAS 2030 - Hot-Dry | PG&E ¦ Hot-Dry | PG&E | All | Gas | Furnace, Commercial, 81% AFUE | Average Existing and Code |  | 2030 | 1 | Conventional | HVAC | Com - School | Com | ROB and NEW | 0 | 1000 sqft2 of floor space | Cap-kBTUh | 20 | None | 0 | 0 | 0.361 | SWHC011-03 | 57.81 | 2024 | 5.03 | 2024 | 0 | 0 | SWHC011-03 | Com Furnaces - ZEAS 2030 - Hot-Dry ¦ PG&E ¦ Hot-Dry | Com Furnaces - ZEAS 2030 - Hot-Dry | 2.5576 | 1 | 0.89024 | CBSA 2014 | -0.82479 | 2012 | 0.6 | SWHC011-03
COM-HVAC-75-ZEAS.24 | Com ¦ Com Code Furnace (81 AFUE) - ZEAS 2030 - Hot-Dry ¦ PG&E ¦ Hot-Dry | Com ¦ Com Code Furnace (81 AFUE) - ZEAS 2030 - Hot-Dry | PG&E ¦ Hot-Dry | PG&E | All | Gas | Furnace, Commercial, 81% AFUE | Average Existing and Code |  | 2030 | 1 | Conventional | HVAC | Com - Warehouse | Com | ROB and NEW | 0 | 1000 sqft2 of floor space | Cap-kBTUh | 20 | None | 0 | 0 | 0.361 | SWHC011-03 | 57.81 | 2024 | 5.03 | 2024 | 0 | 0 | SWHC011-03 | Com Furnaces - ZEAS 2030 - Hot-Dry ¦ PG&E ¦ Hot-Dry | Com Furnaces - ZEAS 2030 - Hot-Dry | 0.02 | 1 | 0.89024 | CBSA 2014 | -1.5218 | 2012 | 0.6 | SWHC011-03
COM-HVAC-75-ZEAS.25 | Com ¦ Com Code Furnace (81 AFUE) - ZEAS 2030 - Cold ¦ PG&E ¦ Cold | Com ¦ Com Code Furnace (81 AFUE) - ZEAS 2030 - Cold | PG&E ¦ Cold | PG&E | All | Gas | Furnace, Commercial, 81% AFUE | Average Existing and Code |  | 2030 | 1 | Conventional | HVAC | Com - College | Com | ROB and NEW | 0 | 1000 sqft2 of floor space | Cap-kBTUh | 20 | None | 0 | 0 | 0.943 | SWHC011-03 | 57.81 | 2024 | 5.03 | 2024 | 0 | 0 | SWHC011-03 | Com Furnaces - ZEAS 2030 - Cold ¦ PG&E ¦ Cold | Com Furnaces - ZEAS 2030 - Cold | 0.7206 | 1 | 0.89024 | CBSA 2014 | -3.1106 | 2012 | 0.6 | SWHC011-03
COM-HVAC-75-ZEAS.26 | Com ¦ Com Code Furnace (81 AFUE) - ZEAS 2030 - Cold ¦ PG&E ¦ Cold | Com ¦ Com Code Furnace (81 AFUE) - ZEAS 2030 - Cold | PG&E ¦ Cold | PG&E | All | Gas | Furnace, Commercial, 81% AFUE | Average Existing and Code |  | 2030 | 1 | Conventional | HVAC | Com - Grocery | Com | ROB and NEW | 0 | 1000 sqft2 of floor space | Cap-kBTUh | 20 | None | 0 | 0 | 0.943 | SWHC011-03 | 57.81 | 2024 | 5.03 | 2024 | 0 | 0 | SWHC011-03 | Com Furnaces - ZEAS 2030 - Cold ¦ PG&E ¦ Cold | Com Furnaces - ZEAS 2030 - Cold | 0.3 | 1 | 0.89024 | CBSA 2014 | -2.2143 | 2012 | 0.6 | SWHC011-03
COM-HVAC-75-ZEAS.27 | Com ¦ Com Code Furnace (81 AFUE) - ZEAS 2030 - Cold ¦ PG&E ¦ Cold | Com ¦ Com Code Furnace (81 AFUE) - ZEAS 2030 - Cold | PG&E ¦ Cold | PG&E | All | Gas | Furnace, Commercial, 81% AFUE | Average Existing and Code |  | 2030 | 1 | Conventional | HVAC | Com - Health | Com | ROB and NEW | 0 | 1000 sqft2 of floor space | Cap-kBTUh | 20 | None | 0 | 0 | 0.943 | SWHC011-03 | 57.81 | 2024 | 5.03 | 2024 | 0 | 0 | SWHC011-03 | Com Furnaces - ZEAS 2030 - Cold ¦ PG&E ¦ Cold | Com Furnaces - ZEAS 2030 - Cold | 1.0074 | 1 | 0.89024 | CBSA 2014 | -2.6636 | 2012 | 0.6 | SWHC011-03
COM-HVAC-75-ZEAS.28 | Com ¦ Com Code Furnace (81 AFUE) - ZEAS 2030 - Cold ¦ PG&E ¦ Cold | Com ¦ Com Code Furnace (81 AFUE) - ZEAS 2030 - Cold | PG&E ¦ Cold | PG&E | All | Gas | Furnace, Commercial, 81% AFUE | Average Existing and Code |  | 2030 | 1 | Conventional | HVAC | Com - Lodging | Com | ROB and NEW | 0 | 1000 sqft2 of floor space | Cap-kBTUh | 20 | None | 0 | 0 | 0.943 | SWHC011-03 | 57.81 | 2024 | 5.03 | 2024 | 0 | 0 | SWHC011-03 | Com Furnaces - ZEAS 2030 - Cold ¦ PG&E ¦ Cold | Com Furnaces - ZEAS 2030 - Cold | 0.4628 | 1 | 0.89024 | CBSA 2014 | -9.3153 | 2012 | 0.6 | SWHC011-03
COM-HVAC-75-ZEAS.29 | Com ¦ Com Code Furnace (81 AFUE) - ZEAS 2030 - Cold ¦ PG&E ¦ Cold | Com ¦ Com Code Furnace (81 AFUE) - ZEAS 2030 - Cold | PG&E ¦ Cold | PG&E | All | Gas | Furnace, Commercial, 81% AFUE | Average Existing and Code |  | 2030 | 1 | Conventional | HVAC | Com - Office (Large) | Com | ROB and NEW | 0 | 1000 sqft2 of floor space | Cap-kBTUh | 20 | None | 0 | 0 | 0.943 | SWHC011-03 | 57.81 | 2024 | 5.03 | 2024 | 0 | 0 | SWHC011-03 | Com Furnaces - ZEAS 2030 - Cold ¦ PG&E ¦ Cold | Com Furnaces - ZEAS 2030 - Cold | 0.10857 | 1 | 0.89024 | CBSA 2014 | -4.2347 | 2012 | 0.6 | SWHC011-03
COM-HVAC-75-ZEAS.30 | Com ¦ Com Code Furnace (81 AFUE) - ZEAS 2030 - Cold ¦ PG&E ¦ Cold | Com ¦ Com Code Furnace (81 AFUE) - ZEAS 2030 - Cold | PG&E ¦ Cold | PG&E | All | Gas | Furnace, Commercial, 81% AFUE | Average Existing and Code |  | 2030 | 1 | Conventional | HVAC | Com - Office (Small) | Com | ROB and NEW | 0 | 1000 sqft2 of floor space | Cap-kBTUh | 20 | None | 0 | 0 | 0.943 | SWHC011-03 | 57.81 | 2024 | 5.03 | 2024 | 0 | 0 | SWHC011-03 | Com Furnaces - ZEAS 2030 - Cold ¦ PG&E ¦ Cold | Com Furnaces - ZEAS 2030 - Cold | 0.3 | 1 | 0.89024 | CBSA 2014 | -1.8668 | 2012 | 0.6 | SWHC011-03
COM-HVAC-75-ZEAS.31 | Com ¦ Com Code Furnace (81 AFUE) - ZEAS 2030 - Cold ¦ PG&E ¦ Cold | Com ¦ Com Code Furnace (81 AFUE) - ZEAS 2030 - Cold | PG&E ¦ Cold | PG&E | All | Gas | Furnace, Commercial, 81% AFUE | Average Existing and Code |  | 2030 | 1 | Conventional | HVAC | Com - Other | Com | ROB and NEW | 0 | 1000 sqft2 of floor space | Cap-kBTUh | 20 | None | 0 | 0 | 0.943 | SWHC011-03 | 57.81 | 2024 | 5.03 | 2024 | 0 | 0 | SWHC011-03 | Com Furnaces - ZEAS 2030 - Cold ¦ PG&E ¦ Cold | Com Furnaces - ZEAS 2030 - Cold | 0.88227 | 1 | 0.89024 | CBSA 2014 | -4.2718 | 2012 | 0.6 | SWHC011-03
COM-HVAC-75-ZEAS.32 | Com ¦ Com Code Furnace (81 AFUE) - ZEAS 2030 - Cold ¦ PG&E ¦ Cold | Com ¦ Com Code Furnace (81 AFUE) - ZEAS 2030 - Cold | PG&E ¦ Cold | PG&E | All | Gas | Furnace, Commercial, 81% AFUE | Average Existing and Code |  | 2030 | 1 | Conventional | HVAC | Com - Refrig. Warehouse | Com | ROB and NEW | 0 | 1000 sqft2 of floor space | Cap-kBTUh | 20 | None | 0 | 0 | 0.943 | SWHC011-03 | 57.81 | 2024 | 5.03 | 2024 | 0 | 0 | SWHC011-03 | Com Furnaces - ZEAS 2030 - Cold ¦ PG&E ¦ Cold | Com Furnaces - ZEAS 2030 - Cold | 0.05 | 1 | 0.89024 | CBSA 2014 | -0.708 | 2012 | 0.6 | SWHC011-03
COM-HVAC-75-ZEAS.33 | Com ¦ Com Code Furnace (81 AFUE) - ZEAS 2030 - Cold ¦ PG&E ¦ Cold | Com ¦ Com Code Furnace (81 AFUE) - ZEAS 2030 - Cold | PG&E ¦ Cold | PG&E | All | Gas | Furnace, Commercial, 81% AFUE | Average Existing and Code |  | 2030 | 1 | Conventional | HVAC | Com - Restaurant | Com | ROB and NEW | 0 | 1000 sqft2 of floor space | Cap-kBTUh | 20 | None | 0 | 0 | 0.943 | SWHC011-03 | 57.81 | 2024 | 5.03 | 2024 | 0 | 0 | SWHC011-03 | Com Furnaces - ZEAS 2030 - Cold ¦ PG&E ¦ Cold | Com Furnaces - ZEAS 2030 - Cold | 8.5 | 1 | 0.89024 | CBSA 2014 | -0.70842 | 2012 | 0.6 | SWHC011-03
COM-HVAC-75-ZEAS.34 | Com ¦ Com Code Furnace (81 AFUE) - ZEAS 2030 - Cold ¦ PG&E ¦ Cold | Com ¦ Com Code Furnace (81 AFUE) - ZEAS 2030 - Cold | PG&E ¦ Cold | PG&E | All | Gas | Furnace, Commercial, 81% AFUE | Average Existing and Code |  | 2030 | 1 | Conventional | HVAC | Com - Retail | Com | ROB and NEW | 0 | 1000 sqft2 of floor space | Cap-kBTUh | 20 | None | 0 | 0 | 0.943 | SWHC011-03 | 57.81 | 2024 | 5.03 | 2024 | 0 | 0 | SWHC011-03 | Com Furnaces - ZEAS 2030 - Cold ¦ PG&E ¦ Cold | Com Furnaces - ZEAS 2030 - Cold | 0.43965 | 1 | 0.89024 | CBSA 2014 | -4.6595 | 2012 | 0.6 | SWHC011-03
COM-HVAC-75-ZEAS.35 | Com ¦ Com Code Furnace (81 AFUE) - ZEAS 2030 - Cold ¦ PG&E ¦ Cold | Com ¦ Com Code Furnace (81 AFUE) - ZEAS 2030 - Cold | PG&E ¦ Cold | PG&E | All | Gas | Furnace, Commercial, 81% AFUE | Average Existing and Code |  | 2030 | 1 | Conventional | HVAC | Com - School | Com | ROB and NEW | 0 | 1000 sqft2 of floor space | Cap-kBTUh | 20 | None | 0 | 0 | 0.943 | SWHC011-03 | 57.81 | 2024 | 5.03 | 2024 | 0 | 0 | SWHC011-03 | Com Furnaces - ZEAS 2030 - Cold ¦ PG&E ¦ Cold | Com Furnaces - ZEAS 2030 - Cold | 2.5576 | 1 | 0.89024 | CBSA 2014 | -2.1545 | 2012 | 0.6 | SWHC011-03
COM-HVAC-75-ZEAS.36 | Com ¦ Com Code Furnace (81 AFUE) - ZEAS 2030 - Cold ¦ PG&E ¦ Cold | Com ¦ Com Code Furnace (81 AFUE) - ZEAS 2030 - Cold | PG&E ¦ Cold | PG&E | All | Gas | Furnace, Commercial, 81% AFUE | Average Existing and Code |  | 2030 | 1 | Conventional | HVAC | Com - Warehouse | Com | ROB and NEW | 0 | 1000 sqft2 of floor space | Cap-kBTUh | 20 | None | 0 | 0 | 0.943 | SWHC011-03 | 57.81 | 2024 | 5.03 | 2024 | 0 | 0 | SWHC011-03 | Com Furnaces - ZEAS 2030 - Cold ¦ PG&E ¦ Cold | Com Furnaces - ZEAS 2030 - Cold | 0.02 | 1 | 0.89024 | CBSA 2014 | -3.9752 | 2012 | 0.6 | SWHC011-03
COM-HVAC-75-ZEAS.37 | Com ¦ Com Code Furnace (81 AFUE) - ZEAS 2030 - Marine ¦ SCG ¦ Marine | Com ¦ Com Code Furnace (81 AFUE) - ZEAS 2030 - Marine | SCG ¦ Marine | SCG | All | Gas | Furnace, Commercial, 81% AFUE | Average Existing and Code |  | 2030 | 1 | Conventional | HVAC | Com - College | Com | ROB and NEW | 0 | 1000 sqft2 of floor space | Cap-kBTUh | 20 | None | 0 | 0 | 0.176 | SWHC011-03 | 57.81 | 2024 | 5.03 | 2024 | 0 | 0 | SWHC011-03 | Com Furnaces - ZEAS 2030 - Marine ¦ SCG ¦ Marine | Com Furnaces - ZEAS 2030 - Marine | 0.7206 | 1 | 0.89024 | CBSA 2014 | -0.58056 | 2012 | 0.6 | SWHC011-03
COM-HVAC-75-ZEAS.38 | Com ¦ Com Code Furnace (81 AFUE) - ZEAS 2030 - Marine ¦ SCG ¦ Marine | Com ¦ Com Code Furnace (81 AFUE) - ZEAS 2030 - Marine | SCG ¦ Marine | SCG | All | Gas | Furnace, Commercial, 81% AFUE | Average Existing and Code |  | 2030 | 1 | Conventional | HVAC | Com - Grocery | Com | ROB and NEW | 0 | 1000 sqft2 of floor space | Cap-kBTUh | 20 | None | 0 | 0 | 0.176 | SWHC011-03 | 57.81 | 2024 | 5.03 | 2024 | 0 | 0 | SWHC011-03 | Com Furnaces - ZEAS 2030 - Marine ¦ SCG ¦ Marine | Com Furnaces - ZEAS 2030 - Marine | 0.3 | 1 | 0.89024 | CBSA 2014 | -0.41328 | 2012 | 0.6 | SWHC011-03
COM-HVAC-75-ZEAS.39 | Com ¦ Com Code Furnace (81 AFUE) - ZEAS 2030 - Marine ¦ SCG ¦ Marine | Com ¦ Com Code Furnace (81 AFUE) - ZEAS 2030 - Marine | SCG ¦ Marine | SCG | All | Gas | Furnace, Commercial, 81% AFUE | Average Existing and Code |  | 2030 | 1 | Conventional | HVAC | Com - Health | Com | ROB and NEW | 0 | 1000 sqft2 of floor space | Cap-kBTUh | 20 | None | 0 | 0 | 0.176 | SWHC011-03 | 57.81 | 2024 | 5.03 | 2024 | 0 | 0 | SWHC011-03 | Com Furnaces - ZEAS 2030 - Marine ¦ SCG ¦ Marine | Com Furnaces - ZEAS 2030 - Marine | 1.0074 | 1 | 0.89024 | CBSA 2014 | -0.49713 | 2012 | 0.6 | SWHC011-03
COM-HVAC-75-ZEAS.40 | Com ¦ Com Code Furnace (81 AFUE) - ZEAS 2030 - Marine ¦ SCG ¦ Marine | Com ¦ Com Code Furnace (81 AFUE) - ZEAS 2030 - Marine | SCG ¦ Marine | SCG | All | Gas | Furnace, Commercial, 81% AFUE | Average Existing and Code |  | 2030 | 1 | Conventional | HVAC | Com - Lodging | Com | ROB and NEW | 0 | 1000 sqft2 of floor space | Cap-kBTUh | 20 | None | 0 | 0 | 0.176 | SWHC011-03 | 57.81 | 2024 | 5.03 | 2024 | 0 | 0 | SWHC011-03 | Com Furnaces - ZEAS 2030 - Marine ¦ SCG ¦ Marine | Com Furnaces - ZEAS 2030 - Marine | 0.4628 | 1 | 0.89024 | CBSA 2014 | -1.7386 | 2012 | 0.6 | SWHC011-03
COM-HVAC-75-ZEAS.41 | Com ¦ Com Code Furnace (81 AFUE) - ZEAS 2030 - Marine ¦ SCG ¦ Marine | Com ¦ Com Code Furnace (81 AFUE) - ZEAS 2030 - Marine | SCG ¦ Marine | SCG | All | Gas | Furnace, Commercial, 81% AFUE | Average Existing and Code |  | 2030 | 1 | Conventional | HVAC | Com - Office (Large) | Com | ROB and NEW | 0 | 1000 sqft2 of floor space | Cap-kBTUh | 20 | None | 0 | 0 | 0.176 | SWHC011-03 | 57.81 | 2024 | 5.03 | 2024 | 0 | 0 | SWHC011-03 | Com Furnaces - ZEAS 2030 - Marine ¦ SCG ¦ Marine | Com Furnaces - ZEAS 2030 - Marine | 0.10857 | 1 | 0.89024 | CBSA 2014 | -0.79036 | 2012 | 0.6 | SWHC011-03
COM-HVAC-75-ZEAS.42 | Com ¦ Com Code Furnace (81 AFUE) - ZEAS 2030 - Marine ¦ SCG ¦ Marine | Com ¦ Com Code Furnace (81 AFUE) - ZEAS 2030 - Marine | SCG ¦ Marine | SCG | All | Gas | Furnace, Commercial, 81% AFUE | Average Existing and Code |  | 2030 | 1 | Conventional | HVAC | Com - Office (Small) | Com | ROB and NEW | 0 | 1000 sqft2 of floor space | Cap-kBTUh | 20 | None | 0 | 0 | 0.176 | SWHC011-03 | 57.81 | 2024 | 5.03 | 2024 | 0 | 0 | SWHC011-03 | Com Furnaces - ZEAS 2030 - Marine ¦ SCG ¦ Marine | Com Furnaces - ZEAS 2030 - Marine | 0.3 | 1 | 0.89024 | CBSA 2014 | -0.34842 | 2012 | 0.6 | SWHC011-03
COM-HVAC-75-ZEAS.43 | Com ¦ Com Code Furnace (81 AFUE) - ZEAS 2030 - Marine ¦ SCG ¦ Marine | Com ¦ Com Code Furnace (81 AFUE) - ZEAS 2030 - Marine | SCG ¦ Marine | SCG | All | Gas | Furnace, Commercial, 81% AFUE | Average Existing and Code |  | 2030 | 1 | Conventional | HVAC | Com - Other | Com | ROB and NEW | 0 | 1000 sqft2 of floor space | Cap-kBTUh | 20 | None | 0 | 0 | 0.176 | SWHC011-03 | 57.81 | 2024 | 5.03 | 2024 | 0 | 0 | SWHC011-03 | Com Furnaces - ZEAS 2030 - Marine ¦ SCG ¦ Marine | Com Furnaces - ZEAS 2030 - Marine | 0.88227 | 1 | 0.89024 | CBSA 2014 | -0.79728 | 2012 | 0.6 | SWHC011-03
COM-HVAC-75-ZEAS.44 | Com ¦ Com Code Furnace (81 AFUE) - ZEAS 2030 - Marine ¦ SCG ¦ Marine | Com ¦ Com Code Furnace (81 AFUE) - ZEAS 2030 - Marine | SCG ¦ Marine | SCG | All | Gas | Furnace, Commercial, 81% AFUE | Average Existing and Code |  | 2030 | 1 | Conventional | HVAC | Com - Refrig. Warehouse | Com | ROB and NEW | 0 | 1000 sqft2 of floor space | Cap-kBTUh | 20 | None | 0 | 0 | 0.176 | SWHC011-03 | 57.81 | 2024 | 5.03 | 2024 | 0 | 0 | SWHC011-03 | Com Furnaces - ZEAS 2030 - Marine ¦ SCG ¦ Marine | Com Furnaces - ZEAS 2030 - Marine | 0.05 | 1 | 0.89024 | CBSA 2014 | -0.13214 | 2012 | 0.6 | SWHC011-03
COM-HVAC-75-ZEAS.45 | Com ¦ Com Code Furnace (81 AFUE) - ZEAS 2030 - Marine ¦ SCG ¦ Marine | Com ¦ Com Code Furnace (81 AFUE) - ZEAS 2030 - Marine | SCG ¦ Marine | SCG | All | Gas | Furnace, Commercial, 81% AFUE | Average Existing and Code |  | 2030 | 1 | Conventional | HVAC | Com - Restaurant | Com | ROB and NEW | 0 | 1000 sqft2 of floor space | Cap-kBTUh | 20 | None | 0 | 0 | 0.176 | SWHC011-03 | 57.81 | 2024 | 5.03 | 2024 | 0 | 0 | SWHC011-03 | Com Furnaces - ZEAS 2030 - Marine ¦ SCG ¦ Marine | Com Furnaces - ZEAS 2030 - Marine | 8.5 | 1 | 0.89024 | CBSA 2014 | -0.13222 | 2012 | 0.6 | SWHC011-03
COM-HVAC-75-ZEAS.46 | Com ¦ Com Code Furnace (81 AFUE) - ZEAS 2030 - Marine ¦ SCG ¦ Marine | Com ¦ Com Code Furnace (81 AFUE) - ZEAS 2030 - Marine | SCG ¦ Marine | SCG | All | Gas | Furnace, Commercial, 81% AFUE | Average Existing and Code |  | 2030 | 1 | Conventional | HVAC | Com - Retail | Com | ROB and NEW | 0 | 1000 sqft2 of floor space | Cap-kBTUh | 20 | None | 0 | 0 | 0.176 | SWHC011-03 | 57.81 | 2024 | 5.03 | 2024 | 0 | 0 | SWHC011-03 | Com Furnaces - ZEAS 2030 - Marine ¦ SCG ¦ Marine | Com Furnaces - ZEAS 2030 - Marine | 0.43965 | 1 | 0.89024 | CBSA 2014 | -0.86964 | 2012 | 0.6 | SWHC011-03
COM-HVAC-75-ZEAS.47 | Com ¦ Com Code Furnace (81 AFUE) - ZEAS 2030 - Marine ¦ SCG ¦ Marine | Com ¦ Com Code Furnace (81 AFUE) - ZEAS 2030 - Marine | SCG ¦ Marine | SCG | All | Gas | Furnace, Commercial, 81% AFUE | Average Existing and Code |  | 2030 | 1 | Conventional | HVAC | Com - School | Com | ROB and NEW | 0 | 1000 sqft2 of floor space | Cap-kBTUh | 20 | None | 0 | 0 | 0.176 | SWHC011-03 | 57.81 | 2024 | 5.03 | 2024 | 0 | 0 | SWHC011-03 | Com Furnaces - ZEAS 2030 - Marine ¦ SCG ¦ Marine | Com Furnaces - ZEAS 2030 - Marine | 2.5576 | 1 | 0.89024 | CBSA 2014 | -0.40211 | 2012 | 0.6 | SWHC011-03
COM-HVAC-75-ZEAS.48 | Com ¦ Com Code Furnace (81 AFUE) - ZEAS 2030 - Marine ¦ SCG ¦ Marine | Com ¦ Com Code Furnace (81 AFUE) - ZEAS 2030 - Marine | SCG ¦ Marine | SCG | All | Gas | Furnace, Commercial, 81% AFUE | Average Existing and Code |  | 2030 | 1 | Conventional | HVAC | Com - Warehouse | Com | ROB and NEW | 0 | 1000 sqft2 of floor space | Cap-kBTUh | 20 | None | 0 | 0 | 0.176 | SWHC011-03 | 57.81 | 2024 | 5.03 | 2024 | 0 | 0 | SWHC011-03 | Com Furnaces - ZEAS 2030 - Marine ¦ SCG ¦ Marine | Com Furnaces - ZEAS 2030 - Marine | 0.02 | 1 | 0.89024 | CBSA 2014 | -0.74192 | 2012 | 0.6 | SWHC011-03
COM-HVAC-75-ZEAS.49 | Com ¦ Com Code Furnace (81 AFUE) - ZEAS 2030 - Hot-Dry ¦ SCG ¦ Hot-Dry | Com ¦ Com Code Furnace (81 AFUE) - ZEAS 2030 - Hot-Dry | SCG ¦ Hot-Dry | SCG | All | Gas | Furnace, Commercial, 81% AFUE | Average Existing and Code |  | 2030 | 1 | Conventional | HVAC | Com - College | Com | ROB and NEW | 0 | 1000 sqft2 of floor space | Cap-kBTUh | 20 | None | 0 | 0 | 0.163 | SWHC011-03 | 57.81 | 2024 | 5.03 | 2024 | 0 | 0 | SWHC011-03 | Com Furnaces - ZEAS 2030 - Hot-Dry ¦ SCG ¦ Hot-Dry | Com Furnaces - ZEAS 2030 - Hot-Dry | 0.7206 | 1 | 0.89024 | CBSA 2014 | -0.53768 | 2012 | 0.6 | SWHC011-03
COM-HVAC-75-ZEAS.50 | Com ¦ Com Code Furnace (81 AFUE) - ZEAS 2030 - Hot-Dry ¦ SCG ¦ Hot-Dry | Com ¦ Com Code Furnace (81 AFUE) - ZEAS 2030 - Hot-Dry | SCG ¦ Hot-Dry | SCG | All | Gas | Furnace, Commercial, 81% AFUE | Average Existing and Code |  | 2030 | 1 | Conventional | HVAC | Com - Grocery | Com | ROB and NEW | 0 | 1000 sqft2 of floor space | Cap-kBTUh | 20 | None | 0 | 0 | 0.163 | SWHC011-03 | 57.81 | 2024 | 5.03 | 2024 | 0 | 0 | SWHC011-03 | Com Furnaces - ZEAS 2030 - Hot-Dry ¦ SCG ¦ Hot-Dry | Com Furnaces - ZEAS 2030 - Hot-Dry | 0.3 | 1 | 0.89024 | CBSA 2014 | -0.38276 | 2012 | 0.6 | SWHC011-03
COM-HVAC-75-ZEAS.51 | Com ¦ Com Code Furnace (81 AFUE) - ZEAS 2030 - Hot-Dry ¦ SCG ¦ Hot-Dry | Com ¦ Com Code Furnace (81 AFUE) - ZEAS 2030 - Hot-Dry | SCG ¦ Hot-Dry | SCG | All | Gas | Furnace, Commercial, 81% AFUE | Average Existing and Code |  | 2030 | 1 | Conventional | HVAC | Com - Health | Com | ROB and NEW | 0 | 1000 sqft2 of floor space | Cap-kBTUh | 20 | None | 0 | 0 | 0.163 | SWHC011-03 | 57.81 | 2024 | 5.03 | 2024 | 0 | 0 | SWHC011-03 | Com Furnaces - ZEAS 2030 - Hot-Dry ¦ SCG ¦ Hot-Dry | Com Furnaces - ZEAS 2030 - Hot-Dry | 1.0074 | 1 | 0.89024 | CBSA 2014 | -0.46041 | 2012 | 0.6 | SWHC011-03
COM-HVAC-75-ZEAS.52 | Com ¦ Com Code Furnace (81 AFUE) - ZEAS 2030 - Hot-Dry ¦ SCG ¦ Hot-Dry | Com ¦ Com Code Furnace (81 AFUE) - ZEAS 2030 - Hot-Dry | SCG ¦ Hot-Dry | SCG | All | Gas | Furnace, Commercial, 81% AFUE | Average Existing and Code |  | 2030 | 1 | Conventional | HVAC | Com - Lodging | Com | ROB and NEW | 0 | 1000 sqft2 of floor space | Cap-kBTUh | 20 | None | 0 | 0 | 0.163 | SWHC011-03 | 57.81 | 2024 | 5.03 | 2024 | 0 | 0 | SWHC011-03 | Com Furnaces - ZEAS 2030 - Hot-Dry ¦ SCG ¦ Hot-Dry | Com Furnaces - ZEAS 2030 - Hot-Dry | 0.4628 | 1 | 0.89024 | CBSA 2014 | -1.6102 | 2012 | 0.6 | SWHC011-03
COM-HVAC-75-ZEAS.53 | Com ¦ Com Code Furnace (81 AFUE) - ZEAS 2030 - Hot-Dry ¦ SCG ¦ Hot-Dry | Com ¦ Com Code Furnace (81 AFUE) - ZEAS 2030 - Hot-Dry | SCG ¦ Hot-Dry | SCG | All | Gas | Furnace, Commercial, 81% AFUE | Average Existing and Code |  | 2030 | 1 | Conventional | HVAC | Com - Office (Large) | Com | ROB and NEW | 0 | 1000 sqft2 of floor space | Cap-kBTUh | 20 | None | 0 | 0 | 0.163 | SWHC011-03 | 57.81 | 2024 | 5.03 | 2024 | 0 | 0 | SWHC011-03 | Com Furnaces - ZEAS 2030 - Hot-Dry ¦ SCG ¦ Hot-Dry | Com Furnaces - ZEAS 2030 - Hot-Dry | 0.10857 | 1 | 0.89024 | CBSA 2014 | -0.73198 | 2012 | 0.6 | SWHC011-03
COM-HVAC-75-ZEAS.54 | Com ¦ Com Code Furnace (81 AFUE) - ZEAS 2030 - Hot-Dry ¦ SCG ¦ Hot-Dry | Com ¦ Com Code Furnace (81 AFUE) - ZEAS 2030 - Hot-Dry | SCG ¦ Hot-Dry | SCG | All | Gas | Furnace, Commercial, 81% AFUE | Average Existing and Code |  | 2030 | 1 | Conventional | HVAC | Com - Office (Small) | Com | ROB and NEW | 0 | 1000 sqft2 of floor space | Cap-kBTUh | 20 | None | 0 | 0 | 0.163 | SWHC011-03 | 57.81 | 2024 | 5.03 | 2024 | 0 | 0 | SWHC011-03 | Com Furnaces - ZEAS 2030 - Hot-Dry ¦ SCG ¦ Hot-Dry | Com Furnaces - ZEAS 2030 - Hot-Dry | 0.3 | 1 | 0.89024 | CBSA 2014 | -0.32269 | 2012 | 0.6 | SWHC011-03
COM-HVAC-75-ZEAS.55 | Com ¦ Com Code Furnace (81 AFUE) - ZEAS 2030 - Hot-Dry ¦ SCG ¦ Hot-Dry | Com ¦ Com Code Furnace (81 AFUE) - ZEAS 2030 - Hot-Dry | SCG ¦ Hot-Dry | SCG | All | Gas | Furnace, Commercial, 81% AFUE | Average Existing and Code |  | 2030 | 1 | Conventional | HVAC | Com - Other | Com | ROB and NEW | 0 | 1000 sqft2 of floor space | Cap-kBTUh | 20 | None | 0 | 0 | 0.163 | SWHC011-03 | 57.81 | 2024 | 5.03 | 2024 | 0 | 0 | SWHC011-03 | Com Furnaces - ZEAS 2030 - Hot-Dry ¦ SCG ¦ Hot-Dry | Com Furnaces - ZEAS 2030 - Hot-Dry | 0.88227 | 1 | 0.89024 | CBSA 2014 | -0.73839 | 2012 | 0.6 | SWHC011-03
COM-HVAC-75-ZEAS.56 | Com ¦ Com Code Furnace (81 AFUE) - ZEAS 2030 - Hot-Dry ¦ SCG ¦ Hot-Dry | Com ¦ Com Code Furnace (81 AFUE) - ZEAS 2030 - Hot-Dry | SCG ¦ Hot-Dry | SCG | All | Gas | Furnace, Commercial, 81% AFUE | Average Existing and Code |  | 2030 | 1 | Conventional | HVAC | Com - Refrig. Warehouse | Com | ROB and NEW | 0 | 1000 sqft2 of floor space | Cap-kBTUh | 20 | None | 0 | 0 | 0.163 | SWHC011-03 | 57.81 | 2024 | 5.03 | 2024 | 0 | 0 | SWHC011-03 | Com Furnaces - ZEAS 2030 - Hot-Dry ¦ SCG ¦ Hot-Dry | Com Furnaces - ZEAS 2030 - Hot-Dry | 0.05 | 1 | 0.89024 | CBSA 2014 | -0.12238 | 2012 | 0.6 | SWHC011-03
COM-HVAC-75-ZEAS.57 | Com ¦ Com Code Furnace (81 AFUE) - ZEAS 2030 - Hot-Dry ¦ SCG ¦ Hot-Dry | Com ¦ Com Code Furnace (81 AFUE) - ZEAS 2030 - Hot-Dry | SCG ¦ Hot-Dry | SCG | All | Gas | Furnace, Commercial, 81% AFUE | Average Existing and Code |  | 2030 | 1 | Conventional | HVAC | Com - Restaurant | Com | ROB and NEW | 0 | 1000 sqft2 of floor space | Cap-kBTUh | 20 | None | 0 | 0 | 0.163 | SWHC011-03 | 57.81 | 2024 | 5.03 | 2024 | 0 | 0 | SWHC011-03 | Com Furnaces - ZEAS 2030 - Hot-Dry ¦ SCG ¦ Hot-Dry | Com Furnaces - ZEAS 2030 - Hot-Dry | 8.5 | 1 | 0.89024 | CBSA 2014 | -0.12245 | 2012 | 0.6 | SWHC011-03
COM-HVAC-75-ZEAS.58 | Com ¦ Com Code Furnace (81 AFUE) - ZEAS 2030 - Hot-Dry ¦ SCG ¦ Hot-Dry | Com ¦ Com Code Furnace (81 AFUE) - ZEAS 2030 - Hot-Dry | SCG ¦ Hot-Dry | SCG | All | Gas | Furnace, Commercial, 81% AFUE | Average Existing and Code |  | 2030 | 1 | Conventional | HVAC | Com - Retail | Com | ROB and NEW | 0 | 1000 sqft2 of floor space | Cap-kBTUh | 20 | None | 0 | 0 | 0.163 | SWHC011-03 | 57.81 | 2024 | 5.03 | 2024 | 0 | 0 | SWHC011-03 | Com Furnaces - ZEAS 2030 - Hot-Dry ¦ SCG ¦ Hot-Dry | Com Furnaces - ZEAS 2030 - Hot-Dry | 0.43965 | 1 | 0.89024 | CBSA 2014 | -0.8054 | 2012 | 0.6 | SWHC011-03
COM-HVAC-75-ZEAS.59 | Com ¦ Com Code Furnace (81 AFUE) - ZEAS 2030 - Hot-Dry ¦ SCG ¦ Hot-Dry | Com ¦ Com Code Furnace (81 AFUE) - ZEAS 2030 - Hot-Dry | SCG ¦ Hot-Dry | SCG | All | Gas | Furnace, Commercial, 81% AFUE | Average Existing and Code |  | 2030 | 1 | Conventional | HVAC | Com - School | Com | ROB and NEW | 0 | 1000 sqft2 of floor space | Cap-kBTUh | 20 | None | 0 | 0 | 0.163 | SWHC011-03 | 57.81 | 2024 | 5.03 | 2024 | 0 | 0 | SWHC011-03 | Com Furnaces - ZEAS 2030 - Hot-Dry ¦ SCG ¦ Hot-Dry | Com Furnaces - ZEAS 2030 - Hot-Dry | 2.5576 | 1 | 0.89024 | CBSA 2014 | -0.37241 | 2012 | 0.6 | SWHC011-03
COM-HVAC-75-ZEAS.60 | Com ¦ Com Code Furnace (81 AFUE) - ZEAS 2030 - Hot-Dry ¦ SCG ¦ Hot-Dry | Com ¦ Com Code Furnace (81 AFUE) - ZEAS 2030 - Hot-Dry | SCG ¦ Hot-Dry | SCG | All | Gas | Furnace, Commercial, 81% AFUE | Average Existing and Code |  | 2030 | 1 | Conventional | HVAC | Com - Warehouse | Com | ROB and NEW | 0 | 1000 sqft2 of floor space | Cap-kBTUh | 20 | None | 0 | 0 | 0.163 | SWHC011-03 | 57.81 | 2024 | 5.03 | 2024 | 0 | 0 | SWHC011-03 | Com Furnaces - ZEAS 2030 - Hot-Dry ¦ SCG ¦ Hot-Dry | Com Furnaces - ZEAS 2030 - Hot-Dry | 0.02 | 1 | 0.89024 | CBSA 2014 | -0.68712 | 2012 | 0.6 | SWHC011-03
COM-HVAC-75-ZEAS.61 | Com ¦ Com Code Furnace (81 AFUE) - ZEAS 2030 - Cold ¦ SCG ¦ Cold | Com ¦ Com Code Furnace (81 AFUE) - ZEAS 2030 - Cold | SCG ¦ Cold | SCG | All | Gas | Furnace, Commercial, 81% AFUE | Average Existing and Code |  | 2030 | 1 | Conventional | HVAC | Com - College | Com | ROB and NEW | 0 | 1000 sqft2 of floor space | Cap-kBTUh | 20 | None | 0 | 0 | 0.943 | SWHC011-03 | 57.81 | 2024 | 5.03 | 2024 | 0 | 0 | SWHC011-03 | Com Furnaces - ZEAS 2030 - Cold ¦ SCG ¦ Cold | Com Furnaces - ZEAS 2030 - Cold | 0.7206 | 1 | 0.89024 | CBSA 2014 | -3.1106 | 2012 | 0.6 | SWHC011-03
COM-HVAC-75-ZEAS.62 | Com ¦ Com Code Furnace (81 AFUE) - ZEAS 2030 - Cold ¦ SCG ¦ Cold | Com ¦ Com Code Furnace (81 AFUE) - ZEAS 2030 - Cold | SCG ¦ Cold | SCG | All | Gas | Furnace, Commercial, 81% AFUE | Average Existing and Code |  | 2030 | 1 | Conventional | HVAC | Com - Grocery | Com | ROB and NEW | 0 | 1000 sqft2 of floor space | Cap-kBTUh | 20 | None | 0 | 0 | 0.943 | SWHC011-03 | 57.81 | 2024 | 5.03 | 2024 | 0 | 0 | SWHC011-03 | Com Furnaces - ZEAS 2030 - Cold ¦ SCG ¦ Cold | Com Furnaces - ZEAS 2030 - Cold | 0.3 | 1 | 0.89024 | CBSA 2014 | -2.2143 | 2012 | 0.6 | SWHC011-03
COM-HVAC-75-ZEAS.63 | Com ¦ Com Code Furnace (81 AFUE) - ZEAS 2030 - Cold ¦ SCG ¦ Cold | Com ¦ Com Code Furnace (81 AFUE) - ZEAS 2030 - Cold | SCG ¦ Cold | SCG | All | Gas | Furnace, Commercial, 81% AFUE | Average Existing and Code |  | 2030 | 1 | Conventional | HVAC | Com - Health | Com | ROB and NEW | 0 | 1000 sqft2 of floor space | Cap-kBTUh | 20 | None | 0 | 0 | 0.943 | SWHC011-03 | 57.81 | 2024 | 5.03 | 2024 | 0 | 0 | SWHC011-03 | Com Furnaces - ZEAS 2030 - Cold ¦ SCG ¦ Cold | Com Furnaces - ZEAS 2030 - Cold | 1.0074 | 1 | 0.89024 | CBSA 2014 | -2.6636 | 2012 | 0.6 | SWHC011-03
COM-HVAC-75-ZEAS.64 | Com ¦ Com Code Furnace (81 AFUE) - ZEAS 2030 - Cold ¦ SCG ¦ Cold | Com ¦ Com Code Furnace (81 AFUE) - ZEAS 2030 - Cold | SCG ¦ Cold | SCG | All | Gas | Furnace, Commercial, 81% AFUE | Average Existing and Code |  | 2030 | 1 | Conventional | HVAC | Com - Lodging | Com | ROB and NEW | 0 | 1000 sqft2 of floor space | Cap-kBTUh | 20 | None | 0 | 0 | 0.943 | SWHC011-03 | 57.81 | 2024 | 5.03 | 2024 | 0 | 0 | SWHC011-03 | Com Furnaces - ZEAS 2030 - Cold ¦ SCG ¦ Cold | Com Furnaces - ZEAS 2030 - Cold | 0.4628 | 1 | 0.89024 | CBSA 2014 | -9.3153 | 2012 | 0.6 | SWHC011-03
COM-HVAC-75-ZEAS.65 | Com ¦ Com Code Furnace (81 AFUE) - ZEAS 2030 - Cold ¦ SCG ¦ Cold | Com ¦ Com Code Furnace (81 AFUE) - ZEAS 2030 - Cold | SCG ¦ Cold | SCG | All | Gas | Furnace, Commercial, 81% AFUE | Average Existing and Code |  | 2030 | 1 | Conventional | HVAC | Com - Office (Large) | Com | ROB and NEW | 0 | 1000 sqft2 of floor space | Cap-kBTUh | 20 | None | 0 | 0 | 0.943 | SWHC011-03 | 57.81 | 2024 | 5.03 | 2024 | 0 | 0 | SWHC011-03 | Com Furnaces - ZEAS 2030 - Cold ¦ SCG ¦ Cold | Com Furnaces - ZEAS 2030 - Cold | 0.10857 | 1 | 0.89024 | CBSA 2014 | -4.2347 | 2012 | 0.6 | SWHC011-03
COM-HVAC-75-ZEAS.66 | Com ¦ Com Code Furnace (81 AFUE) - ZEAS 2030 - Cold ¦ SCG ¦ Cold | Com ¦ Com Code Furnace (81 AFUE) - ZEAS 2030 - Cold | SCG ¦ Cold | SCG | All | Gas | Furnace, Commercial, 81% AFUE | Average Existing and Code |  | 2030 | 1 | Conventional | HVAC | Com - Office (Small) | Com | ROB and NEW | 0 | 1000 sqft2 of floor space | Cap-kBTUh | 20 | None | 0 | 0 | 0.943 | SWHC011-03 | 57.81 | 2024 | 5.03 | 2024 | 0 | 0 | SWHC011-03 | Com Furnaces - ZEAS 2030 - Cold ¦ SCG ¦ Cold | Com Furnaces - ZEAS 2030 - Cold | 0.3 | 1 | 0.89024 | CBSA 2014 | -1.8668 | 2012 | 0.6 | SWHC011-03
COM-HVAC-75-ZEAS.67 | Com ¦ Com Code Furnace (81 AFUE) - ZEAS 2030 - Cold ¦ SCG ¦ Cold | Com ¦ Com Code Furnace (81 AFUE) - ZEAS 2030 - Cold | SCG ¦ Cold | SCG | All | Gas | Furnace, Commercial, 81% AFUE | Average Existing and Code |  | 2030 | 1 | Conventional | HVAC | Com - Other | Com | ROB and NEW | 0 | 1000 sqft2 of floor space | Cap-kBTUh | 20 | None | 0 | 0 | 0.943 | SWHC011-03 | 57.81 | 2024 | 5.03 | 2024 | 0 | 0 | SWHC011-03 | Com Furnaces - ZEAS 2030 - Cold ¦ SCG ¦ Cold | Com Furnaces - ZEAS 2030 - Cold | 0.88227 | 1 | 0.89024 | CBSA 2014 | -4.2718 | 2012 | 0.6 | SWHC011-03
COM-HVAC-75-ZEAS.68 | Com ¦ Com Code Furnace (81 AFUE) - ZEAS 2030 - Cold ¦ SCG ¦ Cold | Com ¦ Com Code Furnace (81 AFUE) - ZEAS 2030 - Cold | SCG ¦ Cold | SCG | All | Gas | Furnace, Commercial, 81% AFUE | Average Existing and Code |  | 2030 | 1 | Conventional | HVAC | Com - Refrig. Warehouse | Com | ROB and NEW | 0 | 1000 sqft2 of floor space | Cap-kBTUh | 20 | None | 0 | 0 | 0.943 | SWHC011-03 | 57.81 | 2024 | 5.03 | 2024 | 0 | 0 | SWHC011-03 | Com Furnaces - ZEAS 2030 - Cold ¦ SCG ¦ Cold | Com Furnaces - ZEAS 2030 - Cold | 0.05 | 1 | 0.89024 | CBSA 2014 | -0.708 | 2012 | 0.6 | SWHC011-03
COM-HVAC-75-ZEAS.69 | Com ¦ Com Code Furnace (81 AFUE) - ZEAS 2030 - Cold ¦ SCG ¦ Cold | Com ¦ Com Code Furnace (81 AFUE) - ZEAS 2030 - Cold | SCG ¦ Cold | SCG | All | Gas | Furnace, Commercial, 81% AFUE | Average Existing and Code |  | 2030 | 1 | Conventional | HVAC | Com - Restaurant | Com | ROB and NEW | 0 | 1000 sqft2 of floor space | Cap-kBTUh | 20 | None | 0 | 0 | 0.943 | SWHC011-03 | 57.81 | 2024 | 5.03 | 2024 | 0 | 0 | SWHC011-03 | Com Furnaces - ZEAS 2030 - Cold ¦ SCG ¦ Cold | Com Furnaces - ZEAS 2030 - Cold | 8.5 | 1 | 0.89024 | CBSA 2014 | -0.70842 | 2012 | 0.6 | SWHC011-03
COM-HVAC-75-ZEAS.70 | Com ¦ Com Code Furnace (81 AFUE) - ZEAS 2030 - Cold ¦ SCG ¦ Cold | Com ¦ Com Code Furnace (81 AFUE) - ZEAS 2030 - Cold | SCG ¦ Cold | SCG | All | Gas | Furnace, Commercial, 81% AFUE | Average Existing and Code |  | 2030 | 1 | Conventional | HVAC | Com - Retail | Com | ROB and NEW | 0 | 1000 sqft2 of floor space | Cap-kBTUh | 20 | None | 0 | 0 | 0.943 | SWHC011-03 | 57.81 | 2024 | 5.03 | 2024 | 0 | 0 | SWHC011-03 | Com Furnaces - ZEAS 2030 - Cold ¦ SCG ¦ Cold | Com Furnaces - ZEAS 2030 - Cold | 0.43965 | 1 | 0.89024 | CBSA 2014 | -4.6595 | 2012 | 0.6 | SWHC011-03
COM-HVAC-75-ZEAS.71 | Com ¦ Com Code Furnace (81 AFUE) - ZEAS 2030 - Cold ¦ SCG ¦ Cold | Com ¦ Com Code Furnace (81 AFUE) - ZEAS 2030 - Cold | SCG ¦ Cold | SCG | All | Gas | Furnace, Commercial, 81% AFUE | Average Existing and Code |  | 2030 | 1 | Conventional | HVAC | Com - School | Com | ROB and NEW | 0 | 1000 sqft2 of floor space | Cap-kBTUh | 20 | None | 0 | 0 | 0.943 | SWHC011-03 | 57.81 | 2024 | 5.03 | 2024 | 0 | 0 | SWHC011-03 | Com Furnaces - ZEAS 2030 - Cold ¦ SCG ¦ Cold | Com Furnaces - ZEAS 2030 - Cold | 2.5576 | 1 | 0.89024 | CBSA 2014 | -2.1545 | 2012 | 0.6 | SWHC011-03
COM-HVAC-75-ZEAS.72 | Com ¦ Com Code Furnace (81 AFUE) - ZEAS 2030 - Cold ¦ SCG ¦ Cold | Com ¦ Com Code Furnace (81 AFUE) - ZEAS 2030 - Cold | SCG ¦ Cold | SCG | All | Gas | Furnace, Commercial, 81% AFUE | Average Existing and Code |  | 2030 | 1 | Conventional | HVAC | Com - Warehouse | Com | ROB and NEW | 0 | 1000 sqft2 of floor space | Cap-kBTUh | 20 | None | 0 | 0 | 0.943 | SWHC011-03 | 57.81 | 2024 | 5.03 | 2024 | 0 | 0 | SWHC011-03 | Com Furnaces - ZEAS 2030 - Cold ¦ SCG ¦ Cold | Com Furnaces - ZEAS 2030 - Cold | 0.02 | 1 | 0.89024 | CBSA 2014 | -3.9752 | 2012 | 0.6 | SWHC011-03
COM-HVAC-75-ZEAS.73 | Com ¦ Com Code Furnace (81 AFUE) - ZEAS 2030 - Marine ¦ SDG&E ¦ Marine | Com ¦ Com Code Furnace (81 AFUE) - ZEAS 2030 - Marine | SDG&E ¦ Marine | SDG&E | All | Gas | Furnace, Commercial, 81% AFUE | Average Existing and Code |  | 2030 | 1 | Conventional | HVAC | Com - College | Com | ROB and NEW | 0 | 1000 sqft2 of floor space | Cap-kBTUh | 20 | None | 0 | 0 | 0.176 | SWHC011-03 | 57.81 | 2024 | 5.03 | 2024 | 0 | 0 | SWHC011-03 | Com Furnaces - ZEAS 2030 - Marine ¦ SDG&E ¦ Marine | Com Furnaces - ZEAS 2030 - Marine | 0.7206 | 1 | 0.89024 | CBSA 2014 | -0.58056 | 2012 | 0.6 | SWHC011-03
COM-HVAC-75-ZEAS.74 | Com ¦ Com Code Furnace (81 AFUE) - ZEAS 2030 - Marine ¦ SDG&E ¦ Marine | Com ¦ Com Code Furnace (81 AFUE) - ZEAS 2030 - Marine | SDG&E ¦ Marine | SDG&E | All | Gas | Furnace, Commercial, 81% AFUE | Average Existing and Code |  | 2030 | 1 | Conventional | HVAC | Com - Grocery | Com | ROB and NEW | 0 | 1000 sqft2 of floor space | Cap-kBTUh | 20 | None | 0 | 0 | 0.176 | SWHC011-03 | 57.81 | 2024 | 5.03 | 2024 | 0 | 0 | SWHC011-03 | Com Furnaces - ZEAS 2030 - Marine ¦ SDG&E ¦ Marine | Com Furnaces - ZEAS 2030 - Marine | 0.3 | 1 | 0.89024 | CBSA 2014 | -0.41328 | 2012 | 0.6 | SWHC011-03
COM-HVAC-75-ZEAS.75 | Com ¦ Com Code Furnace (81 AFUE) - ZEAS 2030 - Marine ¦ SDG&E ¦ Marine | Com ¦ Com Code Furnace (81 AFUE) - ZEAS 2030 - Marine | SDG&E ¦ Marine | SDG&E | All | Gas | Furnace, Commercial, 81% AFUE | Average Existing and Code |  | 2030 | 1 | Conventional | HVAC | Com - Health | Com | ROB and NEW | 0 | 1000 sqft2 of floor space | Cap-kBTUh | 20 | None | 0 | 0 | 0.176 | SWHC011-03 | 57.81 | 2024 | 5.03 | 2024 | 0 | 0 | SWHC011-03 | Com Furnaces - ZEAS 2030 - Marine ¦ SDG&E ¦ Marine | Com Furnaces - ZEAS 2030 - Marine | 1.0074 | 1 | 0.89024 | CBSA 2014 | -0.49713 | 2012 | 0.6 | SWHC011-03
COM-HVAC-75-ZEAS.76 | Com ¦ Com Code Furnace (81 AFUE) - ZEAS 2030 - Marine ¦ SDG&E ¦ Marine | Com ¦ Com Code Furnace (81 AFUE) - ZEAS 2030 - Marine | SDG&E ¦ Marine | SDG&E | All | Gas | Furnace, Commercial, 81% AFUE | Average Existing and Code |  | 2030 | 1 | Conventional | HVAC | Com - Lodging | Com | ROB and NEW | 0 | 1000 sqft2 of floor space | Cap-kBTUh | 20 | None | 0 | 0 | 0.176 | SWHC011-03 | 57.81 | 2024 | 5.03 | 2024 | 0 | 0 | SWHC011-03 | Com Furnaces - ZEAS 2030 - Marine ¦ SDG&E ¦ Marine | Com Furnaces - ZEAS 2030 - Marine | 0.4628 | 1 | 0.89024 | CBSA 2014 | -1.7386 | 2012 | 0.6 | SWHC011-03
COM-HVAC-75-ZEAS.77 | Com ¦ Com Code Furnace (81 AFUE) - ZEAS 2030 - Marine ¦ SDG&E ¦ Marine | Com ¦ Com Code Furnace (81 AFUE) - ZEAS 2030 - Marine | SDG&E ¦ Marine | SDG&E | All | Gas | Furnace, Commercial, 81% AFUE | Average Existing and Code |  | 2030 | 1 | Conventional | HVAC | Com - Office (Large) | Com | ROB and NEW | 0 | 1000 sqft2 of floor space | Cap-kBTUh | 20 | None | 0 | 0 | 0.176 | SWHC011-03 | 57.81 | 2024 | 5.03 | 2024 | 0 | 0 | SWHC011-03 | Com Furnaces - ZEAS 2030 - Marine ¦ SDG&E ¦ Marine | Com Furnaces - ZEAS 2030 - Marine | 0.10857 | 1 | 0.89024 | CBSA 2014 | -0.79036 | 2012 | 0.6 | SWHC011-03
COM-HVAC-75-ZEAS.78 | Com ¦ Com Code Furnace (81 AFUE) - ZEAS 2030 - Marine ¦ SDG&E ¦ Marine | Com ¦ Com Code Furnace (81 AFUE) - ZEAS 2030 - Marine | SDG&E ¦ Marine | SDG&E | All | Gas | Furnace, Commercial, 81% AFUE | Average Existing and Code |  | 2030 | 1 | Conventional | HVAC | Com - Office (Small) | Com | ROB and NEW | 0 | 1000 sqft2 of floor space | Cap-kBTUh | 20 | None | 0 | 0 | 0.176 | SWHC011-03 | 57.81 | 2024 | 5.03 | 2024 | 0 | 0 | SWHC011-03 | Com Furnaces - ZEAS 2030 - Marine ¦ SDG&E ¦ Marine | Com Furnaces - ZEAS 2030 - Marine | 0.3 | 1 | 0.89024 | CBSA 2014 | -0.34842 | 2012 | 0.6 | SWHC011-03
COM-HVAC-75-ZEAS.79 | Com ¦ Com Code Furnace (81 AFUE) - ZEAS 2030 - Marine ¦ SDG&E ¦ Marine | Com ¦ Com Code Furnace (81 AFUE) - ZEAS 2030 - Marine | SDG&E ¦ Marine | SDG&E | All | Gas | Furnace, Commercial, 81% AFUE | Average Existing and Code |  | 2030 | 1 | Conventional | HVAC | Com - Other | Com | ROB and NEW | 0 | 1000 sqft2 of floor space | Cap-kBTUh | 20 | None | 0 | 0 | 0.176 | SWHC011-03 | 57.81 | 2024 | 5.03 | 2024 | 0 | 0 | SWHC011-03 | Com Furnaces - ZEAS 2030 - Marine ¦ SDG&E ¦ Marine | Com Furnaces - ZEAS 2030 - Marine | 0.88227 | 1 | 0.89024 | CBSA 2014 | -0.79728 | 2012 | 0.6 | SWHC011-03
COM-HVAC-75-ZEAS.80 | Com ¦ Com Code Furnace (81 AFUE) - ZEAS 2030 - Marine ¦ SDG&E ¦ Marine | Com ¦ Com Code Furnace (81 AFUE) - ZEAS 2030 - Marine | SDG&E ¦ Marine | SDG&E | All | Gas | Furnace, Commercial, 81% AFUE | Average Existing and Code |  | 2030 | 1 | Conventional | HVAC | Com - Refrig. Warehouse | Com | ROB and NEW | 0 | 1000 sqft2 of floor space | Cap-kBTUh | 20 | None | 0 | 0 | 0.176 | SWHC011-03 | 57.81 | 2024 | 5.03 | 2024 | 0 | 0 | SWHC011-03 | Com Furnaces - ZEAS 2030 - Marine ¦ SDG&E ¦ Marine | Com Furnaces - ZEAS 2030 - Marine | 0.05 | 1 | 0.89024 | CBSA 2014 | -0.13214 | 2012 | 0.6 | SWHC011-03
COM-HVAC-75-ZEAS.81 | Com ¦ Com Code Furnace (81 AFUE) - ZEAS 2030 - Marine ¦ SDG&E ¦ Marine | Com ¦ Com Code Furnace (81 AFUE) - ZEAS 2030 - Marine | SDG&E ¦ Marine | SDG&E | All | Gas | Furnace, Commercial, 81% AFUE | Average Existing and Code |  | 2030 | 1 | Conventional | HVAC | Com - Restaurant | Com | ROB and NEW | 0 | 1000 sqft2 of floor space | Cap-kBTUh | 20 | None | 0 | 0 | 0.176 | SWHC011-03 | 57.81 | 2024 | 5.03 | 2024 | 0 | 0 | SWHC011-03 | Com Furnaces - ZEAS 2030 - Marine ¦ SDG&E ¦ Marine | Com Furnaces - ZEAS 2030 - Marine | 8.5 | 1 | 0.89024 | CBSA 2014 | -0.13222 | 2012 | 0.6 | SWHC011-03
COM-HVAC-75-ZEAS.82 | Com ¦ Com Code Furnace (81 AFUE) - ZEAS 2030 - Marine ¦ SDG&E ¦ Marine | Com ¦ Com Code Furnace (81 AFUE) - ZEAS 2030 - Marine | SDG&E ¦ Marine | SDG&E | All | Gas | Furnace, Commercial, 81% AFUE | Average Existing and Code |  | 2030 | 1 | Conventional | HVAC | Com - Retail | Com | ROB and NEW | 0 | 1000 sqft2 of floor space | Cap-kBTUh | 20 | None | 0 | 0 | 0.176 | SWHC011-03 | 57.81 | 2024 | 5.03 | 2024 | 0 | 0 | SWHC011-03 | Com Furnaces - ZEAS 2030 - Marine ¦ SDG&E ¦ Marine | Com Furnaces - ZEAS 2030 - Marine | 0.43965 | 1 | 0.89024 | CBSA 2014 | -0.86964 | 2012 | 0.6 | SWHC011-03
COM-HVAC-75-ZEAS.83 | Com ¦ Com Code Furnace (81 AFUE) - ZEAS 2030 - Marine ¦ SDG&E ¦ Marine | Com ¦ Com Code Furnace (81 AFUE) - ZEAS 2030 - Marine | SDG&E ¦ Marine | SDG&E | All | Gas | Furnace, Commercial, 81% AFUE | Average Existing and Code |  | 2030 | 1 | Conventional | HVAC | Com - School | Com | ROB and NEW | 0 | 1000 sqft2 of floor space | Cap-kBTUh | 20 | None | 0 | 0 | 0.176 | SWHC011-03 | 57.81 | 2024 | 5.03 | 2024 | 0 | 0 | SWHC011-03 | Com Furnaces - ZEAS 2030 - Marine ¦ SDG&E ¦ Marine | Com Furnaces - ZEAS 2030 - Marine | 2.5576 | 1 | 0.89024 | CBSA 2014 | -0.40211 | 2012 | 0.6 | SWHC011-03
COM-HVAC-75-ZEAS.84 | Com ¦ Com Code Furnace (81 AFUE) - ZEAS 2030 - Marine ¦ SDG&E ¦ Marine | Com ¦ Com Code Furnace (81 AFUE) - ZEAS 2030 - Marine | SDG&E ¦ Marine | SDG&E | All | Gas | Furnace, Commercial, 81% AFUE | Average Existing and Code |  | 2030 | 1 | Conventional | HVAC | Com - Warehouse | Com | ROB and NEW | 0 | 1000 sqft2 of floor space | Cap-kBTUh | 20 | None | 0 | 0 | 0.176 | SWHC011-03 | 57.81 | 2024 | 5.03 | 2024 | 0 | 0 | SWHC011-03 | Com Furnaces - ZEAS 2030 - Marine ¦ SDG&E ¦ Marine | Com Furnaces - ZEAS 2030 - Marine | 0.02 | 1 | 0.89024 | CBSA 2014 | -0.74192 | 2012 | 0.6 | SWHC011-03
COM-HVAC-75-ZEAS.85 | Com ¦ Com Code Furnace (81 AFUE) - ZEAS 2030 - Hot-Dry ¦ SDG&E ¦ Hot-Dry | Com ¦ Com Code Furnace (81 AFUE) - ZEAS 2030 - Hot-Dry | SDG&E ¦ Hot-Dry | SDG&E | All | Gas | Furnace, Commercial, 81% AFUE | Average Existing and Code |  | 2030 | 1 | Conventional | HVAC | Com - College | Com | ROB and NEW | 0 | 1000 sqft2 of floor space | Cap-kBTUh | 20 | None | 0 | 0 | 0.167 | SWHC011-03 | 57.81 | 2024 | 5.03 | 2024 | 0 | 0 | SWHC011-03 | Com Furnaces - ZEAS 2030 - Hot-Dry ¦ SDG&E ¦ Hot-Dry | Com Furnaces - ZEAS 2030 - Hot-Dry | 0.7206 | 1 | 0.89024 | CBSA 2014 | -0.55087 | 2012 | 0.6 | SWHC011-03
COM-HVAC-75-ZEAS.86 | Com ¦ Com Code Furnace (81 AFUE) - ZEAS 2030 - Hot-Dry ¦ SDG&E ¦ Hot-Dry | Com ¦ Com Code Furnace (81 AFUE) - ZEAS 2030 - Hot-Dry | SDG&E ¦ Hot-Dry | SDG&E | All | Gas | Furnace, Commercial, 81% AFUE | Average Existing and Code |  | 2030 | 1 | Conventional | HVAC | Com - Grocery | Com | ROB and NEW | 0 | 1000 sqft2 of floor space | Cap-kBTUh | 20 | None | 0 | 0 | 0.167 | SWHC011-03 | 57.81 | 2024 | 5.03 | 2024 | 0 | 0 | SWHC011-03 | Com Furnaces - ZEAS 2030 - Hot-Dry ¦ SDG&E ¦ Hot-Dry | Com Furnaces - ZEAS 2030 - Hot-Dry | 0.3 | 1 | 0.89024 | CBSA 2014 | -0.39215 | 2012 | 0.6 | SWHC011-03
COM-HVAC-75-ZEAS.87 | Com ¦ Com Code Furnace (81 AFUE) - ZEAS 2030 - Hot-Dry ¦ SDG&E ¦ Hot-Dry | Com ¦ Com Code Furnace (81 AFUE) - ZEAS 2030 - Hot-Dry | SDG&E ¦ Hot-Dry | SDG&E | All | Gas | Furnace, Commercial, 81% AFUE | Average Existing and Code |  | 2030 | 1 | Conventional | HVAC | Com - Health | Com | ROB and NEW | 0 | 1000 sqft2 of floor space | Cap-kBTUh | 20 | None | 0 | 0 | 0.167 | SWHC011-03 | 57.81 | 2024 | 5.03 | 2024 | 0 | 0 | SWHC011-03 | Com Furnaces - ZEAS 2030 - Hot-Dry ¦ SDG&E ¦ Hot-Dry | Com Furnaces - ZEAS 2030 - Hot-Dry | 1.0074 | 1 | 0.89024 | CBSA 2014 | -0.47171 | 2012 | 0.6 | SWHC011-03
COM-HVAC-75-ZEAS.88 | Com ¦ Com Code Furnace (81 AFUE) - ZEAS 2030 - Hot-Dry ¦ SDG&E ¦ Hot-Dry | Com ¦ Com Code Furnace (81 AFUE) - ZEAS 2030 - Hot-Dry | SDG&E ¦ Hot-Dry | SDG&E | All | Gas | Furnace, Commercial, 81% AFUE | Average Existing and Code |  | 2030 | 1 | Conventional | HVAC | Com - Lodging | Com | ROB and NEW | 0 | 1000 sqft2 of floor space | Cap-kBTUh | 20 | None | 0 | 0 | 0.167 | SWHC011-03 | 57.81 | 2024 | 5.03 | 2024 | 0 | 0 | SWHC011-03 | Com Furnaces - ZEAS 2030 - Hot-Dry ¦ SDG&E ¦ Hot-Dry | Com Furnaces - ZEAS 2030 - Hot-Dry | 0.4628 | 1 | 0.89024 | CBSA 2014 | -1.6497 | 2012 | 0.6 | SWHC011-03
COM-HVAC-75-ZEAS.89 | Com ¦ Com Code Furnace (81 AFUE) - ZEAS 2030 - Hot-Dry ¦ SDG&E ¦ Hot-Dry | Com ¦ Com Code Furnace (81 AFUE) - ZEAS 2030 - Hot-Dry | SDG&E ¦ Hot-Dry | SDG&E | All | Gas | Furnace, Commercial, 81% AFUE | Average Existing and Code |  | 2030 | 1 | Conventional | HVAC | Com - Office (Large) | Com | ROB and NEW | 0 | 1000 sqft2 of floor space | Cap-kBTUh | 20 | None | 0 | 0 | 0.167 | SWHC011-03 | 57.81 | 2024 | 5.03 | 2024 | 0 | 0 | SWHC011-03 | Com Furnaces - ZEAS 2030 - Hot-Dry ¦ SDG&E ¦ Hot-Dry | Com Furnaces - ZEAS 2030 - Hot-Dry | 0.10857 | 1 | 0.89024 | CBSA 2014 | -0.74995 | 2012 | 0.6 | SWHC011-03
COM-HVAC-75-ZEAS.90 | Com ¦ Com Code Furnace (81 AFUE) - ZEAS 2030 - Hot-Dry ¦ SDG&E ¦ Hot-Dry | Com ¦ Com Code Furnace (81 AFUE) - ZEAS 2030 - Hot-Dry | SDG&E ¦ Hot-Dry | SDG&E | All | Gas | Furnace, Commercial, 81% AFUE | Average Existing and Code |  | 2030 | 1 | Conventional | HVAC | Com - Office (Small) | Com | ROB and NEW | 0 | 1000 sqft2 of floor space | Cap-kBTUh | 20 | None | 0 | 0 | 0.167 | SWHC011-03 | 57.81 | 2024 | 5.03 | 2024 | 0 | 0 | SWHC011-03 | Com Furnaces - ZEAS 2030 - Hot-Dry ¦ SDG&E ¦ Hot-Dry | Com Furnaces - ZEAS 2030 - Hot-Dry | 0.3 | 1 | 0.89024 | CBSA 2014 | -0.33061 | 2012 | 0.6 | SWHC011-03
COM-HVAC-75-ZEAS.91 | Com ¦ Com Code Furnace (81 AFUE) - ZEAS 2030 - Hot-Dry ¦ SDG&E ¦ Hot-Dry | Com ¦ Com Code Furnace (81 AFUE) - ZEAS 2030 - Hot-Dry | SDG&E ¦ Hot-Dry | SDG&E | All | Gas | Furnace, Commercial, 81% AFUE | Average Existing and Code |  | 2030 | 1 | Conventional | HVAC | Com - Other | Com | ROB and NEW | 0 | 1000 sqft2 of floor space | Cap-kBTUh | 20 | None | 0 | 0 | 0.167 | SWHC011-03 | 57.81 | 2024 | 5.03 | 2024 | 0 | 0 | SWHC011-03 | Com Furnaces - ZEAS 2030 - Hot-Dry ¦ SDG&E ¦ Hot-Dry | Com Furnaces - ZEAS 2030 - Hot-Dry | 0.88227 | 1 | 0.89024 | CBSA 2014 | -0.75651 | 2012 | 0.6 | SWHC011-03
COM-HVAC-75-ZEAS.92 | Com ¦ Com Code Furnace (81 AFUE) - ZEAS 2030 - Hot-Dry ¦ SDG&E ¦ Hot-Dry | Com ¦ Com Code Furnace (81 AFUE) - ZEAS 2030 - Hot-Dry | SDG&E ¦ Hot-Dry | SDG&E | All | Gas | Furnace, Commercial, 81% AFUE | Average Existing and Code |  | 2030 | 1 | Conventional | HVAC | Com - Refrig. Warehouse | Com | ROB and NEW | 0 | 1000 sqft2 of floor space | Cap-kBTUh | 20 | None | 0 | 0 | 0.167 | SWHC011-03 | 57.81 | 2024 | 5.03 | 2024 | 0 | 0 | SWHC011-03 | Com Furnaces - ZEAS 2030 - Hot-Dry ¦ SDG&E ¦ Hot-Dry | Com Furnaces - ZEAS 2030 - Hot-Dry | 0.05 | 1 | 0.89024 | CBSA 2014 | -0.12538 | 2012 | 0.6 | SWHC011-03
COM-HVAC-75-ZEAS.93 | Com ¦ Com Code Furnace (81 AFUE) - ZEAS 2030 - Hot-Dry ¦ SDG&E ¦ Hot-Dry | Com ¦ Com Code Furnace (81 AFUE) - ZEAS 2030 - Hot-Dry | SDG&E ¦ Hot-Dry | SDG&E | All | Gas | Furnace, Commercial, 81% AFUE | Average Existing and Code |  | 2030 | 1 | Conventional | HVAC | Com - Restaurant | Com | ROB and NEW | 0 | 1000 sqft2 of floor space | Cap-kBTUh | 20 | None | 0 | 0 | 0.167 | SWHC011-03 | 57.81 | 2024 | 5.03 | 2024 | 0 | 0 | SWHC011-03 | Com Furnaces - ZEAS 2030 - Hot-Dry ¦ SDG&E ¦ Hot-Dry | Com Furnaces - ZEAS 2030 - Hot-Dry | 8.5 | 1 | 0.89024 | CBSA 2014 | -0.12546 | 2012 | 0.6 | SWHC011-03
COM-HVAC-75-ZEAS.94 | Com ¦ Com Code Furnace (81 AFUE) - ZEAS 2030 - Hot-Dry ¦ SDG&E ¦ Hot-Dry | Com ¦ Com Code Furnace (81 AFUE) - ZEAS 2030 - Hot-Dry | SDG&E ¦ Hot-Dry | SDG&E | All | Gas | Furnace, Commercial, 81% AFUE | Average Existing and Code |  | 2030 | 1 | Conventional | HVAC | Com - Retail | Com | ROB and NEW | 0 | 1000 sqft2 of floor space | Cap-kBTUh | 20 | None | 0 | 0 | 0.167 | SWHC011-03 | 57.81 | 2024 | 5.03 | 2024 | 0 | 0 | SWHC011-03 | Com Furnaces - ZEAS 2030 - Hot-Dry ¦ SDG&E ¦ Hot-Dry | Com Furnaces - ZEAS 2030 - Hot-Dry | 0.43965 | 1 | 0.89024 | CBSA 2014 | -0.82517 | 2012 | 0.6 | SWHC011-03
COM-HVAC-75-ZEAS.95 | Com ¦ Com Code Furnace (81 AFUE) - ZEAS 2030 - Hot-Dry ¦ SDG&E ¦ Hot-Dry | Com ¦ Com Code Furnace (81 AFUE) - ZEAS 2030 - Hot-Dry | SDG&E ¦ Hot-Dry | SDG&E | All | Gas | Furnace, Commercial, 81% AFUE | Average Existing and Code |  | 2030 | 1 | Conventional | HVAC | Com - School | Com | ROB and NEW | 0 | 1000 sqft2 of floor space | Cap-kBTUh | 20 | None | 0 | 0 | 0.167 | SWHC011-03 | 57.81 | 2024 | 5.03 | 2024 | 0 | 0 | SWHC011-03 | Com Furnaces - ZEAS 2030 - Hot-Dry ¦ SDG&E ¦ Hot-Dry | Com Furnaces - ZEAS 2030 - Hot-Dry | 2.5576 | 1 | 0.89024 | CBSA 2014 | -0.38155 | 2012 | 0.6 | SWHC011-03
COM-HVAC-75-ZEAS.96 | Com ¦ Com Code Furnace (81 AFUE) - ZEAS 2030 - Hot-Dry ¦ SDG&E ¦ Hot-Dry | Com ¦ Com Code Furnace (81 AFUE) - ZEAS 2030 - Hot-Dry | SDG&E ¦ Hot-Dry | SDG&E | All | Gas | Furnace, Commercial, 81% AFUE | Average Existing and Code |  | 2030 | 1 | Conventional | HVAC | Com - Warehouse | Com | ROB and NEW | 0 | 1000 sqft2 of floor space | Cap-kBTUh | 20 | None | 0 | 0 | 0.167 | SWHC011-03 | 57.81 | 2024 | 5.03 | 2024 | 0 | 0 | SWHC011-03 | Com Furnaces - ZEAS 2030 - Hot-Dry ¦ SDG&E ¦ Hot-Dry | Com Furnaces - ZEAS 2030 - Hot-Dry | 0.02 | 1 | 0.89024 | CBSA 2014 | -0.70398 | 2012 | 0.6 | SWHC011-03
COM-HVAC-76-ZEAS.1 | Com ¦ Com High Eff. Furnace (95 AFUE) - ZEAS 2030 - Marine ¦ PG&E ¦ Marine | Com ¦ Com High Eff. Furnace (95 AFUE) - ZEAS 2030 - Marine | PG&E ¦ Marine | PG&E | All | Gas | High Efficiency Furnace, Commercial, 95% AFUE | Efficient | 2030 |  | 1 | Conventional | HVAC | Com - College | Com | ROB and NEW | 0 | 1000 sqft2 of floor space | Cap-kBTUh | 20 | None | 0 | 0 | 0 | SWHC011-03 | 107.96 | 2024 | 5.03 | 2024 | 0 | 0 | SWHC011-03 | Com Furnaces - ZEAS 2030 - Marine ¦ PG&E ¦ Marine | Com Furnaces - ZEAS 2030 - Marine | 0.7206 | 1 | 0.10976 | CBSA 2014 | 0 | 2032 | 0.6 | SWHC011-03
COM-HVAC-76-ZEAS.2 | Com ¦ Com High Eff. Furnace (95 AFUE) - ZEAS 2030 - Marine ¦ PG&E ¦ Marine | Com ¦ Com High Eff. Furnace (95 AFUE) - ZEAS 2030 - Marine | PG&E ¦ Marine | PG&E | All | Gas | High Efficiency Furnace, Commercial, 95% AFUE | Efficient | 2030 |  | 1 | Conventional | HVAC | Com - Grocery | Com | ROB and NEW | 0 | 1000 sqft2 of floor space | Cap-kBTUh | 20 | None | 0 | 0 | 0 | SWHC011-03 | 107.96 | 2024 | 5.03 | 2024 | 0 | 0 | SWHC011-03 | Com Furnaces - ZEAS 2030 - Marine ¦ PG&E ¦ Marine | Com Furnaces - ZEAS 2030 - Marine | 0.3 | 1 | 0.10976 | CBSA 2014 | 0 | 2032 | 0.6 | SWHC011-03
COM-HVAC-76-ZEAS.3 | Com ¦ Com High Eff. Furnace (95 AFUE) - ZEAS 2030 - Marine ¦ PG&E ¦ Marine | Com ¦ Com High Eff. Furnace (95 AFUE) - ZEAS 2030 - Marine | PG&E ¦ Marine | PG&E | All | Gas | High Efficiency Furnace, Commercial, 95% AFUE | Efficient | 2030 |  | 1 | Conventional | HVAC | Com - Health | Com | ROB and NEW | 0 | 1000 sqft2 of floor space | Cap-kBTUh | 20 | None | 0 | 0 | 0 | SWHC011-03 | 107.96 | 2024 | 5.03 | 2024 | 0 | 0 | SWHC011-03 | Com Furnaces - ZEAS 2030 - Marine ¦ PG&E ¦ Marine | Com Furnaces - ZEAS 2030 - Marine | 1.0074 | 1 | 0.10976 | CBSA 2014 | 0 | 2032 | 0.6 | SWHC011-03
COM-HVAC-76-ZEAS.4 | Com ¦ Com High Eff. Furnace (95 AFUE) - ZEAS 2030 - Marine ¦ PG&E ¦ Marine | Com ¦ Com High Eff. Furnace (95 AFUE) - ZEAS 2030 - Marine | PG&E ¦ Marine | PG&E | All | Gas | High Efficiency Furnace, Commercial, 95% AFUE | Efficient | 2030 |  | 1 | Conventional | HVAC | Com - Lodging | Com | ROB and NEW | 0 | 1000 sqft2 of floor space | Cap-kBTUh | 20 | None | 0 | 0 | 0 | SWHC011-03 | 107.96 | 2024 | 5.03 | 2024 | 0 | 0 | SWHC011-03 | Com Furnaces - ZEAS 2030 - Marine ¦ PG&E ¦ Marine | Com Furnaces - ZEAS 2030 - Marine | 0.4628 | 1 | 0.10976 | CBSA 2014 | 0 | 2032 | 0.6 | SWHC011-03
COM-HVAC-76-ZEAS.5 | Com ¦ Com High Eff. Furnace (95 AFUE) - ZEAS 2030 - Marine ¦ PG&E ¦ Marine | Com ¦ Com High Eff. Furnace (95 AFUE) - ZEAS 2030 - Marine | PG&E ¦ Marine | PG&E | All | Gas | High Efficiency Furnace, Commercial, 95% AFUE | Efficient | 2030 |  | 1 | Conventional | HVAC | Com - Office (Large) | Com | ROB and NEW | 0 | 1000 sqft2 of floor space | Cap-kBTUh | 20 | None | 0 | 0 | 0 | SWHC011-03 | 107.96 | 2024 | 5.03 | 2024 | 0 | 0 | SWHC011-03 | Com Furnaces - ZEAS 2030 - Marine ¦ PG&E ¦ Marine | Com Furnaces - ZEAS 2030 - Marine | 0.10857 | 1 | 0.10976 | CBSA 2014 | 0 | 2032 | 0.6 | SWHC011-03
COM-HVAC-76-ZEAS.6 | Com ¦ Com High Eff. Furnace (95 AFUE) - ZEAS 2030 - Marine ¦ PG&E ¦ Marine | Com ¦ Com High Eff. Furnace (95 AFUE) - ZEAS 2030 - Marine | PG&E ¦ Marine | PG&E | All | Gas | High Efficiency Furnace, Commercial, 95% AFUE | Efficient | 2030 |  | 1 | Conventional | HVAC | Com - Office (Small) | Com | ROB and NEW | 0 | 1000 sqft2 of floor space | Cap-kBTUh | 20 | None | 0 | 0 | 0 | SWHC011-03 | 107.96 | 2024 | 5.03 | 2024 | 0 | 0 | SWHC011-03 | Com Furnaces - ZEAS 2030 - Marine ¦ PG&E ¦ Marine | Com Furnaces - ZEAS 2030 - Marine | 0.3 | 1 | 0.10976 | CBSA 2014 | 0 | 2032 | 0.6 | SWHC011-03
COM-HVAC-76-ZEAS.7 | Com ¦ Com High Eff. Furnace (95 AFUE) - ZEAS 2030 - Marine ¦ PG&E ¦ Marine | Com ¦ Com High Eff. Furnace (95 AFUE) - ZEAS 2030 - Marine | PG&E ¦ Marine | PG&E | All | Gas | High Efficiency Furnace, Commercial, 95% AFUE | Efficient | 2030 |  | 1 | Conventional | HVAC | Com - Other | Com | ROB and NEW | 0 | 1000 sqft2 of floor space | Cap-kBTUh | 20 | None | 0 | 0 | 0 | SWHC011-03 | 107.96 | 2024 | 5.03 | 2024 | 0 | 0 | SWHC011-03 | Com Furnaces - ZEAS 2030 - Marine ¦ PG&E ¦ Marine | Com Furnaces - ZEAS 2030 - Marine | 0.88227 | 1 | 0.10976 | CBSA 2014 | 0 | 2032 | 0.6 | SWHC011-03
COM-HVAC-76-ZEAS.8 | Com ¦ Com High Eff. Furnace (95 AFUE) - ZEAS 2030 - Marine ¦ PG&E ¦ Marine | Com ¦ Com High Eff. Furnace (95 AFUE) - ZEAS 2030 - Marine | PG&E ¦ Marine | PG&E | All | Gas | High Efficiency Furnace, Commercial, 95% AFUE | Efficient | 2030 |  | 1 | Conventional | HVAC | Com - Refrig. Warehouse | Com | ROB and NEW | 0 | 1000 sqft2 of floor space | Cap-kBTUh | 20 | None | 0 | 0 | 0 | SWHC011-03 | 107.96 | 2024 | 5.03 | 2024 | 0 | 0 | SWHC011-03 | Com Furnaces - ZEAS 2030 - Marine ¦ PG&E ¦ Marine | Com Furnaces - ZEAS 2030 - Marine | 0.05 | 1 | 0.10976 | CBSA 2014 | 0 | 2032 | 0.6 | SWHC011-03
COM-HVAC-76-ZEAS.9 | Com ¦ Com High Eff. Furnace (95 AFUE) - ZEAS 2030 - Marine ¦ PG&E ¦ Marine | Com ¦ Com High Eff. Furnace (95 AFUE) - ZEAS 2030 - Marine | PG&E ¦ Marine | PG&E | All | Gas | High Efficiency Furnace, Commercial, 95% AFUE | Efficient | 2030 |  | 1 | Conventional | HVAC | Com - Restaurant | Com | ROB and NEW | 0 | 1000 sqft2 of floor space | Cap-kBTUh | 20 | None | 0 | 0 | 0 | SWHC011-03 | 107.96 | 2024 | 5.03 | 2024 | 0 | 0 | SWHC011-03 | Com Furnaces - ZEAS 2030 - Marine ¦ PG&E ¦ Marine | Com Furnaces - ZEAS 2030 - Marine | 8.5 | 1 | 0.10976 | CBSA 2014 | 0 | 2032 | 0.6 | SWHC011-03
COM-HVAC-76-ZEAS.10 | Com ¦ Com High Eff. Furnace (95 AFUE) - ZEAS 2030 - Marine ¦ PG&E ¦ Marine | Com ¦ Com High Eff. Furnace (95 AFUE) - ZEAS 2030 - Marine | PG&E ¦ Marine | PG&E | All | Gas | High Efficiency Furnace, Commercial, 95% AFUE | Efficient | 2030 |  | 1 | Conventional | HVAC | Com - Retail | Com | ROB and NEW | 0 | 1000 sqft2 of floor space | Cap-kBTUh | 20 | None | 0 | 0 | 0 | SWHC011-03 | 107.96 | 2024 | 5.03 | 2024 | 0 | 0 | SWHC011-03 | Com Furnaces - ZEAS 2030 - Marine ¦ PG&E ¦ Marine | Com Furnaces - ZEAS 2030 - Marine | 0.43965 | 1 | 0.10976 | CBSA 2014 | 0 | 2032 | 0.6 | SWHC011-03
COM-HVAC-76-ZEAS.11 | Com ¦ Com High Eff. Furnace (95 AFUE) - ZEAS 2030 - Marine ¦ PG&E ¦ Marine | Com ¦ Com High Eff. Furnace (95 AFUE) - ZEAS 2030 - Marine | PG&E ¦ Marine | PG&E | All | Gas | High Efficiency Furnace, Commercial, 95% AFUE | Efficient | 2030 |  | 1 | Conventional | HVAC | Com - School | Com | ROB and NEW | 0 | 1000 sqft2 of floor space | Cap-kBTUh | 20 | None | 0 | 0 | 0 | SWHC011-03 | 107.96 | 2024 | 5.03 | 2024 | 0 | 0 | SWHC011-03 | Com Furnaces - ZEAS 2030 - Marine ¦ PG&E ¦ Marine | Com Furnaces - ZEAS 2030 - Marine | 2.5576 | 1 | 0.10976 | CBSA 2014 | 0 | 2032 | 0.6 | SWHC011-03
COM-HVAC-76-ZEAS.12 | Com ¦ Com High Eff. Furnace (95 AFUE) - ZEAS 2030 - Marine ¦ PG&E ¦ Marine | Com ¦ Com High Eff. Furnace (95 AFUE) - ZEAS 2030 - Marine | PG&E ¦ Marine | PG&E | All | Gas | High Efficiency Furnace, Commercial, 95% AFUE | Efficient | 2030 |  | 1 | Conventional | HVAC | Com - Warehouse | Com | ROB and NEW | 0 | 1000 sqft2 of floor space | Cap-kBTUh | 20 | None | 0 | 0 | 0 | SWHC011-03 | 107.96 | 2024 | 5.03 | 2024 | 0 | 0 | SWHC011-03 | Com Furnaces - ZEAS 2030 - Marine ¦ PG&E ¦ Marine | Com Furnaces - ZEAS 2030 - Marine | 0.02 | 1 | 0.10976 | CBSA 2014 | 0 | 2032 | 0.6 | SWHC011-03
COM-HVAC-76-ZEAS.13 | Com ¦ Com High Eff. Furnace (95 AFUE) - ZEAS 2030 - Hot-Dry ¦ PG&E ¦ Hot-Dry | Com ¦ Com High Eff. Furnace (95 AFUE) - ZEAS 2030 - Hot-Dry | PG&E ¦ Hot-Dry | PG&E | All | Gas | High Efficiency Furnace, Commercial, 95% AFUE | Efficient | 2030 |  | 1 | Conventional | HVAC | Com - College | Com | ROB and NEW | 0 | 1000 sqft2 of floor space | Cap-kBTUh | 20 | None | 0 | 0 | 0 | SWHC011-03 | 107.96 | 2024 | 5.03 | 2024 | 0 | 0 | SWHC011-03 | Com Furnaces - ZEAS 2030 - Hot-Dry ¦ PG&E ¦ Hot-Dry | Com Furnaces - ZEAS 2030 - Hot-Dry | 0.7206 | 1 | 0.10976 | CBSA 2014 | 0 | 2032 | 0.6 | SWHC011-03
COM-HVAC-76-ZEAS.14 | Com ¦ Com High Eff. Furnace (95 AFUE) - ZEAS 2030 - Hot-Dry ¦ PG&E ¦ Hot-Dry | Com ¦ Com High Eff. Furnace (95 AFUE) - ZEAS 2030 - Hot-Dry | PG&E ¦ Hot-Dry | PG&E | All | Gas | High Efficiency Furnace, Commercial, 95% AFUE | Efficient | 2030 |  | 1 | Conventional | HVAC | Com - Grocery | Com | ROB and NEW | 0 | 1000 sqft2 of floor space | Cap-kBTUh | 20 | None | 0 | 0 | 0 | SWHC011-03 | 107.96 | 2024 | 5.03 | 2024 | 0 | 0 | SWHC011-03 | Com Furnaces - ZEAS 2030 - Hot-Dry ¦ PG&E ¦ Hot-Dry | Com Furnaces - ZEAS 2030 - Hot-Dry | 0.3 | 1 | 0.10976 | CBSA 2014 | 0 | 2032 | 0.6 | SWHC011-03
COM-HVAC-76-ZEAS.15 | Com ¦ Com High Eff. Furnace (95 AFUE) - ZEAS 2030 - Hot-Dry ¦ PG&E ¦ Hot-Dry | Com ¦ Com High Eff. Furnace (95 AFUE) - ZEAS 2030 - Hot-Dry | PG&E ¦ Hot-Dry | PG&E | All | Gas | High Efficiency Furnace, Commercial, 95% AFUE | Efficient | 2030 |  | 1 | Conventional | HVAC | Com - Health | Com | ROB and NEW | 0 | 1000 sqft2 of floor space | Cap-kBTUh | 20 | None | 0 | 0 | 0 | SWHC011-03 | 107.96 | 2024 | 5.03 | 2024 | 0 | 0 | SWHC011-03 | Com Furnaces - ZEAS 2030 - Hot-Dry ¦ PG&E ¦ Hot-Dry | Com Furnaces - ZEAS 2030 - Hot-Dry | 1.0074 | 1 | 0.10976 | CBSA 2014 | 0 | 2032 | 0.6 | SWHC011-03
COM-HVAC-76-ZEAS.16 | Com ¦ Com High Eff. Furnace (95 AFUE) - ZEAS 2030 - Hot-Dry ¦ PG&E ¦ Hot-Dry | Com ¦ Com High Eff. Furnace (95 AFUE) - ZEAS 2030 - Hot-Dry | PG&E ¦ Hot-Dry | PG&E | All | Gas | High Efficiency Furnace, Commercial, 95% AFUE | Efficient | 2030 |  | 1 | Conventional | HVAC | Com - Lodging | Com | ROB and NEW | 0 | 1000 sqft2 of floor space | Cap-kBTUh | 20 | None | 0 | 0 | 0 | SWHC011-03 | 107.96 | 2024 | 5.03 | 2024 | 0 | 0 | SWHC011-03 | Com Furnaces - ZEAS 2030 - Hot-Dry ¦ PG&E ¦ Hot-Dry | Com Furnaces - ZEAS 2030 - Hot-Dry | 0.4628 | 1 | 0.10976 | CBSA 2014 | 0 | 2032 | 0.6 | SWHC011-03
COM-HVAC-76-ZEAS.17 | Com ¦ Com High Eff. Furnace (95 AFUE) - ZEAS 2030 - Hot-Dry ¦ PG&E ¦ Hot-Dry | Com ¦ Com High Eff. Furnace (95 AFUE) - ZEAS 2030 - Hot-Dry | PG&E ¦ Hot-Dry | PG&E | All | Gas | High Efficiency Furnace, Commercial, 95% AFUE | Efficient | 2030 |  | 1 | Conventional | HVAC | Com - Office (Large) | Com | ROB and NEW | 0 | 1000 sqft2 of floor space | Cap-kBTUh | 20 | None | 0 | 0 | 0 | SWHC011-03 | 107.96 | 2024 | 5.03 | 2024 | 0 | 0 | SWHC011-03 | Com Furnaces - ZEAS 2030 - Hot-Dry ¦ PG&E ¦ Hot-Dry | Com Furnaces - ZEAS 2030 - Hot-Dry | 0.10857 | 1 | 0.10976 | CBSA 2014 | 0 | 2032 | 0.6 | SWHC011-03
COM-HVAC-76-ZEAS.18 | Com ¦ Com High Eff. Furnace (95 AFUE) - ZEAS 2030 - Hot-Dry ¦ PG&E ¦ Hot-Dry | Com ¦ Com High Eff. Furnace (95 AFUE) - ZEAS 2030 - Hot-Dry | PG&E ¦ Hot-Dry | PG&E | All | Gas | High Efficiency Furnace, Commercial, 95% AFUE | Efficient | 2030 |  | 1 | Conventional | HVAC | Com - Office (Small) | Com | ROB and NEW | 0 | 1000 sqft2 of floor space | Cap-kBTUh | 20 | None | 0 | 0 | 0 | SWHC011-03 | 107.96 | 2024 | 5.03 | 2024 | 0 | 0 | SWHC011-03 | Com Furnaces - ZEAS 2030 - Hot-Dry ¦ PG&E ¦ Hot-Dry | Com Furnaces - ZEAS 2030 - Hot-Dry | 0.3 | 1 | 0.10976 | CBSA 2014 | 0 | 2032 | 0.6 | SWHC011-03
COM-HVAC-76-ZEAS.19 | Com ¦ Com High Eff. Furnace (95 AFUE) - ZEAS 2030 - Hot-Dry ¦ PG&E ¦ Hot-Dry | Com ¦ Com High Eff. Furnace (95 AFUE) - ZEAS 2030 - Hot-Dry | PG&E ¦ Hot-Dry | PG&E | All | Gas | High Efficiency Furnace, Commercial, 95% AFUE | Efficient | 2030 |  | 1 | Conventional | HVAC | Com - Other | Com | ROB and NEW | 0 | 1000 sqft2 of floor space | Cap-kBTUh | 20 | None | 0 | 0 | 0 | SWHC011-03 | 107.96 | 2024 | 5.03 | 2024 | 0 | 0 | SWHC011-03 | Com Furnaces - ZEAS 2030 - Hot-Dry ¦ PG&E ¦ Hot-Dry | Com Furnaces - ZEAS 2030 - Hot-Dry | 0.88227 | 1 | 0.10976 | CBSA 2014 | 0 | 2032 | 0.6 | SWHC011-03
COM-HVAC-76-ZEAS.20 | Com ¦ Com High Eff. Furnace (95 AFUE) - ZEAS 2030 - Hot-Dry ¦ PG&E ¦ Hot-Dry | Com ¦ Com High Eff. Furnace (95 AFUE) - ZEAS 2030 - Hot-Dry | PG&E ¦ Hot-Dry | PG&E | All | Gas | High Efficiency Furnace, Commercial, 95% AFUE | Efficient | 2030 |  | 1 | Conventional | HVAC | Com - Refrig. Warehouse | Com | ROB and NEW | 0 | 1000 sqft2 of floor space | Cap-kBTUh | 20 | None | 0 | 0 | 0 | SWHC011-03 | 107.96 | 2024 | 5.03 | 2024 | 0 | 0 | SWHC011-03 | Com Furnaces - ZEAS 2030 - Hot-Dry ¦ PG&E ¦ Hot-Dry | Com Furnaces - ZEAS 2030 - Hot-Dry | 0.05 | 1 | 0.10976 | CBSA 2014 | 0 | 2032 | 0.6 | SWHC011-03
COM-HVAC-76-ZEAS.21 | Com ¦ Com High Eff. Furnace (95 AFUE) - ZEAS 2030 - Hot-Dry ¦ PG&E ¦ Hot-Dry | Com ¦ Com High Eff. Furnace (95 AFUE) - ZEAS 2030 - Hot-Dry | PG&E ¦ Hot-Dry | PG&E | All | Gas | High Efficiency Furnace, Commercial, 95% AFUE | Efficient | 2030 |  | 1 | Conventional | HVAC | Com - Restaurant | Com | ROB and NEW | 0 | 1000 sqft2 of floor space | Cap-kBTUh | 20 | None | 0 | 0 | 0 | SWHC011-03 | 107.96 | 2024 | 5.03 | 2024 | 0 | 0 | SWHC011-03 | Com Furnaces - ZEAS 2030 - Hot-Dry ¦ PG&E ¦ Hot-Dry | Com Furnaces - ZEAS 2030 - Hot-Dry | 8.5 | 1 | 0.10976 | CBSA 2014 | 0 | 2032 | 0.6 | SWHC011-03
COM-HVAC-76-ZEAS.22 | Com ¦ Com High Eff. Furnace (95 AFUE) - ZEAS 2030 - Hot-Dry ¦ PG&E ¦ Hot-Dry | Com ¦ Com High Eff. Furnace (95 AFUE) - ZEAS 2030 - Hot-Dry | PG&E ¦ Hot-Dry | PG&E | All | Gas | High Efficiency Furnace, Commercial, 95% AFUE | Efficient | 2030 |  | 1 | Conventional | HVAC | Com - Retail | Com | ROB and NEW | 0 | 1000 sqft2 of floor space | Cap-kBTUh | 20 | None | 0 | 0 | 0 | SWHC011-03 | 107.96 | 2024 | 5.03 | 2024 | 0 | 0 | SWHC011-03 | Com Furnaces - ZEAS 2030 - Hot-Dry ¦ PG&E ¦ Hot-Dry | Com Furnaces - ZEAS 2030 - Hot-Dry | 0.43965 | 1 | 0.10976 | CBSA 2014 | 0 | 2032 | 0.6 | SWHC011-03
COM-HVAC-76-ZEAS.23 | Com ¦ Com High Eff. Furnace (95 AFUE) - ZEAS 2030 - Hot-Dry ¦ PG&E ¦ Hot-Dry | Com ¦ Com High Eff. Furnace (95 AFUE) - ZEAS 2030 - Hot-Dry | PG&E ¦ Hot-Dry | PG&E | All | Gas | High Efficiency Furnace, Commercial, 95% AFUE | Efficient | 2030 |  | 1 | Conventional | HVAC | Com - School | Com | ROB and NEW | 0 | 1000 sqft2 of floor space | Cap-kBTUh | 20 | None | 0 | 0 | 0 | SWHC011-03 | 107.96 | 2024 | 5.03 | 2024 | 0 | 0 | SWHC011-03 | Com Furnaces - ZEAS 2030 - Hot-Dry ¦ PG&E ¦ Hot-Dry | Com Furnaces - ZEAS 2030 - Hot-Dry | 2.5576 | 1 | 0.10976 | CBSA 2014 | 0 | 2032 | 0.6 | SWHC011-03
COM-HVAC-76-ZEAS.24 | Com ¦ Com High Eff. Furnace (95 AFUE) - ZEAS 2030 - Hot-Dry ¦ PG&E ¦ Hot-Dry | Com ¦ Com High Eff. Furnace (95 AFUE) - ZEAS 2030 - Hot-Dry | PG&E ¦ Hot-Dry | PG&E | All | Gas | High Efficiency Furnace, Commercial, 95% AFUE | Efficient | 2030 |  | 1 | Conventional | HVAC | Com - Warehouse | Com | ROB and NEW | 0 | 1000 sqft2 of floor space | Cap-kBTUh | 20 | None | 0 | 0 | 0 | SWHC011-03 | 107.96 | 2024 | 5.03 | 2024 | 0 | 0 | SWHC011-03 | Com Furnaces - ZEAS 2030 - Hot-Dry ¦ PG&E ¦ Hot-Dry | Com Furnaces - ZEAS 2030 - Hot-Dry | 0.02 | 1 | 0.10976 | CBSA 2014 | 0 | 2032 | 0.6 | SWHC011-03
COM-HVAC-76-ZEAS.25 | Com ¦ Com High Eff. Furnace (95 AFUE) - ZEAS 2030 - Cold ¦ PG&E ¦ Cold | Com ¦ Com High Eff. Furnace (95 AFUE) - ZEAS 2030 - Cold | PG&E ¦ Cold | PG&E | All | Gas | High Efficiency Furnace, Commercial, 95% AFUE | Efficient | 2030 |  | 1 | Conventional | HVAC | Com - College | Com | ROB and NEW | 0 | 1000 sqft2 of floor space | Cap-kBTUh | 20 | None | 0 | 0 | 0 | SWHC011-03 | 107.96 | 2024 | 5.03 | 2024 | 0 | 0 | SWHC011-03 | Com Furnaces - ZEAS 2030 - Cold ¦ PG&E ¦ Cold | Com Furnaces - ZEAS 2030 - Cold | 0.7206 | 1 | 0.10976 | CBSA 2014 | 0 | 2032 | 0.6 | SWHC011-03
COM-HVAC-76-ZEAS.26 | Com ¦ Com High Eff. Furnace (95 AFUE) - ZEAS 2030 - Cold ¦ PG&E ¦ Cold | Com ¦ Com High Eff. Furnace (95 AFUE) - ZEAS 2030 - Cold | PG&E ¦ Cold | PG&E | All | Gas | High Efficiency Furnace, Commercial, 95% AFUE | Efficient | 2030 |  | 1 | Conventional | HVAC | Com - Grocery | Com | ROB and NEW | 0 | 1000 sqft2 of floor space | Cap-kBTUh | 20 | None | 0 | 0 | 0 | SWHC011-03 | 107.96 | 2024 | 5.03 | 2024 | 0 | 0 | SWHC011-03 | Com Furnaces - ZEAS 2030 - Cold ¦ PG&E ¦ Cold | Com Furnaces - ZEAS 2030 - Cold | 0.3 | 1 | 0.10976 | CBSA 2014 | 0 | 2032 | 0.6 | SWHC011-03
COM-HVAC-76-ZEAS.27 | Com ¦ Com High Eff. Furnace (95 AFUE) - ZEAS 2030 - Cold ¦ PG&E ¦ Cold | Com ¦ Com High Eff. Furnace (95 AFUE) - ZEAS 2030 - Cold | PG&E ¦ Cold | PG&E | All | Gas | High Efficiency Furnace, Commercial, 95% AFUE | Efficient | 2030 |  | 1 | Conventional | HVAC | Com - Health | Com | ROB and NEW | 0 | 1000 sqft2 of floor space | Cap-kBTUh | 20 | None | 0 | 0 | 0 | SWHC011-03 | 107.96 | 2024 | 5.03 | 2024 | 0 | 0 | SWHC011-03 | Com Furnaces - ZEAS 2030 - Cold ¦ PG&E ¦ Cold | Com Furnaces - ZEAS 2030 - Cold | 1.0074 | 1 | 0.10976 | CBSA 2014 | 0 | 2032 | 0.6 | SWHC011-03
COM-HVAC-76-ZEAS.28 | Com ¦ Com High Eff. Furnace (95 AFUE) - ZEAS 2030 - Cold ¦ PG&E ¦ Cold | Com ¦ Com High Eff. Furnace (95 AFUE) - ZEAS 2030 - Cold | PG&E ¦ Cold | PG&E | All | Gas | High Efficiency Furnace, Commercial, 95% AFUE | Efficient | 2030 |  | 1 | Conventional | HVAC | Com - Lodging | Com | ROB and NEW | 0 | 1000 sqft2 of floor space | Cap-kBTUh | 20 | None | 0 | 0 | 0 | SWHC011-03 | 107.96 | 2024 | 5.03 | 2024 | 0 | 0 | SWHC011-03 | Com Furnaces - ZEAS 2030 - Cold ¦ PG&E ¦ Cold | Com Furnaces - ZEAS 2030 - Cold | 0.4628 | 1 | 0.10976 | CBSA 2014 | 0 | 2032 | 0.6 | SWHC011-03
COM-HVAC-76-ZEAS.29 | Com ¦ Com High Eff. Furnace (95 AFUE) - ZEAS 2030 - Cold ¦ PG&E ¦ Cold | Com ¦ Com High Eff. Furnace (95 AFUE) - ZEAS 2030 - Cold | PG&E ¦ Cold | PG&E | All | Gas | High Efficiency Furnace, Commercial, 95% AFUE | Efficient | 2030 |  | 1 | Conventional | HVAC | Com - Office (Large) | Com | ROB and NEW | 0 | 1000 sqft2 of floor space | Cap-kBTUh | 20 | None | 0 | 0 | 0 | SWHC011-03 | 107.96 | 2024 | 5.03 | 2024 | 0 | 0 | SWHC011-03 | Com Furnaces - ZEAS 2030 - Cold ¦ PG&E ¦ Cold | Com Furnaces - ZEAS 2030 - Cold | 0.10857 | 1 | 0.10976 | CBSA 2014 | 0 | 2032 | 0.6 | SWHC011-03
COM-HVAC-76-ZEAS.30 | Com ¦ Com High Eff. Furnace (95 AFUE) - ZEAS 2030 - Cold ¦ PG&E ¦ Cold | Com ¦ Com High Eff. Furnace (95 AFUE) - ZEAS 2030 - Cold | PG&E ¦ Cold | PG&E | All | Gas | High Efficiency Furnace, Commercial, 95% AFUE | Efficient | 2030 |  | 1 | Conventional | HVAC | Com - Office (Small) | Com | ROB and NEW | 0 | 1000 sqft2 of floor space | Cap-kBTUh | 20 | None | 0 | 0 | 0 | SWHC011-03 | 107.96 | 2024 | 5.03 | 2024 | 0 | 0 | SWHC011-03 | Com Furnaces - ZEAS 2030 - Cold ¦ PG&E ¦ Cold | Com Furnaces - ZEAS 2030 - Cold | 0.3 | 1 | 0.10976 | CBSA 2014 | 0 | 2032 | 0.6 | SWHC011-03
COM-HVAC-76-ZEAS.31 | Com ¦ Com High Eff. Furnace (95 AFUE) - ZEAS 2030 - Cold ¦ PG&E ¦ Cold | Com ¦ Com High Eff. Furnace (95 AFUE) - ZEAS 2030 - Cold | PG&E ¦ Cold | PG&E | All | Gas | High Efficiency Furnace, Commercial, 95% AFUE | Efficient | 2030 |  | 1 | Conventional | HVAC | Com - Other | Com | ROB and NEW | 0 | 1000 sqft2 of floor space | Cap-kBTUh | 20 | None | 0 | 0 | 0 | SWHC011-03 | 107.96 | 2024 | 5.03 | 2024 | 0 | 0 | SWHC011-03 | Com Furnaces - ZEAS 2030 - Cold ¦ PG&E ¦ Cold | Com Furnaces - ZEAS 2030 - Cold | 0.88227 | 1 | 0.10976 | CBSA 2014 | 0 | 2032 | 0.6 | SWHC011-03
COM-HVAC-76-ZEAS.32 | Com ¦ Com High Eff. Furnace (95 AFUE) - ZEAS 2030 - Cold ¦ PG&E ¦ Cold | Com ¦ Com High Eff. Furnace (95 AFUE) - ZEAS 2030 - Cold | PG&E ¦ Cold | PG&E | All | Gas | High Efficiency Furnace, Commercial, 95% AFUE | Efficient | 2030 |  | 1 | Conventional | HVAC | Com - Refrig. Warehouse | Com | ROB and NEW | 0 | 1000 sqft2 of floor space | Cap-kBTUh | 20 | None | 0 | 0 | 0 | SWHC011-03 | 107.96 | 2024 | 5.03 | 2024 | 0 | 0 | SWHC011-03 | Com Furnaces - ZEAS 2030 - Cold ¦ PG&E ¦ Cold | Com Furnaces - ZEAS 2030 - Cold | 0.05 | 1 | 0.10976 | CBSA 2014 | 0 | 2032 | 0.6 | SWHC011-03
COM-HVAC-76-ZEAS.33 | Com ¦ Com High Eff. Furnace (95 AFUE) - ZEAS 2030 - Cold ¦ PG&E ¦ Cold | Com ¦ Com High Eff. Furnace (95 AFUE) - ZEAS 2030 - Cold | PG&E ¦ Cold | PG&E | All | Gas | High Efficiency Furnace, Commercial, 95% AFUE | Efficient | 2030 |  | 1 | Conventional | HVAC | Com - Restaurant | Com | ROB and NEW | 0 | 1000 sqft2 of floor space | Cap-kBTUh | 20 | None | 0 | 0 | 0 | SWHC011-03 | 107.96 | 2024 | 5.03 | 2024 | 0 | 0 | SWHC011-03 | Com Furnaces - ZEAS 2030 - Cold ¦ PG&E ¦ Cold | Com Furnaces - ZEAS 2030 - Cold | 8.5 | 1 | 0.10976 | CBSA 2014 | 0 | 2032 | 0.6 | SWHC011-03
COM-HVAC-76-ZEAS.34 | Com ¦ Com High Eff. Furnace (95 AFUE) - ZEAS 2030 - Cold ¦ PG&E ¦ Cold | Com ¦ Com High Eff. Furnace (95 AFUE) - ZEAS 2030 - Cold | PG&E ¦ Cold | PG&E | All | Gas | High Efficiency Furnace, Commercial, 95% AFUE | Efficient | 2030 |  | 1 | Conventional | HVAC | Com - Retail | Com | ROB and NEW | 0 | 1000 sqft2 of floor space | Cap-kBTUh | 20 | None | 0 | 0 | 0 | SWHC011-03 | 107.96 | 2024 | 5.03 | 2024 | 0 | 0 | SWHC011-03 | Com Furnaces - ZEAS 2030 - Cold ¦ PG&E ¦ Cold | Com Furnaces - ZEAS 2030 - Cold | 0.43965 | 1 | 0.10976 | CBSA 2014 | 0 | 2032 | 0.6 | SWHC011-03
COM-HVAC-76-ZEAS.35 | Com ¦ Com High Eff. Furnace (95 AFUE) - ZEAS 2030 - Cold ¦ PG&E ¦ Cold | Com ¦ Com High Eff. Furnace (95 AFUE) - ZEAS 2030 - Cold | PG&E ¦ Cold | PG&E | All | Gas | High Efficiency Furnace, Commercial, 95% AFUE | Efficient | 2030 |  | 1 | Conventional | HVAC | Com - School | Com | ROB and NEW | 0 | 1000 sqft2 of floor space | Cap-kBTUh | 20 | None | 0 | 0 | 0 | SWHC011-03 | 107.96 | 2024 | 5.03 | 2024 | 0 | 0 | SWHC011-03 | Com Furnaces - ZEAS 2030 - Cold ¦ PG&E ¦ Cold | Com Furnaces - ZEAS 2030 - Cold | 2.5576 | 1 | 0.10976 | CBSA 2014 | 0 | 2032 | 0.6 | SWHC011-03
COM-HVAC-76-ZEAS.36 | Com ¦ Com High Eff. Furnace (95 AFUE) - ZEAS 2030 - Cold ¦ PG&E ¦ Cold | Com ¦ Com High Eff. Furnace (95 AFUE) - ZEAS 2030 - Cold | PG&E ¦ Cold | PG&E | All | Gas | High Efficiency Furnace, Commercial, 95% AFUE | Efficient | 2030 |  | 1 | Conventional | HVAC | Com - Warehouse | Com | ROB and NEW | 0 | 1000 sqft2 of floor space | Cap-kBTUh | 20 | None | 0 | 0 | 0 | SWHC011-03 | 107.96 | 2024 | 5.03 | 2024 | 0 | 0 | SWHC011-03 | Com Furnaces - ZEAS 2030 - Cold ¦ PG&E ¦ Cold | Com Furnaces - ZEAS 2030 - Cold | 0.02 | 1 | 0.10976 | CBSA 2014 | 0 | 2032 | 0.6 | SWHC011-03
COM-HVAC-76-ZEAS.37 | Com ¦ Com High Eff. Furnace (95 AFUE) - ZEAS 2030 - Marine ¦ SCG ¦ Marine | Com ¦ Com High Eff. Furnace (95 AFUE) - ZEAS 2030 - Marine | SCG ¦ Marine | SCG | All | Gas | High Efficiency Furnace, Commercial, 95% AFUE | Efficient | 2030 |  | 1 | Conventional | HVAC | Com - College | Com | ROB and NEW | 0 | 1000 sqft2 of floor space | Cap-kBTUh | 20 | None | 0 | 0 | 0 | SWHC011-03 | 107.96 | 2024 | 5.03 | 2024 | 0 | 0 | SWHC011-03 | Com Furnaces - ZEAS 2030 - Marine ¦ SCG ¦ Marine | Com Furnaces - ZEAS 2030 - Marine | 0.7206 | 1 | 0.10976 | CBSA 2014 | 0 | 2032 | 0.6 | SWHC011-03
COM-HVAC-76-ZEAS.38 | Com ¦ Com High Eff. Furnace (95 AFUE) - ZEAS 2030 - Marine ¦ SCG ¦ Marine | Com ¦ Com High Eff. Furnace (95 AFUE) - ZEAS 2030 - Marine | SCG ¦ Marine | SCG | All | Gas | High Efficiency Furnace, Commercial, 95% AFUE | Efficient | 2030 |  | 1 | Conventional | HVAC | Com - Grocery | Com | ROB and NEW | 0 | 1000 sqft2 of floor space | Cap-kBTUh | 20 | None | 0 | 0 | 0 | SWHC011-03 | 107.96 | 2024 | 5.03 | 2024 | 0 | 0 | SWHC011-03 | Com Furnaces - ZEAS 2030 - Marine ¦ SCG ¦ Marine | Com Furnaces - ZEAS 2030 - Marine | 0.3 | 1 | 0.10976 | CBSA 2014 | 0 | 2032 | 0.6 | SWHC011-03
COM-HVAC-76-ZEAS.39 | Com ¦ Com High Eff. Furnace (95 AFUE) - ZEAS 2030 - Marine ¦ SCG ¦ Marine | Com ¦ Com High Eff. Furnace (95 AFUE) - ZEAS 2030 - Marine | SCG ¦ Marine | SCG | All | Gas | High Efficiency Furnace, Commercial, 95% AFUE | Efficient | 2030 |  | 1 | Conventional | HVAC | Com - Health | Com | ROB and NEW | 0 | 1000 sqft2 of floor space | Cap-kBTUh | 20 | None | 0 | 0 | 0 | SWHC011-03 | 107.96 | 2024 | 5.03 | 2024 | 0 | 0 | SWHC011-03 | Com Furnaces - ZEAS 2030 - Marine ¦ SCG ¦ Marine | Com Furnaces - ZEAS 2030 - Marine | 1.0074 | 1 | 0.10976 | CBSA 2014 | 0 | 2032 | 0.6 | SWHC011-03
COM-HVAC-76-ZEAS.40 | Com ¦ Com High Eff. Furnace (95 AFUE) - ZEAS 2030 - Marine ¦ SCG ¦ Marine | Com ¦ Com High Eff. Furnace (95 AFUE) - ZEAS 2030 - Marine | SCG ¦ Marine | SCG | All | Gas | High Efficiency Furnace, Commercial, 95% AFUE | Efficient | 2030 |  | 1 | Conventional | HVAC | Com - Lodging | Com | ROB and NEW | 0 | 1000 sqft2 of floor space | Cap-kBTUh | 20 | None | 0 | 0 | 0 | SWHC011-03 | 107.96 | 2024 | 5.03 | 2024 | 0 | 0 | SWHC011-03 | Com Furnaces - ZEAS 2030 - Marine ¦ SCG ¦ Marine | Com Furnaces - ZEAS 2030 - Marine | 0.4628 | 1 | 0.10976 | CBSA 2014 | 0 | 2032 | 0.6 | SWHC011-03
COM-HVAC-76-ZEAS.41 | Com ¦ Com High Eff. Furnace (95 AFUE) - ZEAS 2030 - Marine ¦ SCG ¦ Marine | Com ¦ Com High Eff. Furnace (95 AFUE) - ZEAS 2030 - Marine | SCG ¦ Marine | SCG | All | Gas | High Efficiency Furnace, Commercial, 95% AFUE | Efficient | 2030 |  | 1 | Conventional | HVAC | Com - Office (Large) | Com | ROB and NEW | 0 | 1000 sqft2 of floor space | Cap-kBTUh | 20 | None | 0 | 0 | 0 | SWHC011-03 | 107.96 | 2024 | 5.03 | 2024 | 0 | 0 | SWHC011-03 | Com Furnaces - ZEAS 2030 - Marine ¦ SCG ¦ Marine | Com Furnaces - ZEAS 2030 - Marine | 0.10857 | 1 | 0.10976 | CBSA 2014 | 0 | 2032 | 0.6 | SWHC011-03
COM-HVAC-76-ZEAS.42 | Com ¦ Com High Eff. Furnace (95 AFUE) - ZEAS 2030 - Marine ¦ SCG ¦ Marine | Com ¦ Com High Eff. Furnace (95 AFUE) - ZEAS 2030 - Marine | SCG ¦ Marine | SCG | All | Gas | High Efficiency Furnace, Commercial, 95% AFUE | Efficient | 2030 |  | 1 | Conventional | HVAC | Com - Office (Small) | Com | ROB and NEW | 0 | 1000 sqft2 of floor space | Cap-kBTUh | 20 | None | 0 | 0 | 0 | SWHC011-03 | 107.96 | 2024 | 5.03 | 2024 | 0 | 0 | SWHC011-03 | Com Furnaces - ZEAS 2030 - Marine ¦ SCG ¦ Marine | Com Furnaces - ZEAS 2030 - Marine | 0.3 | 1 | 0.10976 | CBSA 2014 | 0 | 2032 | 0.6 | SWHC011-03
COM-HVAC-76-ZEAS.43 | Com ¦ Com High Eff. Furnace (95 AFUE) - ZEAS 2030 - Marine ¦ SCG ¦ Marine | Com ¦ Com High Eff. Furnace (95 AFUE) - ZEAS 2030 - Marine | SCG ¦ Marine | SCG | All | Gas | High Efficiency Furnace, Commercial, 95% AFUE | Efficient | 2030 |  | 1 | Conventional | HVAC | Com - Other | Com | ROB and NEW | 0 | 1000 sqft2 of floor space | Cap-kBTUh | 20 | None | 0 | 0 | 0 | SWHC011-03 | 107.96 | 2024 | 5.03 | 2024 | 0 | 0 | SWHC011-03 | Com Furnaces - ZEAS 2030 - Marine ¦ SCG ¦ Marine | Com Furnaces - ZEAS 2030 - Marine | 0.88227 | 1 | 0.10976 | CBSA 2014 | 0 | 2032 | 0.6 | SWHC011-03
COM-HVAC-76-ZEAS.44 | Com ¦ Com High Eff. Furnace (95 AFUE) - ZEAS 2030 - Marine ¦ SCG ¦ Marine | Com ¦ Com High Eff. Furnace (95 AFUE) - ZEAS 2030 - Marine | SCG ¦ Marine | SCG | All | Gas | High Efficiency Furnace, Commercial, 95% AFUE | Efficient | 2030 |  | 1 | Conventional | HVAC | Com - Refrig. Warehouse | Com | ROB and NEW | 0 | 1000 sqft2 of floor space | Cap-kBTUh | 20 | None | 0 | 0 | 0 | SWHC011-03 | 107.96 | 2024 | 5.03 | 2024 | 0 | 0 | SWHC011-03 | Com Furnaces - ZEAS 2030 - Marine ¦ SCG ¦ Marine | Com Furnaces - ZEAS 2030 - Marine | 0.05 | 1 | 0.10976 | CBSA 2014 | 0 | 2032 | 0.6 | SWHC011-03
COM-HVAC-76-ZEAS.45 | Com ¦ Com High Eff. Furnace (95 AFUE) - ZEAS 2030 - Marine ¦ SCG ¦ Marine | Com ¦ Com High Eff. Furnace (95 AFUE) - ZEAS 2030 - Marine | SCG ¦ Marine | SCG | All | Gas | High Efficiency Furnace, Commercial, 95% AFUE | Efficient | 2030 |  | 1 | Conventional | HVAC | Com - Restaurant | Com | ROB and NEW | 0 | 1000 sqft2 of floor space | Cap-kBTUh | 20 | None | 0 | 0 | 0 | SWHC011-03 | 107.96 | 2024 | 5.03 | 2024 | 0 | 0 | SWHC011-03 | Com Furnaces - ZEAS 2030 - Marine ¦ SCG ¦ Marine | Com Furnaces - ZEAS 2030 - Marine | 8.5 | 1 | 0.10976 | CBSA 2014 | 0 | 2032 | 0.6 | SWHC011-03
COM-HVAC-76-ZEAS.46 | Com ¦ Com High Eff. Furnace (95 AFUE) - ZEAS 2030 - Marine ¦ SCG ¦ Marine | Com ¦ Com High Eff. Furnace (95 AFUE) - ZEAS 2030 - Marine | SCG ¦ Marine | SCG | All | Gas | High Efficiency Furnace, Commercial, 95% AFUE | Efficient | 2030 |  | 1 | Conventional | HVAC | Com - Retail | Com | ROB and NEW | 0 | 1000 sqft2 of floor space | Cap-kBTUh | 20 | None | 0 | 0 | 0 | SWHC011-03 | 107.96 | 2024 | 5.03 | 2024 | 0 | 0 | SWHC011-03 | Com Furnaces - ZEAS 2030 - Marine ¦ SCG ¦ Marine | Com Furnaces - ZEAS 2030 - Marine | 0.43965 | 1 | 0.10976 | CBSA 2014 | 0 | 2032 | 0.6 | SWHC011-03
COM-HVAC-76-ZEAS.47 | Com ¦ Com High Eff. Furnace (95 AFUE) - ZEAS 2030 - Marine ¦ SCG ¦ Marine | Com ¦ Com High Eff. Furnace (95 AFUE) - ZEAS 2030 - Marine | SCG ¦ Marine | SCG | All | Gas | High Efficiency Furnace, Commercial, 95% AFUE | Efficient | 2030 |  | 1 | Conventional | HVAC | Com - School | Com | ROB and NEW | 0 | 1000 sqft2 of floor space | Cap-kBTUh | 20 | None | 0 | 0 | 0 | SWHC011-03 | 107.96 | 2024 | 5.03 | 2024 | 0 | 0 | SWHC011-03 | Com Furnaces - ZEAS 2030 - Marine ¦ SCG ¦ Marine | Com Furnaces - ZEAS 2030 - Marine | 2.5576 | 1 | 0.10976 | CBSA 2014 | 0 | 2032 | 0.6 | SWHC011-03
COM-HVAC-76-ZEAS.48 | Com ¦ Com High Eff. Furnace (95 AFUE) - ZEAS 2030 - Marine ¦ SCG ¦ Marine | Com ¦ Com High Eff. Furnace (95 AFUE) - ZEAS 2030 - Marine | SCG ¦ Marine | SCG | All | Gas | High Efficiency Furnace, Commercial, 95% AFUE | Efficient | 2030 |  | 1 | Conventional | HVAC | Com - Warehouse | Com | ROB and NEW | 0 | 1000 sqft2 of floor space | Cap-kBTUh | 20 | None | 0 | 0 | 0 | SWHC011-03 | 107.96 | 2024 | 5.03 | 2024 | 0 | 0 | SWHC011-03 | Com Furnaces - ZEAS 2030 - Marine ¦ SCG ¦ Marine | Com Furnaces - ZEAS 2030 - Marine | 0.02 | 1 | 0.10976 | CBSA 2014 | 0 | 2032 | 0.6 | SWHC011-03
COM-HVAC-76-ZEAS.49 | Com ¦ Com High Eff. Furnace (95 AFUE) - ZEAS 2030 - Hot-Dry ¦ SCG ¦ Hot-Dry | Com ¦ Com High Eff. Furnace (95 AFUE) - ZEAS 2030 - Hot-Dry | SCG ¦ Hot-Dry | SCG | All | Gas | High Efficiency Furnace, Commercial, 95% AFUE | Efficient | 2030 |  | 1 | Conventional | HVAC | Com - College | Com | ROB and NEW | 0 | 1000 sqft2 of floor space | Cap-kBTUh | 20 | None | 0 | 0 | 0 | SWHC011-03 | 107.96 | 2024 | 5.03 | 2024 | 0 | 0 | SWHC011-03 | Com Furnaces - ZEAS 2030 - Hot-Dry ¦ SCG ¦ Hot-Dry | Com Furnaces - ZEAS 2030 - Hot-Dry | 0.7206 | 1 | 0.10976 | CBSA 2014 | 0 | 2032 | 0.6 | SWHC011-03
COM-HVAC-76-ZEAS.50 | Com ¦ Com High Eff. Furnace (95 AFUE) - ZEAS 2030 - Hot-Dry ¦ SCG ¦ Hot-Dry | Com ¦ Com High Eff. Furnace (95 AFUE) - ZEAS 2030 - Hot-Dry | SCG ¦ Hot-Dry | SCG | All | Gas | High Efficiency Furnace, Commercial, 95% AFUE | Efficient | 2030 |  | 1 | Conventional | HVAC | Com - Grocery | Com | ROB and NEW | 0 | 1000 sqft2 of floor space | Cap-kBTUh | 20 | None | 0 | 0 | 0 | SWHC011-03 | 107.96 | 2024 | 5.03 | 2024 | 0 | 0 | SWHC011-03 | Com Furnaces - ZEAS 2030 - Hot-Dry ¦ SCG ¦ Hot-Dry | Com Furnaces - ZEAS 2030 - Hot-Dry | 0.3 | 1 | 0.10976 | CBSA 2014 | 0 | 2032 | 0.6 | SWHC011-03
COM-HVAC-76-ZEAS.51 | Com ¦ Com High Eff. Furnace (95 AFUE) - ZEAS 2030 - Hot-Dry ¦ SCG ¦ Hot-Dry | Com ¦ Com High Eff. Furnace (95 AFUE) - ZEAS 2030 - Hot-Dry | SCG ¦ Hot-Dry | SCG | All | Gas | High Efficiency Furnace, Commercial, 95% AFUE | Efficient | 2030 |  | 1 | Conventional | HVAC | Com - Health | Com | ROB and NEW | 0 | 1000 sqft2 of floor space | Cap-kBTUh | 20 | None | 0 | 0 | 0 | SWHC011-03 | 107.96 | 2024 | 5.03 | 2024 | 0 | 0 | SWHC011-03 | Com Furnaces - ZEAS 2030 - Hot-Dry ¦ SCG ¦ Hot-Dry | Com Furnaces - ZEAS 2030 - Hot-Dry | 1.0074 | 1 | 0.10976 | CBSA 2014 | 0 | 2032 | 0.6 | SWHC011-03
COM-HVAC-76-ZEAS.52 | Com ¦ Com High Eff. Furnace (95 AFUE) - ZEAS 2030 - Hot-Dry ¦ SCG ¦ Hot-Dry | Com ¦ Com High Eff. Furnace (95 AFUE) - ZEAS 2030 - Hot-Dry | SCG ¦ Hot-Dry | SCG | All | Gas | High Efficiency Furnace, Commercial, 95% AFUE | Efficient | 2030 |  | 1 | Conventional | HVAC | Com - Lodging | Com | ROB and NEW | 0 | 1000 sqft2 of floor space | Cap-kBTUh | 20 | None | 0 | 0 | 0 | SWHC011-03 | 107.96 | 2024 | 5.03 | 2024 | 0 | 0 | SWHC011-03 | Com Furnaces - ZEAS 2030 - Hot-Dry ¦ SCG ¦ Hot-Dry | Com Furnaces - ZEAS 2030 - Hot-Dry | 0.4628 | 1 | 0.10976 | CBSA 2014 | 0 | 2032 | 0.6 | SWHC011-03
COM-HVAC-76-ZEAS.53 | Com ¦ Com High Eff. Furnace (95 AFUE) - ZEAS 2030 - Hot-Dry ¦ SCG ¦ Hot-Dry | Com ¦ Com High Eff. Furnace (95 AFUE) - ZEAS 2030 - Hot-Dry | SCG ¦ Hot-Dry | SCG | All | Gas | High Efficiency Furnace, Commercial, 95% AFUE | Efficient | 2030 |  | 1 | Conventional | HVAC | Com - Office (Large) | Com | ROB and NEW | 0 | 1000 sqft2 of floor space | Cap-kBTUh | 20 | None | 0 | 0 | 0 | SWHC011-03 | 107.96 | 2024 | 5.03 | 2024 | 0 | 0 | SWHC011-03 | Com Furnaces - ZEAS 2030 - Hot-Dry ¦ SCG ¦ Hot-Dry | Com Furnaces - ZEAS 2030 - Hot-Dry | 0.10857 | 1 | 0.10976 | CBSA 2014 | 0 | 2032 | 0.6 | SWHC011-03
COM-HVAC-76-ZEAS.54 | Com ¦ Com High Eff. Furnace (95 AFUE) - ZEAS 2030 - Hot-Dry ¦ SCG ¦ Hot-Dry | Com ¦ Com High Eff. Furnace (95 AFUE) - ZEAS 2030 - Hot-Dry | SCG ¦ Hot-Dry | SCG | All | Gas | High Efficiency Furnace, Commercial, 95% AFUE | Efficient | 2030 |  | 1 | Conventional | HVAC | Com - Office (Small) | Com | ROB and NEW | 0 | 1000 sqft2 of floor space | Cap-kBTUh | 20 | None | 0 | 0 | 0 | SWHC011-03 | 107.96 | 2024 | 5.03 | 2024 | 0 | 0 | SWHC011-03 | Com Furnaces - ZEAS 2030 - Hot-Dry ¦ SCG ¦ Hot-Dry | Com Furnaces - ZEAS 2030 - Hot-Dry | 0.3 | 1 | 0.10976 | CBSA 2014 | 0 | 2032 | 0.6 | SWHC011-03
COM-HVAC-76-ZEAS.55 | Com ¦ Com High Eff. Furnace (95 AFUE) - ZEAS 2030 - Hot-Dry ¦ SCG ¦ Hot-Dry | Com ¦ Com High Eff. Furnace (95 AFUE) - ZEAS 2030 - Hot-Dry | SCG ¦ Hot-Dry | SCG | All | Gas | High Efficiency Furnace, Commercial, 95% AFUE | Efficient | 2030 |  | 1 | Conventional | HVAC | Com - Other | Com | ROB and NEW | 0 | 1000 sqft2 of floor space | Cap-kBTUh | 20 | None | 0 | 0 | 0 | SWHC011-03 | 107.96 | 2024 | 5.03 | 2024 | 0 | 0 | SWHC011-03 | Com Furnaces - ZEAS 2030 - Hot-Dry ¦ SCG ¦ Hot-Dry | Com Furnaces - ZEAS 2030 - Hot-Dry | 0.88227 | 1 | 0.10976 | CBSA 2014 | 0 | 2032 | 0.6 | SWHC011-03
COM-HVAC-76-ZEAS.56 | Com ¦ Com High Eff. Furnace (95 AFUE) - ZEAS 2030 - Hot-Dry ¦ SCG ¦ Hot-Dry | Com ¦ Com High Eff. Furnace (95 AFUE) - ZEAS 2030 - Hot-Dry | SCG ¦ Hot-Dry | SCG | All | Gas | High Efficiency Furnace, Commercial, 95% AFUE | Efficient | 2030 |  | 1 | Conventional | HVAC | Com - Refrig. Warehouse | Com | ROB and NEW | 0 | 1000 sqft2 of floor space | Cap-kBTUh | 20 | None | 0 | 0 | 0 | SWHC011-03 | 107.96 | 2024 | 5.03 | 2024 | 0 | 0 | SWHC011-03 | Com Furnaces - ZEAS 2030 - Hot-Dry ¦ SCG ¦ Hot-Dry | Com Furnaces - ZEAS 2030 - Hot-Dry | 0.05 | 1 | 0.10976 | CBSA 2014 | 0 | 2032 | 0.6 | SWHC011-03
COM-HVAC-76-ZEAS.57 | Com ¦ Com High Eff. Furnace (95 AFUE) - ZEAS 2030 - Hot-Dry ¦ SCG ¦ Hot-Dry | Com ¦ Com High Eff. Furnace (95 AFUE) - ZEAS 2030 - Hot-Dry | SCG ¦ Hot-Dry | SCG | All | Gas | High Efficiency Furnace, Commercial, 95% AFUE | Efficient | 2030 |  | 1 | Conventional | HVAC | Com - Restaurant | Com | ROB and NEW | 0 | 1000 sqft2 of floor space | Cap-kBTUh | 20 | None | 0 | 0 | 0 | SWHC011-03 | 107.96 | 2024 | 5.03 | 2024 | 0 | 0 | SWHC011-03 | Com Furnaces - ZEAS 2030 - Hot-Dry ¦ SCG ¦ Hot-Dry | Com Furnaces - ZEAS 2030 - Hot-Dry | 8.5 | 1 | 0.10976 | CBSA 2014 | 0 | 2032 | 0.6 | SWHC011-03
COM-HVAC-76-ZEAS.58 | Com ¦ Com High Eff. Furnace (95 AFUE) - ZEAS 2030 - Hot-Dry ¦ SCG ¦ Hot-Dry | Com ¦ Com High Eff. Furnace (95 AFUE) - ZEAS 2030 - Hot-Dry | SCG ¦ Hot-Dry | SCG | All | Gas | High Efficiency Furnace, Commercial, 95% AFUE | Efficient | 2030 |  | 1 | Conventional | HVAC | Com - Retail | Com | ROB and NEW | 0 | 1000 sqft2 of floor space | Cap-kBTUh | 20 | None | 0 | 0 | 0 | SWHC011-03 | 107.96 | 2024 | 5.03 | 2024 | 0 | 0 | SWHC011-03 | Com Furnaces - ZEAS 2030 - Hot-Dry ¦ SCG ¦ Hot-Dry | Com Furnaces - ZEAS 2030 - Hot-Dry | 0.43965 | 1 | 0.10976 | CBSA 2014 | 0 | 2032 | 0.6 | SWHC011-03
COM-HVAC-76-ZEAS.59 | Com ¦ Com High Eff. Furnace (95 AFUE) - ZEAS 2030 - Hot-Dry ¦ SCG ¦ Hot-Dry | Com ¦ Com High Eff. Furnace (95 AFUE) - ZEAS 2030 - Hot-Dry | SCG ¦ Hot-Dry | SCG | All | Gas | High Efficiency Furnace, Commercial, 95% AFUE | Efficient | 2030 |  | 1 | Conventional | HVAC | Com - School | Com | ROB and NEW | 0 | 1000 sqft2 of floor space | Cap-kBTUh | 20 | None | 0 | 0 | 0 | SWHC011-03 | 107.96 | 2024 | 5.03 | 2024 | 0 | 0 | SWHC011-03 | Com Furnaces - ZEAS 2030 - Hot-Dry ¦ SCG ¦ Hot-Dry | Com Furnaces - ZEAS 2030 - Hot-Dry | 2.5576 | 1 | 0.10976 | CBSA 2014 | 0 | 2032 | 0.6 | SWHC011-03
COM-HVAC-76-ZEAS.60 | Com ¦ Com High Eff. Furnace (95 AFUE) - ZEAS 2030 - Hot-Dry ¦ SCG ¦ Hot-Dry | Com ¦ Com High Eff. Furnace (95 AFUE) - ZEAS 2030 - Hot-Dry | SCG ¦ Hot-Dry | SCG | All | Gas | High Efficiency Furnace, Commercial, 95% AFUE | Efficient | 2030 |  | 1 | Conventional | HVAC | Com - Warehouse | Com | ROB and NEW | 0 | 1000 sqft2 of floor space | Cap-kBTUh | 20 | None | 0 | 0 | 0 | SWHC011-03 | 107.96 | 2024 | 5.03 | 2024 | 0 | 0 | SWHC011-03 | Com Furnaces - ZEAS 2030 - Hot-Dry ¦ SCG ¦ Hot-Dry | Com Furnaces - ZEAS 2030 - Hot-Dry | 0.02 | 1 | 0.10976 | CBSA 2014 | 0 | 2032 | 0.6 | SWHC011-03
COM-HVAC-76-ZEAS.61 | Com ¦ Com High Eff. Furnace (95 AFUE) - ZEAS 2030 - Cold ¦ SCG ¦ Cold | Com ¦ Com High Eff. Furnace (95 AFUE) - ZEAS 2030 - Cold | SCG ¦ Cold | SCG | All | Gas | High Efficiency Furnace, Commercial, 95% AFUE | Efficient | 2030 |  | 1 | Conventional | HVAC | Com - College | Com | ROB and NEW | 0 | 1000 sqft2 of floor space | Cap-kBTUh | 20 | None | 0 | 0 | 0 | SWHC011-03 | 107.96 | 2024 | 5.03 | 2024 | 0 | 0 | SWHC011-03 | Com Furnaces - ZEAS 2030 - Cold ¦ SCG ¦ Cold | Com Furnaces - ZEAS 2030 - Cold | 0.7206 | 1 | 0.10976 | CBSA 2014 | 0 | 2032 | 0.6 | SWHC011-03
COM-HVAC-76-ZEAS.62 | Com ¦ Com High Eff. Furnace (95 AFUE) - ZEAS 2030 - Cold ¦ SCG ¦ Cold | Com ¦ Com High Eff. Furnace (95 AFUE) - ZEAS 2030 - Cold | SCG ¦ Cold | SCG | All | Gas | High Efficiency Furnace, Commercial, 95% AFUE | Efficient | 2030 |  | 1 | Conventional | HVAC | Com - Grocery | Com | ROB and NEW | 0 | 1000 sqft2 of floor space | Cap-kBTUh | 20 | None | 0 | 0 | 0 | SWHC011-03 | 107.96 | 2024 | 5.03 | 2024 | 0 | 0 | SWHC011-03 | Com Furnaces - ZEAS 2030 - Cold ¦ SCG ¦ Cold | Com Furnaces - ZEAS 2030 - Cold | 0.3 | 1 | 0.10976 | CBSA 2014 | 0 | 2032 | 0.6 | SWHC011-03
COM-HVAC-76-ZEAS.63 | Com ¦ Com High Eff. Furnace (95 AFUE) - ZEAS 2030 - Cold ¦ SCG ¦ Cold | Com ¦ Com High Eff. Furnace (95 AFUE) - ZEAS 2030 - Cold | SCG ¦ Cold | SCG | All | Gas | High Efficiency Furnace, Commercial, 95% AFUE | Efficient | 2030 |  | 1 | Conventional | HVAC | Com - Health | Com | ROB and NEW | 0 | 1000 sqft2 of floor space | Cap-kBTUh | 20 | None | 0 | 0 | 0 | SWHC011-03 | 107.96 | 2024 | 5.03 | 2024 | 0 | 0 | SWHC011-03 | Com Furnaces - ZEAS 2030 - Cold ¦ SCG ¦ Cold | Com Furnaces - ZEAS 2030 - Cold | 1.0074 | 1 | 0.10976 | CBSA 2014 | 0 | 2032 | 0.6 | SWHC011-03
COM-HVAC-76-ZEAS.64 | Com ¦ Com High Eff. Furnace (95 AFUE) - ZEAS 2030 - Cold ¦ SCG ¦ Cold | Com ¦ Com High Eff. Furnace (95 AFUE) - ZEAS 2030 - Cold | SCG ¦ Cold | SCG | All | Gas | High Efficiency Furnace, Commercial, 95% AFUE | Efficient | 2030 |  | 1 | Conventional | HVAC | Com - Lodging | Com | ROB and NEW | 0 | 1000 sqft2 of floor space | Cap-kBTUh | 20 | None | 0 | 0 | 0 | SWHC011-03 | 107.96 | 2024 | 5.03 | 2024 | 0 | 0 | SWHC011-03 | Com Furnaces - ZEAS 2030 - Cold ¦ SCG ¦ Cold | Com Furnaces - ZEAS 2030 - Cold | 0.4628 | 1 | 0.10976 | CBSA 2014 | 0 | 2032 | 0.6 | SWHC011-03
COM-HVAC-76-ZEAS.65 | Com ¦ Com High Eff. Furnace (95 AFUE) - ZEAS 2030 - Cold ¦ SCG ¦ Cold | Com ¦ Com High Eff. Furnace (95 AFUE) - ZEAS 2030 - Cold | SCG ¦ Cold | SCG | All | Gas | High Efficiency Furnace, Commercial, 95% AFUE | Efficient | 2030 |  | 1 | Conventional | HVAC | Com - Office (Large) | Com | ROB and NEW | 0 | 1000 sqft2 of floor space | Cap-kBTUh | 20 | None | 0 | 0 | 0 | SWHC011-03 | 107.96 | 2024 | 5.03 | 2024 | 0 | 0 | SWHC011-03 | Com Furnaces - ZEAS 2030 - Cold ¦ SCG ¦ Cold | Com Furnaces - ZEAS 2030 - Cold | 0.10857 | 1 | 0.10976 | CBSA 2014 | 0 | 2032 | 0.6 | SWHC011-03
COM-HVAC-76-ZEAS.66 | Com ¦ Com High Eff. Furnace (95 AFUE) - ZEAS 2030 - Cold ¦ SCG ¦ Cold | Com ¦ Com High Eff. Furnace (95 AFUE) - ZEAS 2030 - Cold | SCG ¦ Cold | SCG | All | Gas | High Efficiency Furnace, Commercial, 95% AFUE | Efficient | 2030 |  | 1 | Conventional | HVAC | Com - Office (Small) | Com | ROB and NEW | 0 | 1000 sqft2 of floor space | Cap-kBTUh | 20 | None | 0 | 0 | 0 | SWHC011-03 | 107.96 | 2024 | 5.03 | 2024 | 0 | 0 | SWHC011-03 | Com Furnaces - ZEAS 2030 - Cold ¦ SCG ¦ Cold | Com Furnaces - ZEAS 2030 - Cold | 0.3 | 1 | 0.10976 | CBSA 2014 | 0 | 2032 | 0.6 | SWHC011-03
COM-HVAC-76-ZEAS.67 | Com ¦ Com High Eff. Furnace (95 AFUE) - ZEAS 2030 - Cold ¦ SCG ¦ Cold | Com ¦ Com High Eff. Furnace (95 AFUE) - ZEAS 2030 - Cold | SCG ¦ Cold | SCG | All | Gas | High Efficiency Furnace, Commercial, 95% AFUE | Efficient | 2030 |  | 1 | Conventional | HVAC | Com - Other | Com | ROB and NEW | 0 | 1000 sqft2 of floor space | Cap-kBTUh | 20 | None | 0 | 0 | 0 | SWHC011-03 | 107.96 | 2024 | 5.03 | 2024 | 0 | 0 | SWHC011-03 | Com Furnaces - ZEAS 2030 - Cold ¦ SCG ¦ Cold | Com Furnaces - ZEAS 2030 - Cold | 0.88227 | 1 | 0.10976 | CBSA 2014 | 0 | 2032 | 0.6 | SWHC011-03
COM-HVAC-76-ZEAS.68 | Com ¦ Com High Eff. Furnace (95 AFUE) - ZEAS 2030 - Cold ¦ SCG ¦ Cold | Com ¦ Com High Eff. Furnace (95 AFUE) - ZEAS 2030 - Cold | SCG ¦ Cold | SCG | All | Gas | High Efficiency Furnace, Commercial, 95% AFUE | Efficient | 2030 |  | 1 | Conventional | HVAC | Com - Refrig. Warehouse | Com | ROB and NEW | 0 | 1000 sqft2 of floor space | Cap-kBTUh | 20 | None | 0 | 0 | 0 | SWHC011-03 | 107.96 | 2024 | 5.03 | 2024 | 0 | 0 | SWHC011-03 | Com Furnaces - ZEAS 2030 - Cold ¦ SCG ¦ Cold | Com Furnaces - ZEAS 2030 - Cold | 0.05 | 1 | 0.10976 | CBSA 2014 | 0 | 2032 | 0.6 | SWHC011-03
COM-HVAC-76-ZEAS.69 | Com ¦ Com High Eff. Furnace (95 AFUE) - ZEAS 2030 - Cold ¦ SCG ¦ Cold | Com ¦ Com High Eff. Furnace (95 AFUE) - ZEAS 2030 - Cold | SCG ¦ Cold | SCG | All | Gas | High Efficiency Furnace, Commercial, 95% AFUE | Efficient | 2030 |  | 1 | Conventional | HVAC | Com - Restaurant | Com | ROB and NEW | 0 | 1000 sqft2 of floor space | Cap-kBTUh | 20 | None | 0 | 0 | 0 | SWHC011-03 | 107.96 | 2024 | 5.03 | 2024 | 0 | 0 | SWHC011-03 | Com Furnaces - ZEAS 2030 - Cold ¦ SCG ¦ Cold | Com Furnaces - ZEAS 2030 - Cold | 8.5 | 1 | 0.10976 | CBSA 2014 | 0 | 2032 | 0.6 | SWHC011-03
COM-HVAC-76-ZEAS.70 | Com ¦ Com High Eff. Furnace (95 AFUE) - ZEAS 2030 - Cold ¦ SCG ¦ Cold | Com ¦ Com High Eff. Furnace (95 AFUE) - ZEAS 2030 - Cold | SCG ¦ Cold | SCG | All | Gas | High Efficiency Furnace, Commercial, 95% AFUE | Efficient | 2030 |  | 1 | Conventional | HVAC | Com - Retail | Com | ROB and NEW | 0 | 1000 sqft2 of floor space | Cap-kBTUh | 20 | None | 0 | 0 | 0 | SWHC011-03 | 107.96 | 2024 | 5.03 | 2024 | 0 | 0 | SWHC011-03 | Com Furnaces - ZEAS 2030 - Cold ¦ SCG ¦ Cold | Com Furnaces - ZEAS 2030 - Cold | 0.43965 | 1 | 0.10976 | CBSA 2014 | 0 | 2032 | 0.6 | SWHC011-03
COM-HVAC-76-ZEAS.71 | Com ¦ Com High Eff. Furnace (95 AFUE) - ZEAS 2030 - Cold ¦ SCG ¦ Cold | Com ¦ Com High Eff. Furnace (95 AFUE) - ZEAS 2030 - Cold | SCG ¦ Cold | SCG | All | Gas | High Efficiency Furnace, Commercial, 95% AFUE | Efficient | 2030 |  | 1 | Conventional | HVAC | Com - School | Com | ROB and NEW | 0 | 1000 sqft2 of floor space | Cap-kBTUh | 20 | None | 0 | 0 | 0 | SWHC011-03 | 107.96 | 2024 | 5.03 | 2024 | 0 | 0 | SWHC011-03 | Com Furnaces - ZEAS 2030 - Cold ¦ SCG ¦ Cold | Com Furnaces - ZEAS 2030 - Cold | 2.5576 | 1 | 0.10976 | CBSA 2014 | 0 | 2032 | 0.6 | SWHC011-03
COM-HVAC-76-ZEAS.72 | Com ¦ Com High Eff. Furnace (95 AFUE) - ZEAS 2030 - Cold ¦ SCG ¦ Cold | Com ¦ Com High Eff. Furnace (95 AFUE) - ZEAS 2030 - Cold | SCG ¦ Cold | SCG | All | Gas | High Efficiency Furnace, Commercial, 95% AFUE | Efficient | 2030 |  | 1 | Conventional | HVAC | Com - Warehouse | Com | ROB and NEW | 0 | 1000 sqft2 of floor space | Cap-kBTUh | 20 | None | 0 | 0 | 0 | SWHC011-03 | 107.96 | 2024 | 5.03 | 2024 | 0 | 0 | SWHC011-03 | Com Furnaces - ZEAS 2030 - Cold ¦ SCG ¦ Cold | Com Furnaces - ZEAS 2030 - Cold | 0.02 | 1 | 0.10976 | CBSA 2014 | 0 | 2032 | 0.6 | SWHC011-03
COM-HVAC-76-ZEAS.73 | Com ¦ Com High Eff. Furnace (95 AFUE) - ZEAS 2030 - Marine ¦ SDG&E ¦ Marine | Com ¦ Com High Eff. Furnace (95 AFUE) - ZEAS 2030 - Marine | SDG&E ¦ Marine | SDG&E | All | Gas | High Efficiency Furnace, Commercial, 95% AFUE | Efficient | 2030 |  | 1 | Conventional | HVAC | Com - College | Com | ROB and NEW | 0 | 1000 sqft2 of floor space | Cap-kBTUh | 20 | None | 0 | 0 | 0 | SWHC011-03 | 107.96 | 2024 | 5.03 | 2024 | 0 | 0 | SWHC011-03 | Com Furnaces - ZEAS 2030 - Marine ¦ SDG&E ¦ Marine | Com Furnaces - ZEAS 2030 - Marine | 0.7206 | 1 | 0.10976 | CBSA 2014 | 0 | 2032 | 0.6 | SWHC011-03
COM-HVAC-76-ZEAS.74 | Com ¦ Com High Eff. Furnace (95 AFUE) - ZEAS 2030 - Marine ¦ SDG&E ¦ Marine | Com ¦ Com High Eff. Furnace (95 AFUE) - ZEAS 2030 - Marine | SDG&E ¦ Marine | SDG&E | All | Gas | High Efficiency Furnace, Commercial, 95% AFUE | Efficient | 2030 |  | 1 | Conventional | HVAC | Com - Grocery | Com | ROB and NEW | 0 | 1000 sqft2 of floor space | Cap-kBTUh | 20 | None | 0 | 0 | 0 | SWHC011-03 | 107.96 | 2024 | 5.03 | 2024 | 0 | 0 | SWHC011-03 | Com Furnaces - ZEAS 2030 - Marine ¦ SDG&E ¦ Marine | Com Furnaces - ZEAS 2030 - Marine | 0.3 | 1 | 0.10976 | CBSA 2014 | 0 | 2032 | 0.6 | SWHC011-03
COM-HVAC-76-ZEAS.75 | Com ¦ Com High Eff. Furnace (95 AFUE) - ZEAS 2030 - Marine ¦ SDG&E ¦ Marine | Com ¦ Com High Eff. Furnace (95 AFUE) - ZEAS 2030 - Marine | SDG&E ¦ Marine | SDG&E | All | Gas | High Efficiency Furnace, Commercial, 95% AFUE | Efficient | 2030 |  | 1 | Conventional | HVAC | Com - Health | Com | ROB and NEW | 0 | 1000 sqft2 of floor space | Cap-kBTUh | 20 | None | 0 | 0 | 0 | SWHC011-03 | 107.96 | 2024 | 5.03 | 2024 | 0 | 0 | SWHC011-03 | Com Furnaces - ZEAS 2030 - Marine ¦ SDG&E ¦ Marine | Com Furnaces - ZEAS 2030 - Marine | 1.0074 | 1 | 0.10976 | CBSA 2014 | 0 | 2032 | 0.6 | SWHC011-03
COM-HVAC-76-ZEAS.76 | Com ¦ Com High Eff. Furnace (95 AFUE) - ZEAS 2030 - Marine ¦ SDG&E ¦ Marine | Com ¦ Com High Eff. Furnace (95 AFUE) - ZEAS 2030 - Marine | SDG&E ¦ Marine | SDG&E | All | Gas | High Efficiency Furnace, Commercial, 95% AFUE | Efficient | 2030 |  | 1 | Conventional | HVAC | Com - Lodging | Com | ROB and NEW | 0 | 1000 sqft2 of floor space | Cap-kBTUh | 20 | None | 0 | 0 | 0 | SWHC011-03 | 107.96 | 2024 | 5.03 | 2024 | 0 | 0 | SWHC011-03 | Com Furnaces - ZEAS 2030 - Marine ¦ SDG&E ¦ Marine | Com Furnaces - ZEAS 2030 - Marine | 0.4628 | 1 | 0.10976 | CBSA 2014 | 0 | 2032 | 0.6 | SWHC011-03
COM-HVAC-76-ZEAS.77 | Com ¦ Com High Eff. Furnace (95 AFUE) - ZEAS 2030 - Marine ¦ SDG&E ¦ Marine | Com ¦ Com High Eff. Furnace (95 AFUE) - ZEAS 2030 - Marine | SDG&E ¦ Marine | SDG&E | All | Gas | High Efficiency Furnace, Commercial, 95% AFUE | Efficient | 2030 |  | 1 | Conventional | HVAC | Com - Office (Large) | Com | ROB and NEW | 0 | 1000 sqft2 of floor space | Cap-kBTUh | 20 | None | 0 | 0 | 0 | SWHC011-03 | 107.96 | 2024 | 5.03 | 2024 | 0 | 0 | SWHC011-03 | Com Furnaces - ZEAS 2030 - Marine ¦ SDG&E ¦ Marine | Com Furnaces - ZEAS 2030 - Marine | 0.10857 | 1 | 0.10976 | CBSA 2014 | 0 | 2032 | 0.6 | SWHC011-03
COM-HVAC-76-ZEAS.78 | Com ¦ Com High Eff. Furnace (95 AFUE) - ZEAS 2030 - Marine ¦ SDG&E ¦ Marine | Com ¦ Com High Eff. Furnace (95 AFUE) - ZEAS 2030 - Marine | SDG&E ¦ Marine | SDG&E | All | Gas | High Efficiency Furnace, Commercial, 95% AFUE | Efficient | 2030 |  | 1 | Conventional | HVAC | Com - Office (Small) | Com | ROB and NEW | 0 | 1000 sqft2 of floor space | Cap-kBTUh | 20 | None | 0 | 0 | 0 | SWHC011-03 | 107.96 | 2024 | 5.03 | 2024 | 0 | 0 | SWHC011-03 | Com Furnaces - ZEAS 2030 - Marine ¦ SDG&E ¦ Marine | Com Furnaces - ZEAS 2030 - Marine | 0.3 | 1 | 0.10976 | CBSA 2014 | 0 | 2032 | 0.6 | SWHC011-03
COM-HVAC-76-ZEAS.79 | Com ¦ Com High Eff. Furnace (95 AFUE) - ZEAS 2030 - Marine ¦ SDG&E ¦ Marine | Com ¦ Com High Eff. Furnace (95 AFUE) - ZEAS 2030 - Marine | SDG&E ¦ Marine | SDG&E | All | Gas | High Efficiency Furnace, Commercial, 95% AFUE | Efficient | 2030 |  | 1 | Conventional | HVAC | Com - Other | Com | ROB and NEW | 0 | 1000 sqft2 of floor space | Cap-kBTUh | 20 | None | 0 | 0 | 0 | SWHC011-03 | 107.96 | 2024 | 5.03 | 2024 | 0 | 0 | SWHC011-03 | Com Furnaces - ZEAS 2030 - Marine ¦ SDG&E ¦ Marine | Com Furnaces - ZEAS 2030 - Marine | 0.88227 | 1 | 0.10976 | CBSA 2014 | 0 | 2032 | 0.6 | SWHC011-03
COM-HVAC-76-ZEAS.80 | Com ¦ Com High Eff. Furnace (95 AFUE) - ZEAS 2030 - Marine ¦ SDG&E ¦ Marine | Com ¦ Com High Eff. Furnace (95 AFUE) - ZEAS 2030 - Marine | SDG&E ¦ Marine | SDG&E | All | Gas | High Efficiency Furnace, Commercial, 95% AFUE | Efficient | 2030 |  | 1 | Conventional | HVAC | Com - Refrig. Warehouse | Com | ROB and NEW | 0 | 1000 sqft2 of floor space | Cap-kBTUh | 20 | None | 0 | 0 | 0 | SWHC011-03 | 107.96 | 2024 | 5.03 | 2024 | 0 | 0 | SWHC011-03 | Com Furnaces - ZEAS 2030 - Marine ¦ SDG&E ¦ Marine | Com Furnaces - ZEAS 2030 - Marine | 0.05 | 1 | 0.10976 | CBSA 2014 | 0 | 2032 | 0.6 | SWHC011-03
COM-HVAC-76-ZEAS.81 | Com ¦ Com High Eff. Furnace (95 AFUE) - ZEAS 2030 - Marine ¦ SDG&E ¦ Marine | Com ¦ Com High Eff. Furnace (95 AFUE) - ZEAS 2030 - Marine | SDG&E ¦ Marine | SDG&E | All | Gas | High Efficiency Furnace, Commercial, 95% AFUE | Efficient | 2030 |  | 1 | Conventional | HVAC | Com - Restaurant | Com | ROB and NEW | 0 | 1000 sqft2 of floor space | Cap-kBTUh | 20 | None | 0 | 0 | 0 | SWHC011-03 | 107.96 | 2024 | 5.03 | 2024 | 0 | 0 | SWHC011-03 | Com Furnaces - ZEAS 2030 - Marine ¦ SDG&E ¦ Marine | Com Furnaces - ZEAS 2030 - Marine | 8.5 | 1 | 0.10976 | CBSA 2014 | 0 | 2032 | 0.6 | SWHC011-03
COM-HVAC-76-ZEAS.82 | Com ¦ Com High Eff. Furnace (95 AFUE) - ZEAS 2030 - Marine ¦ SDG&E ¦ Marine | Com ¦ Com High Eff. Furnace (95 AFUE) - ZEAS 2030 - Marine | SDG&E ¦ Marine | SDG&E | All | Gas | High Efficiency Furnace, Commercial, 95% AFUE | Efficient | 2030 |  | 1 | Conventional | HVAC | Com - Retail | Com | ROB and NEW | 0 | 1000 sqft2 of floor space | Cap-kBTUh | 20 | None | 0 | 0 | 0 | SWHC011-03 | 107.96 | 2024 | 5.03 | 2024 | 0 | 0 | SWHC011-03 | Com Furnaces - ZEAS 2030 - Marine ¦ SDG&E ¦ Marine | Com Furnaces - ZEAS 2030 - Marine | 0.43965 | 1 | 0.10976 | CBSA 2014 | 0 | 2032 | 0.6 | SWHC011-03
COM-HVAC-76-ZEAS.83 | Com ¦ Com High Eff. Furnace (95 AFUE) - ZEAS 2030 - Marine ¦ SDG&E ¦ Marine | Com ¦ Com High Eff. Furnace (95 AFUE) - ZEAS 2030 - Marine | SDG&E ¦ Marine | SDG&E | All | Gas | High Efficiency Furnace, Commercial, 95% AFUE | Efficient | 2030 |  | 1 | Conventional | HVAC | Com - School | Com | ROB and NEW | 0 | 1000 sqft2 of floor space | Cap-kBTUh | 20 | None | 0 | 0 | 0 | SWHC011-03 | 107.96 | 2024 | 5.03 | 2024 | 0 | 0 | SWHC011-03 | Com Furnaces - ZEAS 2030 - Marine ¦ SDG&E ¦ Marine | Com Furnaces - ZEAS 2030 - Marine | 2.5576 | 1 | 0.10976 | CBSA 2014 | 0 | 2032 | 0.6 | SWHC011-03
COM-HVAC-76-ZEAS.84 | Com ¦ Com High Eff. Furnace (95 AFUE) - ZEAS 2030 - Marine ¦ SDG&E ¦ Marine | Com ¦ Com High Eff. Furnace (95 AFUE) - ZEAS 2030 - Marine | SDG&E ¦ Marine | SDG&E | All | Gas | High Efficiency Furnace, Commercial, 95% AFUE | Efficient | 2030 |  | 1 | Conventional | HVAC | Com - Warehouse | Com | ROB and NEW | 0 | 1000 sqft2 of floor space | Cap-kBTUh | 20 | None | 0 | 0 | 0 | SWHC011-03 | 107.96 | 2024 | 5.03 | 2024 | 0 | 0 | SWHC011-03 | Com Furnaces - ZEAS 2030 - Marine ¦ SDG&E ¦ Marine | Com Furnaces - ZEAS 2030 - Marine | 0.02 | 1 | 0.10976 | CBSA 2014 | 0 | 2032 | 0.6 | SWHC011-03
COM-HVAC-76-ZEAS.85 | Com ¦ Com High Eff. Furnace (95 AFUE) - ZEAS 2030 - Hot-Dry ¦ SDG&E ¦ Hot-Dry | Com ¦ Com High Eff. Furnace (95 AFUE) - ZEAS 2030 - Hot-Dry | SDG&E ¦ Hot-Dry | SDG&E | All | Gas | High Efficiency Furnace, Commercial, 95% AFUE | Efficient | 2030 |  | 1 | Conventional | HVAC | Com - College | Com | ROB and NEW | 0 | 1000 sqft2 of floor space | Cap-kBTUh | 20 | None | 0 | 0 | 0 | SWHC011-03 | 107.96 | 2024 | 5.03 | 2024 | 0 | 0 | SWHC011-03 | Com Furnaces - ZEAS 2030 - Hot-Dry ¦ SDG&E ¦ Hot-Dry | Com Furnaces - ZEAS 2030 - Hot-Dry | 0.7206 | 1 | 0.10976 | CBSA 2014 | 0 | 2032 | 0.6 | SWHC011-03
COM-HVAC-76-ZEAS.86 | Com ¦ Com High Eff. Furnace (95 AFUE) - ZEAS 2030 - Hot-Dry ¦ SDG&E ¦ Hot-Dry | Com ¦ Com High Eff. Furnace (95 AFUE) - ZEAS 2030 - Hot-Dry | SDG&E ¦ Hot-Dry | SDG&E | All | Gas | High Efficiency Furnace, Commercial, 95% AFUE | Efficient | 2030 |  | 1 | Conventional | HVAC | Com - Grocery | Com | ROB and NEW | 0 | 1000 sqft2 of floor space | Cap-kBTUh | 20 | None | 0 | 0 | 0 | SWHC011-03 | 107.96 | 2024 | 5.03 | 2024 | 0 | 0 | SWHC011-03 | Com Furnaces - ZEAS 2030 - Hot-Dry ¦ SDG&E ¦ Hot-Dry | Com Furnaces - ZEAS 2030 - Hot-Dry | 0.3 | 1 | 0.10976 | CBSA 2014 | 0 | 2032 | 0.6 | SWHC011-03
COM-HVAC-76-ZEAS.87 | Com ¦ Com High Eff. Furnace (95 AFUE) - ZEAS 2030 - Hot-Dry ¦ SDG&E ¦ Hot-Dry | Com ¦ Com High Eff. Furnace (95 AFUE) - ZEAS 2030 - Hot-Dry | SDG&E ¦ Hot-Dry | SDG&E | All | Gas | High Efficiency Furnace, Commercial, 95% AFUE | Efficient | 2030 |  | 1 | Conventional | HVAC | Com - Health | Com | ROB and NEW | 0 | 1000 sqft2 of floor space | Cap-kBTUh | 20 | None | 0 | 0 | 0 | SWHC011-03 | 107.96 | 2024 | 5.03 | 2024 | 0 | 0 | SWHC011-03 | Com Furnaces - ZEAS 2030 - Hot-Dry ¦ SDG&E ¦ Hot-Dry | Com Furnaces - ZEAS 2030 - Hot-Dry | 1.0074 | 1 | 0.10976 | CBSA 2014 | 0 | 2032 | 0.6 | SWHC011-03
COM-HVAC-76-ZEAS.88 | Com ¦ Com High Eff. Furnace (95 AFUE) - ZEAS 2030 - Hot-Dry ¦ SDG&E ¦ Hot-Dry | Com ¦ Com High Eff. Furnace (95 AFUE) - ZEAS 2030 - Hot-Dry | SDG&E ¦ Hot-Dry | SDG&E | All | Gas | High Efficiency Furnace, Commercial, 95% AFUE | Efficient | 2030 |  | 1 | Conventional | HVAC | Com - Lodging | Com | ROB and NEW | 0 | 1000 sqft2 of floor space | Cap-kBTUh | 20 | None | 0 | 0 | 0 | SWHC011-03 | 107.96 | 2024 | 5.03 | 2024 | 0 | 0 | SWHC011-03 | Com Furnaces - ZEAS 2030 - Hot-Dry ¦ SDG&E ¦ Hot-Dry | Com Furnaces - ZEAS 2030 - Hot-Dry | 0.4628 | 1 | 0.10976 | CBSA 2014 | 0 | 2032 | 0.6 | SWHC011-03
COM-HVAC-76-ZEAS.89 | Com ¦ Com High Eff. Furnace (95 AFUE) - ZEAS 2030 - Hot-Dry ¦ SDG&E ¦ Hot-Dry | Com ¦ Com High Eff. Furnace (95 AFUE) - ZEAS 2030 - Hot-Dry | SDG&E ¦ Hot-Dry | SDG&E | All | Gas | High Efficiency Furnace, Commercial, 95% AFUE | Efficient | 2030 |  | 1 | Conventional | HVAC | Com - Office (Large) | Com | ROB and NEW | 0 | 1000 sqft2 of floor space | Cap-kBTUh | 20 | None | 0 | 0 | 0 | SWHC011-03 | 107.96 | 2024 | 5.03 | 2024 | 0 | 0 | SWHC011-03 | Com Furnaces - ZEAS 2030 - Hot-Dry ¦ SDG&E ¦ Hot-Dry | Com Furnaces - ZEAS 2030 - Hot-Dry | 0.10857 | 1 | 0.10976 | CBSA 2014 | 0 | 2032 | 0.6 | SWHC011-03
COM-HVAC-76-ZEAS.90 | Com ¦ Com High Eff. Furnace (95 AFUE) - ZEAS 2030 - Hot-Dry ¦ SDG&E ¦ Hot-Dry | Com ¦ Com High Eff. Furnace (95 AFUE) - ZEAS 2030 - Hot-Dry | SDG&E ¦ Hot-Dry | SDG&E | All | Gas | High Efficiency Furnace, Commercial, 95% AFUE | Efficient | 2030 |  | 1 | Conventional | HVAC | Com - Office (Small) | Com | ROB and NEW | 0 | 1000 sqft2 of floor space | Cap-kBTUh | 20 | None | 0 | 0 | 0 | SWHC011-03 | 107.96 | 2024 | 5.03 | 2024 | 0 | 0 | SWHC011-03 | Com Furnaces - ZEAS 2030 - Hot-Dry ¦ SDG&E ¦ Hot-Dry | Com Furnaces - ZEAS 2030 - Hot-Dry | 0.3 | 1 | 0.10976 | CBSA 2014 | 0 | 2032 | 0.6 | SWHC011-03
COM-HVAC-76-ZEAS.91 | Com ¦ Com High Eff. Furnace (95 AFUE) - ZEAS 2030 - Hot-Dry ¦ SDG&E ¦ Hot-Dry | Com ¦ Com High Eff. Furnace (95 AFUE) - ZEAS 2030 - Hot-Dry | SDG&E ¦ Hot-Dry | SDG&E | All | Gas | High Efficiency Furnace, Commercial, 95% AFUE | Efficient | 2030 |  | 1 | Conventional | HVAC | Com - Other | Com | ROB and NEW | 0 | 1000 sqft2 of floor space | Cap-kBTUh | 20 | None | 0 | 0 | 0 | SWHC011-03 | 107.96 | 2024 | 5.03 | 2024 | 0 | 0 | SWHC011-03 | Com Furnaces - ZEAS 2030 - Hot-Dry ¦ SDG&E ¦ Hot-Dry | Com Furnaces - ZEAS 2030 - Hot-Dry | 0.88227 | 1 | 0.10976 | CBSA 2014 | 0 | 2032 | 0.6 | SWHC011-03
COM-HVAC-76-ZEAS.92 | Com ¦ Com High Eff. Furnace (95 AFUE) - ZEAS 2030 - Hot-Dry ¦ SDG&E ¦ Hot-Dry | Com ¦ Com High Eff. Furnace (95 AFUE) - ZEAS 2030 - Hot-Dry | SDG&E ¦ Hot-Dry | SDG&E | All | Gas | High Efficiency Furnace, Commercial, 95% AFUE | Efficient | 2030 |  | 1 | Conventional | HVAC | Com - Refrig. Warehouse | Com | ROB and NEW | 0 | 1000 sqft2 of floor space | Cap-kBTUh | 20 | None | 0 | 0 | 0 | SWHC011-03 | 107.96 | 2024 | 5.03 | 2024 | 0 | 0 | SWHC011-03 | Com Furnaces - ZEAS 2030 - Hot-Dry ¦ SDG&E ¦ Hot-Dry | Com Furnaces - ZEAS 2030 - Hot-Dry | 0.05 | 1 | 0.10976 | CBSA 2014 | 0 | 2032 | 0.6 | SWHC011-03
COM-HVAC-76-ZEAS.93 | Com ¦ Com High Eff. Furnace (95 AFUE) - ZEAS 2030 - Hot-Dry ¦ SDG&E ¦ Hot-Dry | Com ¦ Com High Eff. Furnace (95 AFUE) - ZEAS 2030 - Hot-Dry | SDG&E ¦ Hot-Dry | SDG&E | All | Gas | High Efficiency Furnace, Commercial, 95% AFUE | Efficient | 2030 |  | 1 | Conventional | HVAC | Com - Restaurant | Com | ROB and NEW | 0 | 1000 sqft2 of floor space | Cap-kBTUh | 20 | None | 0 | 0 | 0 | SWHC011-03 | 107.96 | 2024 | 5.03 | 2024 | 0 | 0 | SWHC011-03 | Com Furnaces - ZEAS 2030 - Hot-Dry ¦ SDG&E ¦ Hot-Dry | Com Furnaces - ZEAS 2030 - Hot-Dry | 8.5 | 1 | 0.10976 | CBSA 2014 | 0 | 2032 | 0.6 | SWHC011-03
COM-HVAC-76-ZEAS.94 | Com ¦ Com High Eff. Furnace (95 AFUE) - ZEAS 2030 - Hot-Dry ¦ SDG&E ¦ Hot-Dry | Com ¦ Com High Eff. Furnace (95 AFUE) - ZEAS 2030 - Hot-Dry | SDG&E ¦ Hot-Dry | SDG&E | All | Gas | High Efficiency Furnace, Commercial, 95% AFUE | Efficient | 2030 |  | 1 | Conventional | HVAC | Com - Retail | Com | ROB and NEW | 0 | 1000 sqft2 of floor space | Cap-kBTUh | 20 | None | 0 | 0 | 0 | SWHC011-03 | 107.96 | 2024 | 5.03 | 2024 | 0 | 0 | SWHC011-03 | Com Furnaces - ZEAS 2030 - Hot-Dry ¦ SDG&E ¦ Hot-Dry | Com Furnaces - ZEAS 2030 - Hot-Dry | 0.43965 | 1 | 0.10976 | CBSA 2014 | 0 | 2032 | 0.6 | SWHC011-03
COM-HVAC-76-ZEAS.95 | Com ¦ Com High Eff. Furnace (95 AFUE) - ZEAS 2030 - Hot-Dry ¦ SDG&E ¦ Hot-Dry | Com ¦ Com High Eff. Furnace (95 AFUE) - ZEAS 2030 - Hot-Dry | SDG&E ¦ Hot-Dry | SDG&E | All | Gas | High Efficiency Furnace, Commercial, 95% AFUE | Efficient | 2030 |  | 1 | Conventional | HVAC | Com - School | Com | ROB and NEW | 0 | 1000 sqft2 of floor space | Cap-kBTUh | 20 | None | 0 | 0 | 0 | SWHC011-03 | 107.96 | 2024 | 5.03 | 2024 | 0 | 0 | SWHC011-03 | Com Furnaces - ZEAS 2030 - Hot-Dry ¦ SDG&E ¦ Hot-Dry | Com Furnaces - ZEAS 2030 - Hot-Dry | 2.5576 | 1 | 0.10976 | CBSA 2014 | 0 | 2032 | 0.6 | SWHC011-03
COM-HVAC-76-ZEAS.96 | Com ¦ Com High Eff. Furnace (95 AFUE) - ZEAS 2030 - Hot-Dry ¦ SDG&E ¦ Hot-Dry | Com ¦ Com High Eff. Furnace (95 AFUE) - ZEAS 2030 - Hot-Dry | SDG&E ¦ Hot-Dry | SDG&E | All | Gas | High Efficiency Furnace, Commercial, 95% AFUE | Efficient | 2030 |  | 1 | Conventional | HVAC | Com - Warehouse | Com | ROB and NEW | 0 | 1000 sqft2 of floor space | Cap-kBTUh | 20 | None | 0 | 0 | 0 | SWHC011-03 | 107.96 | 2024 | 5.03 | 2024 | 0 | 0 | SWHC011-03 | Com Furnaces - ZEAS 2030 - Hot-Dry ¦ SDG&E ¦ Hot-Dry | Com Furnaces - ZEAS 2030 - Hot-Dry | 0.02 | 1 | 0.10976 | CBSA 2014 | 0 | 2032 | 0.6 | SWHC011-03
COM-WATERHEAT-FS-10-ZEAS.1 | Com ¦ Com Gas Storage Water Heater (0.63 UEF - 50 Gal) - ZEAS 2030 - Marine ¦ PG&E ¦ Marine | Com ¦ Com Gas Storage Water Heater (0.63 UEF - 50 Gal) - ZEAS 2030 - Marine | PG&E ¦ Marine | PG&E | All | Electric & Gas | Gas Storage WH (0.63 UEF - 50 Gal) | Average Existing and Code |  | 2030 | 1 | Conventional | WaterHeat | Com - College | Com | ROB and NEW | 0 | 1000 sqft2 of floor space | 1000 sqft served | 13 | DEER:Indoor_CFL_Ltg | 0 | 0 | 0 | SWWH027-05 | 122.0061 | 2024 | 74.4043 | 2024 | 0 | 0 | SWWH027-05 | Com Small Gas Water Heaters - ZEAS 2030 - Marine ¦ PG&E ¦ Marine | Com Small Gas Water Heaters - ZEAS 2030 - Marine | 0.74815 | 0.546 | 0.95 | CBSA 2019 | 0 | 2012 | 1 | SWWH027-05
COM-WATERHEAT-FS-10-ZEAS.2 | Com ¦ Com Gas Storage Water Heater (0.63 UEF - 50 Gal) - ZEAS 2030 - Marine ¦ PG&E ¦ Marine | Com ¦ Com Gas Storage Water Heater (0.63 UEF - 50 Gal) - ZEAS 2030 - Marine | PG&E ¦ Marine | PG&E | All | Electric & Gas | Gas Storage WH (0.63 UEF - 50 Gal) | Average Existing and Code |  | 2030 | 1 | Conventional | WaterHeat | Com - Grocery | Com | ROB and NEW | 0 | 1000 sqft2 of floor space | 1000 sqft served | 13 | DEER:Indoor_CFL_Ltg | 0 | 0 | 0 | SWWH027-05 | 101.241 | 2024 | 61.7409 | 2024 | 0 | 0 | SWWH027-05 | Com Small Gas Water Heaters - ZEAS 2030 - Marine ¦ PG&E ¦ Marine | Com Small Gas Water Heaters - ZEAS 2030 - Marine | 0.59609 | 0.546 | 0.95 | CBSA 2019 | 0 | 2012 | 1 | SWWH027-05
COM-WATERHEAT-FS-10-ZEAS.3 | Com ¦ Com Gas Storage Water Heater (0.63 UEF - 50 Gal) - ZEAS 2030 - Marine ¦ PG&E ¦ Marine | Com ¦ Com Gas Storage Water Heater (0.63 UEF - 50 Gal) - ZEAS 2030 - Marine | PG&E ¦ Marine | PG&E | All | Electric & Gas | Gas Storage WH (0.63 UEF - 50 Gal) | Average Existing and Code |  | 2030 | 1 | Conventional | WaterHeat | Com - Health | Com | ROB and NEW | 0 | 1000 sqft2 of floor space | 1000 sqft served | 13 | DEER:Indoor_CFL_Ltg | 0 | 0 | 0 | SWWH027-05 | 184.799 | 2024 | 112.698 | 2024 | 0 | 0 | SWWH027-05 | Com Small Gas Water Heaters - ZEAS 2030 - Marine ¦ PG&E ¦ Marine | Com Small Gas Water Heaters - ZEAS 2030 - Marine | 0.52611 | 0.546 | 0.95 | CBSA 2019 | 0 | 2012 | 1 | SWWH027-05
COM-WATERHEAT-FS-10-ZEAS.4 | Com ¦ Com Gas Storage Water Heater (0.63 UEF - 50 Gal) - ZEAS 2030 - Marine ¦ PG&E ¦ Marine | Com ¦ Com Gas Storage Water Heater (0.63 UEF - 50 Gal) - ZEAS 2030 - Marine | PG&E ¦ Marine | PG&E | All | Electric & Gas | Gas Storage WH (0.63 UEF - 50 Gal) | Average Existing and Code |  | 2030 | 1 | Conventional | WaterHeat | Com - Lodging | Com | ROB and NEW | 0 | 1000 sqft2 of floor space | 1000 sqft served | 13 | DEER:Indoor_CFL_Ltg | 0 | 0 | 0 | SWWH027-05 | 116.2771 | 2024 | 70.9106 | 2024 | 0 | 0 | SWWH027-05 | Com Small Gas Water Heaters - ZEAS 2030 - Marine ¦ PG&E ¦ Marine | Com Small Gas Water Heaters - ZEAS 2030 - Marine | 0.73871 | 0.546 | 0.95 | CBSA 2019 | 0 | 2012 | 1 | SWWH027-05
COM-WATERHEAT-FS-10-ZEAS.5 | Com ¦ Com Gas Storage Water Heater (0.63 UEF - 50 Gal) - ZEAS 2030 - Marine ¦ PG&E ¦ Marine | Com ¦ Com Gas Storage Water Heater (0.63 UEF - 50 Gal) - ZEAS 2030 - Marine | PG&E ¦ Marine | PG&E | All | Electric & Gas | Gas Storage WH (0.63 UEF - 50 Gal) | Average Existing and Code |  | 2030 | 1 | Conventional | WaterHeat | Com - Office (Large) | Com | ROB and NEW | 0 | 1000 sqft2 of floor space | 1000 sqft served | 13 | DEER:Indoor_CFL_Ltg | 0 | 0 | 0 | SWWH027-05 | 37.9654 | 2024 | 23.1528 | 2024 | 0 | 0 | SWWH027-05 | Com Small Gas Water Heaters - ZEAS 2030 - Marine ¦ PG&E ¦ Marine | Com Small Gas Water Heaters - ZEAS 2030 - Marine | 0.46177 | 0.546 | 0.95 | CBSA 2019 | 0 | 2012 | 1 | SWWH027-05
COM-WATERHEAT-FS-10-ZEAS.6 | Com ¦ Com Gas Storage Water Heater (0.63 UEF - 50 Gal) - ZEAS 2030 - Marine ¦ PG&E ¦ Marine | Com ¦ Com Gas Storage Water Heater (0.63 UEF - 50 Gal) - ZEAS 2030 - Marine | PG&E ¦ Marine | PG&E | All | Electric & Gas | Gas Storage WH (0.63 UEF - 50 Gal) | Average Existing and Code |  | 2030 | 1 | Conventional | WaterHeat | Com - Office (Small) | Com | ROB and NEW | 0 | 1000 sqft2 of floor space | 1000 sqft served | 13 | DEER:Indoor_CFL_Ltg | 0 | 0 | 0 | SWWH027-05 | 37.9654 | 2024 | 23.1528 | 2024 | 0 | 0 | SWWH027-05 | Com Small Gas Water Heaters - ZEAS 2030 - Marine ¦ PG&E ¦ Marine | Com Small Gas Water Heaters - ZEAS 2030 - Marine | 0.46177 | 0.546 | 0.95 | CBSA 2019 | 0 | 2012 | 1 | SWWH027-05
COM-WATERHEAT-FS-10-ZEAS.7 | Com ¦ Com Gas Storage Water Heater (0.63 UEF - 50 Gal) - ZEAS 2030 - Marine ¦ PG&E ¦ Marine | Com ¦ Com Gas Storage Water Heater (0.63 UEF - 50 Gal) - ZEAS 2030 - Marine | PG&E ¦ Marine | PG&E | All | Electric & Gas | Gas Storage WH (0.63 UEF - 50 Gal) | Average Existing and Code |  | 2030 | 1 | Conventional | WaterHeat | Com - Other | Com | ROB and NEW | 0 | 1000 sqft2 of floor space | 1000 sqft served | 13 | DEER:Indoor_CFL_Ltg | 0 | 0 | 0 | SWWH027-05 | 313.9943 | 2024 | 191.4867 | 2024 | 0 | 0 | SWWH027-05 | Com Small Gas Water Heaters - ZEAS 2030 - Marine ¦ PG&E ¦ Marine | Com Small Gas Water Heaters - ZEAS 2030 - Marine | 0.5433 | 0.546 | 0.95 | CBSA 2019 | 0 | 2012 | 1 | SWWH027-05
COM-WATERHEAT-FS-10-ZEAS.8 | Com ¦ Com Gas Storage Water Heater (0.63 UEF - 50 Gal) - ZEAS 2030 - Marine ¦ PG&E ¦ Marine | Com ¦ Com Gas Storage Water Heater (0.63 UEF - 50 Gal) - ZEAS 2030 - Marine | PG&E ¦ Marine | PG&E | All | Electric & Gas | Gas Storage WH (0.63 UEF - 50 Gal) | Average Existing and Code |  | 2030 | 1 | Conventional | WaterHeat | Com - Refrig. Warehouse | Com | ROB and NEW | 0 | 1000 sqft2 of floor space | 1000 sqft served | 13 | DEER:Indoor_CFL_Ltg | 0 | 0 | 0 | SWWH027-05 | 17.5552 | 2024 | 10.7059 | 2024 | 0 | 0 | SWWH027-05 | Com Small Gas Water Heaters - ZEAS 2030 - Marine ¦ PG&E ¦ Marine | Com Small Gas Water Heaters - ZEAS 2030 - Marine | 0.22621 | 0.546 | 0.95 | CBSA 2019 | 0 | 2012 | 1 | SWWH027-05
COM-WATERHEAT-FS-10-ZEAS.9 | Com ¦ Com Gas Storage Water Heater (0.63 UEF - 50 Gal) - ZEAS 2030 - Marine ¦ PG&E ¦ Marine | Com ¦ Com Gas Storage Water Heater (0.63 UEF - 50 Gal) - ZEAS 2030 - Marine | PG&E ¦ Marine | PG&E | All | Electric & Gas | Gas Storage WH (0.63 UEF - 50 Gal) | Average Existing and Code |  | 2030 | 1 | Conventional | WaterHeat | Com - Restaurant | Com | ROB and NEW | 0 | 1000 sqft2 of floor space | 1000 sqft served | 13 | DEER:Indoor_CFL_Ltg | 0 | 0 | 0 | SWWH027-05 | 1644.6494 | 2024 | 1002.975 | 2024 | 0 | 0 | SWWH027-05 | Com Small Gas Water Heaters - ZEAS 2030 - Marine ¦ PG&E ¦ Marine | Com Small Gas Water Heaters - ZEAS 2030 - Marine | 0.79319 | 0.546 | 0.95 | CBSA 2019 | 0 | 2012 | 1 | SWWH027-05
COM-WATERHEAT-FS-10-ZEAS.10 | Com ¦ Com Gas Storage Water Heater (0.63 UEF - 50 Gal) - ZEAS 2030 - Marine ¦ PG&E ¦ Marine | Com ¦ Com Gas Storage Water Heater (0.63 UEF - 50 Gal) - ZEAS 2030 - Marine | PG&E ¦ Marine | PG&E | All | Electric & Gas | Gas Storage WH (0.63 UEF - 50 Gal) | Average Existing and Code |  | 2030 | 1 | Conventional | WaterHeat | Com - Retail | Com | ROB and NEW | 0 | 1000 sqft2 of floor space | 1000 sqft served | 13 | DEER:Indoor_CFL_Ltg | 0 | 0 | 0 | SWWH027-05 | 23.5157 | 2024 | 14.3408 | 2024 | 0 | 0 | SWWH027-05 | Com Small Gas Water Heaters - ZEAS 2030 - Marine ¦ PG&E ¦ Marine | Com Small Gas Water Heaters - ZEAS 2030 - Marine | 0.40063 | 0.546 | 0.95 | CBSA 2019 | 0 | 2012 | 1 | SWWH027-05
COM-WATERHEAT-FS-10-ZEAS.11 | Com ¦ Com Gas Storage Water Heater (0.63 UEF - 50 Gal) - ZEAS 2030 - Marine ¦ PG&E ¦ Marine | Com ¦ Com Gas Storage Water Heater (0.63 UEF - 50 Gal) - ZEAS 2030 - Marine | PG&E ¦ Marine | PG&E | All | Electric & Gas | Gas Storage WH (0.63 UEF - 50 Gal) | Average Existing and Code |  | 2030 | 1 | Conventional | WaterHeat | Com - School | Com | ROB and NEW | 0 | 1000 sqft2 of floor space | 1000 sqft served | 13 | DEER:Indoor_CFL_Ltg | 0 | 0 | 0 | SWWH027-05 | 193.7077 | 2024 | 118.1309 | 2024 | 0 | 0 | SWWH027-05 | Com Small Gas Water Heaters - ZEAS 2030 - Marine ¦ PG&E ¦ Marine | Com Small Gas Water Heaters - ZEAS 2030 - Marine | 0.76922 | 0.546 | 0.95 | CBSA 2019 | 0 | 2012 | 1 | SWWH027-05
COM-WATERHEAT-FS-10-ZEAS.12 | Com ¦ Com Gas Storage Water Heater (0.63 UEF - 50 Gal) - ZEAS 2030 - Marine ¦ PG&E ¦ Marine | Com ¦ Com Gas Storage Water Heater (0.63 UEF - 50 Gal) - ZEAS 2030 - Marine | PG&E ¦ Marine | PG&E | All | Electric & Gas | Gas Storage WH (0.63 UEF - 50 Gal) | Average Existing and Code |  | 2030 | 1 | Conventional | WaterHeat | Com - Warehouse | Com | ROB and NEW | 0 | 1000 sqft2 of floor space | 1000 sqft served | 13 | DEER:Indoor_CFL_Ltg | 0 | 0 | 0 | SWWH027-05 | 3.511 | 2024 | 2.1412 | 2024 | 0 | 0 | SWWH027-05 | Com Small Gas Water Heaters - ZEAS 2030 - Marine ¦ PG&E ¦ Marine | Com Small Gas Water Heaters - ZEAS 2030 - Marine | 0.1976 | 0.546 | 0.95 | CBSA 2019 | 0 | 2012 | 1 | SWWH027-05
COM-WATERHEAT-FS-10-ZEAS.13 | Com ¦ Com Gas Storage Water Heater (0.63 UEF - 50 Gal) - ZEAS 2030 - Hot-Dry ¦ PG&E ¦ Hot-Dry | Com ¦ Com Gas Storage Water Heater (0.63 UEF - 50 Gal) - ZEAS 2030 - Hot-Dry | PG&E ¦ Hot-Dry | PG&E | All | Electric & Gas | Gas Storage WH (0.63 UEF - 50 Gal) | Average Existing and Code |  | 2030 | 1 | Conventional | WaterHeat | Com - College | Com | ROB and NEW | 0 | 1000 sqft2 of floor space | 1000 sqft served | 13 | DEER:Indoor_CFL_Ltg | 0 | 0 | 0 | SWWH027-05 | 122.0061 | 2024 | 74.4043 | 2024 | 0 | 0 | SWWH027-05 | Com Small Gas Water Heaters - ZEAS 2030 - Hot-Dry ¦ PG&E ¦ Hot-Dry | Com Small Gas Water Heaters - ZEAS 2030 - Hot-Dry | 0.74815 | 0.546 | 0.95 | CBSA 2019 | 0 | 2012 | 1 | SWWH027-05
COM-WATERHEAT-FS-10-ZEAS.14 | Com ¦ Com Gas Storage Water Heater (0.63 UEF - 50 Gal) - ZEAS 2030 - Hot-Dry ¦ PG&E ¦ Hot-Dry | Com ¦ Com Gas Storage Water Heater (0.63 UEF - 50 Gal) - ZEAS 2030 - Hot-Dry | PG&E ¦ Hot-Dry | PG&E | All | Electric & Gas | Gas Storage WH (0.63 UEF - 50 Gal) | Average Existing and Code |  | 2030 | 1 | Conventional | WaterHeat | Com - Grocery | Com | ROB and NEW | 0 | 1000 sqft2 of floor space | 1000 sqft served | 13 | DEER:Indoor_CFL_Ltg | 0 | 0 | 0 | SWWH027-05 | 101.241 | 2024 | 61.7409 | 2024 | 0 | 0 | SWWH027-05 | Com Small Gas Water Heaters - ZEAS 2030 - Hot-Dry ¦ PG&E ¦ Hot-Dry | Com Small Gas Water Heaters - ZEAS 2030 - Hot-Dry | 0.59609 | 0.546 | 0.95 | CBSA 2019 | 0 | 2012 | 1 | SWWH027-05
COM-WATERHEAT-FS-10-ZEAS.15 | Com ¦ Com Gas Storage Water Heater (0.63 UEF - 50 Gal) - ZEAS 2030 - Hot-Dry ¦ PG&E ¦ Hot-Dry | Com ¦ Com Gas Storage Water Heater (0.63 UEF - 50 Gal) - ZEAS 2030 - Hot-Dry | PG&E ¦ Hot-Dry | PG&E | All | Electric & Gas | Gas Storage WH (0.63 UEF - 50 Gal) | Average Existing and Code |  | 2030 | 1 | Conventional | WaterHeat | Com - Health | Com | ROB and NEW | 0 | 1000 sqft2 of floor space | 1000 sqft served | 13 | DEER:Indoor_CFL_Ltg | 0 | 0 | 0 | SWWH027-05 | 184.799 | 2024 | 112.698 | 2024 | 0 | 0 | SWWH027-05 | Com Small Gas Water Heaters - ZEAS 2030 - Hot-Dry ¦ PG&E ¦ Hot-Dry | Com Small Gas Water Heaters - ZEAS 2030 - Hot-Dry | 0.52611 | 0.546 | 0.95 | CBSA 2019 | 0 | 2012 | 1 | SWWH027-05
COM-WATERHEAT-FS-10-ZEAS.16 | Com ¦ Com Gas Storage Water Heater (0.63 UEF - 50 Gal) - ZEAS 2030 - Hot-Dry ¦ PG&E ¦ Hot-Dry | Com ¦ Com Gas Storage Water Heater (0.63 UEF - 50 Gal) - ZEAS 2030 - Hot-Dry | PG&E ¦ Hot-Dry | PG&E | All | Electric & Gas | Gas Storage WH (0.63 UEF - 50 Gal) | Average Existing and Code |  | 2030 | 1 | Conventional | WaterHeat | Com - Lodging | Com | ROB and NEW | 0 | 1000 sqft2 of floor space | 1000 sqft served | 13 | DEER:Indoor_CFL_Ltg | 0 | 0 | 0 | SWWH027-05 | 116.2771 | 2024 | 70.9106 | 2024 | 0 | 0 | SWWH027-05 | Com Small Gas Water Heaters - ZEAS 2030 - Hot-Dry ¦ PG&E ¦ Hot-Dry | Com Small Gas Water Heaters - ZEAS 2030 - Hot-Dry | 0.73871 | 0.546 | 0.95 | CBSA 2019 | 0 | 2012 | 1 | SWWH027-05
COM-WATERHEAT-FS-10-ZEAS.17 | Com ¦ Com Gas Storage Water Heater (0.63 UEF - 50 Gal) - ZEAS 2030 - Hot-Dry ¦ PG&E ¦ Hot-Dry | Com ¦ Com Gas Storage Water Heater (0.63 UEF - 50 Gal) - ZEAS 2030 - Hot-Dry | PG&E ¦ Hot-Dry | PG&E | All | Electric & Gas | Gas Storage WH (0.63 UEF - 50 Gal) | Average Existing and Code |  | 2030 | 1 | Conventional | WaterHeat | Com - Office (Large) | Com | ROB and NEW | 0 | 1000 sqft2 of floor space | 1000 sqft served | 13 | DEER:Indoor_CFL_Ltg | 0 | 0 | 0 | SWWH027-05 | 37.9654 | 2024 | 23.1528 | 2024 | 0 | 0 | SWWH027-05 | Com Small Gas Water Heaters - ZEAS 2030 - Hot-Dry ¦ PG&E ¦ Hot-Dry | Com Small Gas Water Heaters - ZEAS 2030 - Hot-Dry | 0.46177 | 0.546 | 0.95 | CBSA 2019 | 0 | 2012 | 1 | SWWH027-05
COM-WATERHEAT-FS-10-ZEAS.18 | Com ¦ Com Gas Storage Water Heater (0.63 UEF - 50 Gal) - ZEAS 2030 - Hot-Dry ¦ PG&E ¦ Hot-Dry | Com ¦ Com Gas Storage Water Heater (0.63 UEF - 50 Gal) - ZEAS 2030 - Hot-Dry | PG&E ¦ Hot-Dry | PG&E | All | Electric & Gas | Gas Storage WH (0.63 UEF - 50 Gal) | Average Existing and Code |  | 2030 | 1 | Conventional | WaterHeat | Com - Office (Small) | Com | ROB and NEW | 0 | 1000 sqft2 of floor space | 1000 sqft served | 13 | DEER:Indoor_CFL_Ltg | 0 | 0 | 0 | SWWH027-05 | 37.9654 | 2024 | 23.1528 | 2024 | 0 | 0 | SWWH027-05 | Com Small Gas Water Heaters - ZEAS 2030 - Hot-Dry ¦ PG&E ¦ Hot-Dry | Com Small Gas Water Heaters - ZEAS 2030 - Hot-Dry | 0.46177 | 0.546 | 0.95 | CBSA 2019 | 0 | 2012 | 1 | SWWH027-05
COM-WATERHEAT-FS-10-ZEAS.19 | Com ¦ Com Gas Storage Water Heater (0.63 UEF - 50 Gal) - ZEAS 2030 - Hot-Dry ¦ PG&E ¦ Hot-Dry | Com ¦ Com Gas Storage Water Heater (0.63 UEF - 50 Gal) - ZEAS 2030 - Hot-Dry | PG&E ¦ Hot-Dry | PG&E | All | Electric & Gas | Gas Storage WH (0.63 UEF - 50 Gal) | Average Existing and Code |  | 2030 | 1 | Conventional | WaterHeat | Com - Other | Com | ROB and NEW | 0 | 1000 sqft2 of floor space | 1000 sqft served | 13 | DEER:Indoor_CFL_Ltg | 0 | 0 | 0 | SWWH027-05 | 313.9943 | 2024 | 191.4867 | 2024 | 0 | 0 | SWWH027-05 | Com Small Gas Water Heaters - ZEAS 2030 - Hot-Dry ¦ PG&E ¦ Hot-Dry | Com Small Gas Water Heaters - ZEAS 2030 - Hot-Dry | 0.5433 | 0.546 | 0.95 | CBSA 2019 | 0 | 2012 | 1 | SWWH027-05
COM-WATERHEAT-FS-10-ZEAS.20 | Com ¦ Com Gas Storage Water Heater (0.63 UEF - 50 Gal) - ZEAS 2030 - Hot-Dry ¦ PG&E ¦ Hot-Dry | Com ¦ Com Gas Storage Water Heater (0.63 UEF - 50 Gal) - ZEAS 2030 - Hot-Dry | PG&E ¦ Hot-Dry | PG&E | All | Electric & Gas | Gas Storage WH (0.63 UEF - 50 Gal) | Average Existing and Code |  | 2030 | 1 | Conventional | WaterHeat | Com - Refrig. Warehouse | Com | ROB and NEW | 0 | 1000 sqft2 of floor space | 1000 sqft served | 13 | DEER:Indoor_CFL_Ltg | 0 | 0 | 0 | SWWH027-05 | 17.5552 | 2024 | 10.7059 | 2024 | 0 | 0 | SWWH027-05 | Com Small Gas Water Heaters - ZEAS 2030 - Hot-Dry ¦ PG&E ¦ Hot-Dry | Com Small Gas Water Heaters - ZEAS 2030 - Hot-Dry | 0.22621 | 0.546 | 0.95 | CBSA 2019 | 0 | 2012 | 1 | SWWH027-05
COM-WATERHEAT-FS-10-ZEAS.21 | Com ¦ Com Gas Storage Water Heater (0.63 UEF - 50 Gal) - ZEAS 2030 - Hot-Dry ¦ PG&E ¦ Hot-Dry | Com ¦ Com Gas Storage Water Heater (0.63 UEF - 50 Gal) - ZEAS 2030 - Hot-Dry | PG&E ¦ Hot-Dry | PG&E | All | Electric & Gas | Gas Storage WH (0.63 UEF - 50 Gal) | Average Existing and Code |  | 2030 | 1 | Conventional | WaterHeat | Com - Restaurant | Com | ROB and NEW | 0 | 1000 sqft2 of floor space | 1000 sqft served | 13 | DEER:Indoor_CFL_Ltg | 0 | 0 | 0 | SWWH027-05 | 1644.6494 | 2024 | 1002.975 | 2024 | 0 | 0 | SWWH027-05 | Com Small Gas Water Heaters - ZEAS 2030 - Hot-Dry ¦ PG&E ¦ Hot-Dry | Com Small Gas Water Heaters - ZEAS 2030 - Hot-Dry | 0.79319 | 0.546 | 0.95 | CBSA 2019 | 0 | 2012 | 1 | SWWH027-05
COM-WATERHEAT-FS-10-ZEAS.22 | Com ¦ Com Gas Storage Water Heater (0.63 UEF - 50 Gal) - ZEAS 2030 - Hot-Dry ¦ PG&E ¦ Hot-Dry | Com ¦ Com Gas Storage Water Heater (0.63 UEF - 50 Gal) - ZEAS 2030 - Hot-Dry | PG&E ¦ Hot-Dry | PG&E | All | Electric & Gas | Gas Storage WH (0.63 UEF - 50 Gal) | Average Existing and Code |  | 2030 | 1 | Conventional | WaterHeat | Com - Retail | Com | ROB and NEW | 0 | 1000 sqft2 of floor space | 1000 sqft served | 13 | DEER:Indoor_CFL_Ltg | 0 | 0 | 0 | SWWH027-05 | 23.5157 | 2024 | 14.3408 | 2024 | 0 | 0 | SWWH027-05 | Com Small Gas Water Heaters - ZEAS 2030 - Hot-Dry ¦ PG&E ¦ Hot-Dry | Com Small Gas Water Heaters - ZEAS 2030 - Hot-Dry | 0.40063 | 0.546 | 0.95 | CBSA 2019 | 0 | 2012 | 1 | SWWH027-05
COM-WATERHEAT-FS-10-ZEAS.23 | Com ¦ Com Gas Storage Water Heater (0.63 UEF - 50 Gal) - ZEAS 2030 - Hot-Dry ¦ PG&E ¦ Hot-Dry | Com ¦ Com Gas Storage Water Heater (0.63 UEF - 50 Gal) - ZEAS 2030 - Hot-Dry | PG&E ¦ Hot-Dry | PG&E | All | Electric & Gas | Gas Storage WH (0.63 UEF - 50 Gal) | Average Existing and Code |  | 2030 | 1 | Conventional | WaterHeat | Com - School | Com | ROB and NEW | 0 | 1000 sqft2 of floor space | 1000 sqft served | 13 | DEER:Indoor_CFL_Ltg | 0 | 0 | 0 | SWWH027-05 | 193.7077 | 2024 | 118.1309 | 2024 | 0 | 0 | SWWH027-05 | Com Small Gas Water Heaters - ZEAS 2030 - Hot-Dry ¦ PG&E ¦ Hot-Dry | Com Small Gas Water Heaters - ZEAS 2030 - Hot-Dry | 0.76922 | 0.546 | 0.95 | CBSA 2019 | 0 | 2012 | 1 | SWWH027-05
COM-WATERHEAT-FS-10-ZEAS.24 | Com ¦ Com Gas Storage Water Heater (0.63 UEF - 50 Gal) - ZEAS 2030 - Hot-Dry ¦ PG&E ¦ Hot-Dry | Com ¦ Com Gas Storage Water Heater (0.63 UEF - 50 Gal) - ZEAS 2030 - Hot-Dry | PG&E ¦ Hot-Dry | PG&E | All | Electric & Gas | Gas Storage WH (0.63 UEF - 50 Gal) | Average Existing and Code |  | 2030 | 1 | Conventional | WaterHeat | Com - Warehouse | Com | ROB and NEW | 0 | 1000 sqft2 of floor space | 1000 sqft served | 13 | DEER:Indoor_CFL_Ltg | 0 | 0 | 0 | SWWH027-05 | 3.511 | 2024 | 2.1412 | 2024 | 0 | 0 | SWWH027-05 | Com Small Gas Water Heaters - ZEAS 2030 - Hot-Dry ¦ PG&E ¦ Hot-Dry | Com Small Gas Water Heaters - ZEAS 2030 - Hot-Dry | 0.1976 | 0.546 | 0.95 | CBSA 2019 | 0 | 2012 | 1 | SWWH027-05
COM-WATERHEAT-FS-10-ZEAS.25 | Com ¦ Com Gas Storage Water Heater (0.63 UEF - 50 Gal) - ZEAS 2030 - Cold ¦ PG&E ¦ Cold | Com ¦ Com Gas Storage Water Heater (0.63 UEF - 50 Gal) - ZEAS 2030 - Cold | PG&E ¦ Cold | PG&E | All | Electric & Gas | Gas Storage WH (0.63 UEF - 50 Gal) | Average Existing and Code |  | 2030 | 1 | Conventional | WaterHeat | Com - College | Com | ROB and NEW | 0 | 1000 sqft2 of floor space | 1000 sqft served | 13 | DEER:Indoor_CFL_Ltg | 0 | 0 | 0 | SWWH027-05 | 244.0121 | 2024 | 148.8087 | 2024 | 0 | 0 | SWWH027-05 | Com Small Gas Water Heaters - ZEAS 2030 - Cold ¦ PG&E ¦ Cold | Com Small Gas Water Heaters - ZEAS 2030 - Cold | 0.74815 | 0.546 | 0.95 | CBSA 2019 | 0 | 2012 | 1 | SWWH027-05
COM-WATERHEAT-FS-10-ZEAS.26 | Com ¦ Com Gas Storage Water Heater (0.63 UEF - 50 Gal) - ZEAS 2030 - Cold ¦ PG&E ¦ Cold | Com ¦ Com Gas Storage Water Heater (0.63 UEF - 50 Gal) - ZEAS 2030 - Cold | PG&E ¦ Cold | PG&E | All | Electric & Gas | Gas Storage WH (0.63 UEF - 50 Gal) | Average Existing and Code |  | 2030 | 1 | Conventional | WaterHeat | Com - Grocery | Com | ROB and NEW | 0 | 1000 sqft2 of floor space | 1000 sqft served | 13 | DEER:Indoor_CFL_Ltg | 0 | 0 | 0 | SWWH027-05 | 202.482 | 2024 | 123.4818 | 2024 | 0 | 0 | SWWH027-05 | Com Small Gas Water Heaters - ZEAS 2030 - Cold ¦ PG&E ¦ Cold | Com Small Gas Water Heaters - ZEAS 2030 - Cold | 0.59609 | 0.546 | 0.95 | CBSA 2019 | 0 | 2012 | 1 | SWWH027-05
COM-WATERHEAT-FS-10-ZEAS.27 | Com ¦ Com Gas Storage Water Heater (0.63 UEF - 50 Gal) - ZEAS 2030 - Cold ¦ PG&E ¦ Cold | Com ¦ Com Gas Storage Water Heater (0.63 UEF - 50 Gal) - ZEAS 2030 - Cold | PG&E ¦ Cold | PG&E | All | Electric & Gas | Gas Storage WH (0.63 UEF - 50 Gal) | Average Existing and Code |  | 2030 | 1 | Conventional | WaterHeat | Com - Health | Com | ROB and NEW | 0 | 1000 sqft2 of floor space | 1000 sqft served | 13 | DEER:Indoor_CFL_Ltg | 0 | 0 | 0 | SWWH027-05 | 369.598 | 2024 | 225.3961 | 2024 | 0 | 0 | SWWH027-05 | Com Small Gas Water Heaters - ZEAS 2030 - Cold ¦ PG&E ¦ Cold | Com Small Gas Water Heaters - ZEAS 2030 - Cold | 0.52611 | 0.546 | 0.95 | CBSA 2019 | 0 | 2012 | 1 | SWWH027-05
COM-WATERHEAT-FS-10-ZEAS.28 | Com ¦ Com Gas Storage Water Heater (0.63 UEF - 50 Gal) - ZEAS 2030 - Cold ¦ PG&E ¦ Cold | Com ¦ Com Gas Storage Water Heater (0.63 UEF - 50 Gal) - ZEAS 2030 - Cold | PG&E ¦ Cold | PG&E | All | Electric & Gas | Gas Storage WH (0.63 UEF - 50 Gal) | Average Existing and Code |  | 2030 | 1 | Conventional | WaterHeat | Com - Lodging | Com | ROB and NEW | 0 | 1000 sqft2 of floor space | 1000 sqft served | 13 | DEER:Indoor_CFL_Ltg | 0 | 0 | 0 | SWWH027-05 | 232.5542 | 2024 | 141.8212 | 2024 | 0 | 0 | SWWH027-05 | Com Small Gas Water Heaters - ZEAS 2030 - Cold ¦ PG&E ¦ Cold | Com Small Gas Water Heaters - ZEAS 2030 - Cold | 0.73871 | 0.546 | 0.95 | CBSA 2019 | 0 | 2012 | 1 | SWWH027-05
COM-WATERHEAT-FS-10-ZEAS.29 | Com ¦ Com Gas Storage Water Heater (0.63 UEF - 50 Gal) - ZEAS 2030 - Cold ¦ PG&E ¦ Cold | Com ¦ Com Gas Storage Water Heater (0.63 UEF - 50 Gal) - ZEAS 2030 - Cold | PG&E ¦ Cold | PG&E | All | Electric & Gas | Gas Storage WH (0.63 UEF - 50 Gal) | Average Existing and Code |  | 2030 | 1 | Conventional | WaterHeat | Com - Office (Large) | Com | ROB and NEW | 0 | 1000 sqft2 of floor space | 1000 sqft served | 13 | DEER:Indoor_CFL_Ltg | 0 | 0 | 0 | SWWH027-05 | 75.9307 | 2024 | 46.3057 | 2024 | 0 | 0 | SWWH027-05 | Com Small Gas Water Heaters - ZEAS 2030 - Cold ¦ PG&E ¦ Cold | Com Small Gas Water Heaters - ZEAS 2030 - Cold | 0.46177 | 0.546 | 0.95 | CBSA 2019 | 0 | 2012 | 1 | SWWH027-05
COM-WATERHEAT-FS-10-ZEAS.30 | Com ¦ Com Gas Storage Water Heater (0.63 UEF - 50 Gal) - ZEAS 2030 - Cold ¦ PG&E ¦ Cold | Com ¦ Com Gas Storage Water Heater (0.63 UEF - 50 Gal) - ZEAS 2030 - Cold | PG&E ¦ Cold | PG&E | All | Electric & Gas | Gas Storage WH (0.63 UEF - 50 Gal) | Average Existing and Code |  | 2030 | 1 | Conventional | WaterHeat | Com - Office (Small) | Com | ROB and NEW | 0 | 1000 sqft2 of floor space | 1000 sqft served | 13 | DEER:Indoor_CFL_Ltg | 0 | 0 | 0 | SWWH027-05 | 75.9307 | 2024 | 46.3057 | 2024 | 0 | 0 | SWWH027-05 | Com Small Gas Water Heaters - ZEAS 2030 - Cold ¦ PG&E ¦ Cold | Com Small Gas Water Heaters - ZEAS 2030 - Cold | 0.46177 | 0.546 | 0.95 | CBSA 2019 | 0 | 2012 | 1 | SWWH027-05
COM-WATERHEAT-FS-10-ZEAS.31 | Com ¦ Com Gas Storage Water Heater (0.63 UEF - 50 Gal) - ZEAS 2030 - Cold ¦ PG&E ¦ Cold | Com ¦ Com Gas Storage Water Heater (0.63 UEF - 50 Gal) - ZEAS 2030 - Cold | PG&E ¦ Cold | PG&E | All | Electric & Gas | Gas Storage WH (0.63 UEF - 50 Gal) | Average Existing and Code |  | 2030 | 1 | Conventional | WaterHeat | Com - Other | Com | ROB and NEW | 0 | 1000 sqft2 of floor space | 1000 sqft served | 13 | DEER:Indoor_CFL_Ltg | 0 | 0 | 0 | SWWH027-05 | 627.9886 | 2024 | 382.9733 | 2024 | 0 | 0 | SWWH027-05 | Com Small Gas Water Heaters - ZEAS 2030 - Cold ¦ PG&E ¦ Cold | Com Small Gas Water Heaters - ZEAS 2030 - Cold | 0.5433 | 0.546 | 0.95 | CBSA 2019 | 0 | 2012 | 1 | SWWH027-05
COM-WATERHEAT-FS-10-ZEAS.32 | Com ¦ Com Gas Storage Water Heater (0.63 UEF - 50 Gal) - ZEAS 2030 - Cold ¦ PG&E ¦ Cold | Com ¦ Com Gas Storage Water Heater (0.63 UEF - 50 Gal) - ZEAS 2030 - Cold | PG&E ¦ Cold | PG&E | All | Electric & Gas | Gas Storage WH (0.63 UEF - 50 Gal) | Average Existing and Code |  | 2030 | 1 | Conventional | WaterHeat | Com - Refrig. Warehouse | Com | ROB and NEW | 0 | 1000 sqft2 of floor space | 1000 sqft served | 13 | DEER:Indoor_CFL_Ltg | 0 | 0 | 0 | SWWH027-05 | 35.1104 | 2024 | 21.4118 | 2024 | 0 | 0 | SWWH027-05 | Com Small Gas Water Heaters - ZEAS 2030 - Cold ¦ PG&E ¦ Cold | Com Small Gas Water Heaters - ZEAS 2030 - Cold | 0.22621 | 0.546 | 0.95 | CBSA 2019 | 0 | 2012 | 1 | SWWH027-05
COM-WATERHEAT-FS-10-ZEAS.33 | Com ¦ Com Gas Storage Water Heater (0.63 UEF - 50 Gal) - ZEAS 2030 - Cold ¦ PG&E ¦ Cold | Com ¦ Com Gas Storage Water Heater (0.63 UEF - 50 Gal) - ZEAS 2030 - Cold | PG&E ¦ Cold | PG&E | All | Electric & Gas | Gas Storage WH (0.63 UEF - 50 Gal) | Average Existing and Code |  | 2030 | 1 | Conventional | WaterHeat | Com - Restaurant | Com | ROB and NEW | 0 | 1000 sqft2 of floor space | 1000 sqft served | 13 | DEER:Indoor_CFL_Ltg | 0 | 0 | 0 | SWWH027-05 | 3289.2989 | 2024 | 2005.9501 | 2024 | 0 | 0 | SWWH027-05 | Com Small Gas Water Heaters - ZEAS 2030 - Cold ¦ PG&E ¦ Cold | Com Small Gas Water Heaters - ZEAS 2030 - Cold | 0.79319 | 0.546 | 0.95 | CBSA 2019 | 0 | 2012 | 1 | SWWH027-05
COM-WATERHEAT-FS-10-ZEAS.34 | Com ¦ Com Gas Storage Water Heater (0.63 UEF - 50 Gal) - ZEAS 2030 - Cold ¦ PG&E ¦ Cold | Com ¦ Com Gas Storage Water Heater (0.63 UEF - 50 Gal) - ZEAS 2030 - Cold | PG&E ¦ Cold | PG&E | All | Electric & Gas | Gas Storage WH (0.63 UEF - 50 Gal) | Average Existing and Code |  | 2030 | 1 | Conventional | WaterHeat | Com - Retail | Com | ROB and NEW | 0 | 1000 sqft2 of floor space | 1000 sqft served | 13 | DEER:Indoor_CFL_Ltg | 0 | 0 | 0 | SWWH027-05 | 47.0314 | 2024 | 28.6817 | 2024 | 0 | 0 | SWWH027-05 | Com Small Gas Water Heaters - ZEAS 2030 - Cold ¦ PG&E ¦ Cold | Com Small Gas Water Heaters - ZEAS 2030 - Cold | 0.40063 | 0.546 | 0.95 | CBSA 2019 | 0 | 2012 | 1 | SWWH027-05
COM-WATERHEAT-FS-10-ZEAS.35 | Com ¦ Com Gas Storage Water Heater (0.63 UEF - 50 Gal) - ZEAS 2030 - Cold ¦ PG&E ¦ Cold | Com ¦ Com Gas Storage Water Heater (0.63 UEF - 50 Gal) - ZEAS 2030 - Cold | PG&E ¦ Cold | PG&E | All | Electric & Gas | Gas Storage WH (0.63 UEF - 50 Gal) | Average Existing and Code |  | 2030 | 1 | Conventional | WaterHeat | Com - School | Com | ROB and NEW | 0 | 1000 sqft2 of floor space | 1000 sqft served | 13 | DEER:Indoor_CFL_Ltg | 0 | 0 | 0 | SWWH027-05 | 387.4154 | 2024 | 236.2619 | 2024 | 0 | 0 | SWWH027-05 | Com Small Gas Water Heaters - ZEAS 2030 - Cold ¦ PG&E ¦ Cold | Com Small Gas Water Heaters - ZEAS 2030 - Cold | 0.76922 | 0.546 | 0.95 | CBSA 2019 | 0 | 2012 | 1 | SWWH027-05
COM-WATERHEAT-FS-10-ZEAS.36 | Com ¦ Com Gas Storage Water Heater (0.63 UEF - 50 Gal) - ZEAS 2030 - Cold ¦ PG&E ¦ Cold | Com ¦ Com Gas Storage Water Heater (0.63 UEF - 50 Gal) - ZEAS 2030 - Cold | PG&E ¦ Cold | PG&E | All | Electric & Gas | Gas Storage WH (0.63 UEF - 50 Gal) | Average Existing and Code |  | 2030 | 1 | Conventional | WaterHeat | Com - Warehouse | Com | ROB and NEW | 0 | 1000 sqft2 of floor space | 1000 sqft served | 13 | DEER:Indoor_CFL_Ltg | 0 | 0 | 0 | SWWH027-05 | 7.0221 | 2024 | 4.2824 | 2024 | 0 | 0 | SWWH027-05 | Com Small Gas Water Heaters - ZEAS 2030 - Cold ¦ PG&E ¦ Cold | Com Small Gas Water Heaters - ZEAS 2030 - Cold | 0.1976 | 0.546 | 0.95 | CBSA 2019 | 0 | 2012 | 1 | SWWH027-05
COM-WATERHEAT-FS-10-ZEAS.37 | Com ¦ Com Gas Storage Water Heater (0.63 UEF - 50 Gal) - ZEAS 2030 - Marine ¦ SCG ¦ Marine | Com ¦ Com Gas Storage Water Heater (0.63 UEF - 50 Gal) - ZEAS 2030 - Marine | SCG ¦ Marine | SCG | All | Electric & Gas | Gas Storage WH (0.63 UEF - 50 Gal) | Average Existing and Code |  | 2030 | 1 | Conventional | WaterHeat | Com - College | Com | ROB and NEW | 0 | 1000 sqft2 of floor space | 1000 sqft served | 13 | DEER:Indoor_CFL_Ltg | 0 | 0 | 0 | SWWH027-05 | 244.0121 | 2024 | 148.8087 | 2024 | 0 | 0 | SWWH027-05 | Com Small Gas Water Heaters - ZEAS 2030 - Marine ¦ SCG ¦ Marine | Com Small Gas Water Heaters - ZEAS 2030 - Marine | 0.74815 | 0.546 | 0.95 | CBSA 2019 | 0 | 2012 | 1 | SWWH027-05
COM-WATERHEAT-FS-10-ZEAS.38 | Com ¦ Com Gas Storage Water Heater (0.63 UEF - 50 Gal) - ZEAS 2030 - Marine ¦ SCG ¦ Marine | Com ¦ Com Gas Storage Water Heater (0.63 UEF - 50 Gal) - ZEAS 2030 - Marine | SCG ¦ Marine | SCG | All | Electric & Gas | Gas Storage WH (0.63 UEF - 50 Gal) | Average Existing and Code |  | 2030 | 1 | Conventional | WaterHeat | Com - Grocery | Com | ROB and NEW | 0 | 1000 sqft2 of floor space | 1000 sqft served | 13 | DEER:Indoor_CFL_Ltg | 0 | 0 | 0 | SWWH027-05 | 202.482 | 2024 | 123.4818 | 2024 | 0 | 0 | SWWH027-05 | Com Small Gas Water Heaters - ZEAS 2030 - Marine ¦ SCG ¦ Marine | Com Small Gas Water Heaters - ZEAS 2030 - Marine | 0.59609 | 0.546 | 0.95 | CBSA 2019 | 0 | 2012 | 1 | SWWH027-05
COM-WATERHEAT-FS-10-ZEAS.39 | Com ¦ Com Gas Storage Water Heater (0.63 UEF - 50 Gal) - ZEAS 2030 - Marine ¦ SCG ¦ Marine | Com ¦ Com Gas Storage Water Heater (0.63 UEF - 50 Gal) - ZEAS 2030 - Marine | SCG ¦ Marine | SCG | All | Electric & Gas | Gas Storage WH (0.63 UEF - 50 Gal) | Average Existing and Code |  | 2030 | 1 | Conventional | WaterHeat | Com - Health | Com | ROB and NEW | 0 | 1000 sqft2 of floor space | 1000 sqft served | 13 | DEER:Indoor_CFL_Ltg | 0 | 0 | 0 | SWWH027-05 | 369.598 | 2024 | 225.3961 | 2024 | 0 | 0 | SWWH027-05 | Com Small Gas Water Heaters - ZEAS 2030 - Marine ¦ SCG ¦ Marine | Com Small Gas Water Heaters - ZEAS 2030 - Marine | 0.52611 | 0.546 | 0.95 | CBSA 2019 | 0 | 2012 | 1 | SWWH027-05
COM-WATERHEAT-FS-10-ZEAS.40 | Com ¦ Com Gas Storage Water Heater (0.63 UEF - 50 Gal) - ZEAS 2030 - Marine ¦ SCG ¦ Marine | Com ¦ Com Gas Storage Water Heater (0.63 UEF - 50 Gal) - ZEAS 2030 - Marine | SCG ¦ Marine | SCG | All | Electric & Gas | Gas Storage WH (0.63 UEF - 50 Gal) | Average Existing and Code |  | 2030 | 1 | Conventional | WaterHeat | Com - Lodging | Com | ROB and NEW | 0 | 1000 sqft2 of floor space | 1000 sqft served | 13 | DEER:Indoor_CFL_Ltg | 0 | 0 | 0 | SWWH027-05 | 232.5542 | 2024 | 141.8212 | 2024 | 0 | 0 | SWWH027-05 | Com Small Gas Water Heaters - ZEAS 2030 - Marine ¦ SCG ¦ Marine | Com Small Gas Water Heaters - ZEAS 2030 - Marine | 0.73871 | 0.546 | 0.95 | CBSA 2019 | 0 | 2012 | 1 | SWWH027-05
COM-WATERHEAT-FS-10-ZEAS.41 | Com ¦ Com Gas Storage Water Heater (0.63 UEF - 50 Gal) - ZEAS 2030 - Marine ¦ SCG ¦ Marine | Com ¦ Com Gas Storage Water Heater (0.63 UEF - 50 Gal) - ZEAS 2030 - Marine | SCG ¦ Marine | SCG | All | Electric & Gas | Gas Storage WH (0.63 UEF - 50 Gal) | Average Existing and Code |  | 2030 | 1 | Conventional | WaterHeat | Com - Office (Large) | Com | ROB and NEW | 0 | 1000 sqft2 of floor space | 1000 sqft served | 13 | DEER:Indoor_CFL_Ltg | 0 | 0 | 0 | SWWH027-05 | 75.9307 | 2024 | 46.3057 | 2024 | 0 | 0 | SWWH027-05 | Com Small Gas Water Heaters - ZEAS 2030 - Marine ¦ SCG ¦ Marine | Com Small Gas Water Heaters - ZEAS 2030 - Marine | 0.46177 | 0.546 | 0.95 | CBSA 2019 | 0 | 2012 | 1 | SWWH027-05
COM-WATERHEAT-FS-10-ZEAS.42 | Com ¦ Com Gas Storage Water Heater (0.63 UEF - 50 Gal) - ZEAS 2030 - Marine ¦ SCG ¦ Marine | Com ¦ Com Gas Storage Water Heater (0.63 UEF - 50 Gal) - ZEAS 2030 - Marine | SCG ¦ Marine | SCG | All | Electric & Gas | Gas Storage WH (0.63 UEF - 50 Gal) | Average Existing and Code |  | 2030 | 1 | Conventional | WaterHeat | Com - Office (Small) | Com | ROB and NEW | 0 | 1000 sqft2 of floor space | 1000 sqft served | 13 | DEER:Indoor_CFL_Ltg | 0 | 0 | 0 | SWWH027-05 | 75.9307 | 2024 | 46.3057 | 2024 | 0 | 0 | SWWH027-05 | Com Small Gas Water Heaters - ZEAS 2030 - Marine ¦ SCG ¦ Marine | Com Small Gas Water Heaters - ZEAS 2030 - Marine | 0.46177 | 0.546 | 0.95 | CBSA 2019 | 0 | 2012 | 1 | SWWH027-05
COM-WATERHEAT-FS-10-ZEAS.43 | Com ¦ Com Gas Storage Water Heater (0.63 UEF - 50 Gal) - ZEAS 2030 - Marine ¦ SCG ¦ Marine | Com ¦ Com Gas Storage Water Heater (0.63 UEF - 50 Gal) - ZEAS 2030 - Marine | SCG ¦ Marine | SCG | All | Electric & Gas | Gas Storage WH (0.63 UEF - 50 Gal) | Average Existing and Code |  | 2030 | 1 | Conventional | WaterHeat | Com - Other | Com | ROB and NEW | 0 | 1000 sqft2 of floor space | 1000 sqft served | 13 | DEER:Indoor_CFL_Ltg | 0 | 0 | 0 | SWWH027-05 | 627.9886 | 2024 | 382.9733 | 2024 | 0 | 0 | SWWH027-05 | Com Small Gas Water Heaters - ZEAS 2030 - Marine ¦ SCG ¦ Marine | Com Small Gas Water Heaters - ZEAS 2030 - Marine | 0.5433 | 0.546 | 0.95 | CBSA 2019 | 0 | 2012 | 1 | SWWH027-05
COM-WATERHEAT-FS-10-ZEAS.44 | Com ¦ Com Gas Storage Water Heater (0.63 UEF - 50 Gal) - ZEAS 2030 - Marine ¦ SCG ¦ Marine | Com ¦ Com Gas Storage Water Heater (0.63 UEF - 50 Gal) - ZEAS 2030 - Marine | SCG ¦ Marine | SCG | All | Electric & Gas | Gas Storage WH (0.63 UEF - 50 Gal) | Average Existing and Code |  | 2030 | 1 | Conventional | WaterHeat | Com - Refrig. Warehouse | Com | ROB and NEW | 0 | 1000 sqft2 of floor space | 1000 sqft served | 13 | DEER:Indoor_CFL_Ltg | 0 | 0 | 0 | SWWH027-05 | 35.1104 | 2024 | 21.4118 | 2024 | 0 | 0 | SWWH027-05 | Com Small Gas Water Heaters - ZEAS 2030 - Marine ¦ SCG ¦ Marine | Com Small Gas Water Heaters - ZEAS 2030 - Marine | 0.22621 | 0.546 | 0.95 | CBSA 2019 | 0 | 2012 | 1 | SWWH027-05
COM-WATERHEAT-FS-10-ZEAS.45 | Com ¦ Com Gas Storage Water Heater (0.63 UEF - 50 Gal) - ZEAS 2030 - Marine ¦ SCG ¦ Marine | Com ¦ Com Gas Storage Water Heater (0.63 UEF - 50 Gal) - ZEAS 2030 - Marine | SCG ¦ Marine | SCG | All | Electric & Gas | Gas Storage WH (0.63 UEF - 50 Gal) | Average Existing and Code |  | 2030 | 1 | Conventional | WaterHeat | Com - Restaurant | Com | ROB and NEW | 0 | 1000 sqft2 of floor space | 1000 sqft served | 13 | DEER:Indoor_CFL_Ltg | 0 | 0 | 0 | SWWH027-05 | 3289.2989 | 2024 | 2005.9501 | 2024 | 0 | 0 | SWWH027-05 | Com Small Gas Water Heaters - ZEAS 2030 - Marine ¦ SCG ¦ Marine | Com Small Gas Water Heaters - ZEAS 2030 - Marine | 0.79319 | 0.546 | 0.95 | CBSA 2019 | 0 | 2012 | 1 | SWWH027-05
COM-WATERHEAT-FS-10-ZEAS.46 | Com ¦ Com Gas Storage Water Heater (0.63 UEF - 50 Gal) - ZEAS 2030 - Marine ¦ SCG ¦ Marine | Com ¦ Com Gas Storage Water Heater (0.63 UEF - 50 Gal) - ZEAS 2030 - Marine | SCG ¦ Marine | SCG | All | Electric & Gas | Gas Storage WH (0.63 UEF - 50 Gal) | Average Existing and Code |  | 2030 | 1 | Conventional | WaterHeat | Com - Retail | Com | ROB and NEW | 0 | 1000 sqft2 of floor space | 1000 sqft served | 13 | DEER:Indoor_CFL_Ltg | 0 | 0 | 0 | SWWH027-05 | 47.0314 | 2024 | 28.6817 | 2024 | 0 | 0 | SWWH027-05 | Com Small Gas Water Heaters - ZEAS 2030 - Marine ¦ SCG ¦ Marine | Com Small Gas Water Heaters - ZEAS 2030 - Marine | 0.40063 | 0.546 | 0.95 | CBSA 2019 | 0 | 2012 | 1 | SWWH027-05
COM-WATERHEAT-FS-10-ZEAS.47 | Com ¦ Com Gas Storage Water Heater (0.63 UEF - 50 Gal) - ZEAS 2030 - Marine ¦ SCG ¦ Marine | Com ¦ Com Gas Storage Water Heater (0.63 UEF - 50 Gal) - ZEAS 2030 - Marine | SCG ¦ Marine | SCG | All | Electric & Gas | Gas Storage WH (0.63 UEF - 50 Gal) | Average Existing and Code |  | 2030 | 1 | Conventional | WaterHeat | Com - School | Com | ROB and NEW | 0 | 1000 sqft2 of floor space | 1000 sqft served | 13 | DEER:Indoor_CFL_Ltg | 0 | 0 | 0 | SWWH027-05 | 387.4154 | 2024 | 236.2619 | 2024 | 0 | 0 | SWWH027-05 | Com Small Gas Water Heaters - ZEAS 2030 - Marine ¦ SCG ¦ Marine | Com Small Gas Water Heaters - ZEAS 2030 - Marine | 0.76922 | 0.546 | 0.95 | CBSA 2019 | 0 | 2012 | 1 | SWWH027-05
COM-WATERHEAT-FS-10-ZEAS.48 | Com ¦ Com Gas Storage Water Heater (0.63 UEF - 50 Gal) - ZEAS 2030 - Marine ¦ SCG ¦ Marine | Com ¦ Com Gas Storage Water Heater (0.63 UEF - 50 Gal) - ZEAS 2030 - Marine | SCG ¦ Marine | SCG | All | Electric & Gas | Gas Storage WH (0.63 UEF - 50 Gal) | Average Existing and Code |  | 2030 | 1 | Conventional | WaterHeat | Com - Warehouse | Com | ROB and NEW | 0 | 1000 sqft2 of floor space | 1000 sqft served | 13 | DEER:Indoor_CFL_Ltg | 0 | 0 | 0 | SWWH027-05 | 7.0221 | 2024 | 4.2824 | 2024 | 0 | 0 | SWWH027-05 | Com Small Gas Water Heaters - ZEAS 2030 - Marine ¦ SCG ¦ Marine | Com Small Gas Water Heaters - ZEAS 2030 - Marine | 0.1976 | 0.546 | 0.95 | CBSA 2019 | 0 | 2012 | 1 | SWWH027-05
COM-WATERHEAT-FS-10-ZEAS.49 | Com ¦ Com Gas Storage Water Heater (0.63 UEF - 50 Gal) - ZEAS 2030 - Hot-Dry ¦ SCG ¦ Hot-Dry | Com ¦ Com Gas Storage Water Heater (0.63 UEF - 50 Gal) - ZEAS 2030 - Hot-Dry | SCG ¦ Hot-Dry | SCG | All | Electric & Gas | Gas Storage WH (0.63 UEF - 50 Gal) | Average Existing and Code |  | 2030 | 1 | Conventional | WaterHeat | Com - College | Com | ROB and NEW | 0 | 1000 sqft2 of floor space | 1000 sqft served | 13 | DEER:Indoor_CFL_Ltg | 0 | 0 | 0 | SWWH027-05 | 122.0061 | 2024 | 74.4043 | 2024 | 0 | 0 | SWWH027-05 | Com Small Gas Water Heaters - ZEAS 2030 - Hot-Dry ¦ SCG ¦ Hot-Dry | Com Small Gas Water Heaters - ZEAS 2030 - Hot-Dry | 0.74815 | 0.546 | 0.95 | CBSA 2019 | 0 | 2012 | 1 | SWWH027-05
COM-WATERHEAT-FS-10-ZEAS.50 | Com ¦ Com Gas Storage Water Heater (0.63 UEF - 50 Gal) - ZEAS 2030 - Hot-Dry ¦ SCG ¦ Hot-Dry | Com ¦ Com Gas Storage Water Heater (0.63 UEF - 50 Gal) - ZEAS 2030 - Hot-Dry | SCG ¦ Hot-Dry | SCG | All | Electric & Gas | Gas Storage WH (0.63 UEF - 50 Gal) | Average Existing and Code |  | 2030 | 1 | Conventional | WaterHeat | Com - Grocery | Com | ROB and NEW | 0 | 1000 sqft2 of floor space | 1000 sqft served | 13 | DEER:Indoor_CFL_Ltg | 0 | 0 | 0 | SWWH027-05 | 101.241 | 2024 | 61.7409 | 2024 | 0 | 0 | SWWH027-05 | Com Small Gas Water Heaters - ZEAS 2030 - Hot-Dry ¦ SCG ¦ Hot-Dry | Com Small Gas Water Heaters - ZEAS 2030 - Hot-Dry | 0.59609 | 0.546 | 0.95 | CBSA 2019 | 0 | 2012 | 1 | SWWH027-05
COM-WATERHEAT-FS-10-ZEAS.51 | Com ¦ Com Gas Storage Water Heater (0.63 UEF - 50 Gal) - ZEAS 2030 - Hot-Dry ¦ SCG ¦ Hot-Dry | Com ¦ Com Gas Storage Water Heater (0.63 UEF - 50 Gal) - ZEAS 2030 - Hot-Dry | SCG ¦ Hot-Dry | SCG | All | Electric & Gas | Gas Storage WH (0.63 UEF - 50 Gal) | Average Existing and Code |  | 2030 | 1 | Conventional | WaterHeat | Com - Health | Com | ROB and NEW | 0 | 1000 sqft2 of floor space | 1000 sqft served | 13 | DEER:Indoor_CFL_Ltg | 0 | 0 | 0 | SWWH027-05 | 184.799 | 2024 | 112.698 | 2024 | 0 | 0 | SWWH027-05 | Com Small Gas Water Heaters - ZEAS 2030 - Hot-Dry ¦ SCG ¦ Hot-Dry | Com Small Gas Water Heaters - ZEAS 2030 - Hot-Dry | 0.52611 | 0.546 | 0.95 | CBSA 2019 | 0 | 2012 | 1 | SWWH027-05
COM-WATERHEAT-FS-10-ZEAS.52 | Com ¦ Com Gas Storage Water Heater (0.63 UEF - 50 Gal) - ZEAS 2030 - Hot-Dry ¦ SCG ¦ Hot-Dry | Com ¦ Com Gas Storage Water Heater (0.63 UEF - 50 Gal) - ZEAS 2030 - Hot-Dry | SCG ¦ Hot-Dry | SCG | All | Electric & Gas | Gas Storage WH (0.63 UEF - 50 Gal) | Average Existing and Code |  | 2030 | 1 | Conventional | WaterHeat | Com - Lodging | Com | ROB and NEW | 0 | 1000 sqft2 of floor space | 1000 sqft served | 13 | DEER:Indoor_CFL_Ltg | 0 | 0 | 0 | SWWH027-05 | 116.2771 | 2024 | 70.9106 | 2024 | 0 | 0 | SWWH027-05 | Com Small Gas Water Heaters - ZEAS 2030 - Hot-Dry ¦ SCG ¦ Hot-Dry | Com Small Gas Water Heaters - ZEAS 2030 - Hot-Dry | 0.73871 | 0.546 | 0.95 | CBSA 2019 | 0 | 2012 | 1 | SWWH027-05
COM-WATERHEAT-FS-10-ZEAS.53 | Com ¦ Com Gas Storage Water Heater (0.63 UEF - 50 Gal) - ZEAS 2030 - Hot-Dry ¦ SCG ¦ Hot-Dry | Com ¦ Com Gas Storage Water Heater (0.63 UEF - 50 Gal) - ZEAS 2030 - Hot-Dry | SCG ¦ Hot-Dry | SCG | All | Electric & Gas | Gas Storage WH (0.63 UEF - 50 Gal) | Average Existing and Code |  | 2030 | 1 | Conventional | WaterHeat | Com - Office (Large) | Com | ROB and NEW | 0 | 1000 sqft2 of floor space | 1000 sqft served | 13 | DEER:Indoor_CFL_Ltg | 0 | 0 | 0 | SWWH027-05 | 37.9654 | 2024 | 23.1528 | 2024 | 0 | 0 | SWWH027-05 | Com Small Gas Water Heaters - ZEAS 2030 - Hot-Dry ¦ SCG ¦ Hot-Dry | Com Small Gas Water Heaters - ZEAS 2030 - Hot-Dry | 0.46177 | 0.546 | 0.95 | CBSA 2019 | 0 | 2012 | 1 | SWWH027-05
COM-WATERHEAT-FS-10-ZEAS.54 | Com ¦ Com Gas Storage Water Heater (0.63 UEF - 50 Gal) - ZEAS 2030 - Hot-Dry ¦ SCG ¦ Hot-Dry | Com ¦ Com Gas Storage Water Heater (0.63 UEF - 50 Gal) - ZEAS 2030 - Hot-Dry | SCG ¦ Hot-Dry | SCG | All | Electric & Gas | Gas Storage WH (0.63 UEF - 50 Gal) | Average Existing and Code |  | 2030 | 1 | Conventional | WaterHeat | Com - Office (Small) | Com | ROB and NEW | 0 | 1000 sqft2 of floor space | 1000 sqft served | 13 | DEER:Indoor_CFL_Ltg | 0 | 0 | 0 | SWWH027-05 | 37.9654 | 2024 | 23.1528 | 2024 | 0 | 0 | SWWH027-05 | Com Small Gas Water Heaters - ZEAS 2030 - Hot-Dry ¦ SCG ¦ Hot-Dry | Com Small Gas Water Heaters - ZEAS 2030 - Hot-Dry | 0.46177 | 0.546 | 0.95 | CBSA 2019 | 0 | 2012 | 1 | SWWH027-05
COM-WATERHEAT-FS-10-ZEAS.55 | Com ¦ Com Gas Storage Water Heater (0.63 UEF - 50 Gal) - ZEAS 2030 - Hot-Dry ¦ SCG ¦ Hot-Dry | Com ¦ Com Gas Storage Water Heater (0.63 UEF - 50 Gal) - ZEAS 2030 - Hot-Dry | SCG ¦ Hot-Dry | SCG | All | Electric & Gas | Gas Storage WH (0.63 UEF - 50 Gal) | Average Existing and Code |  | 2030 | 1 | Conventional | WaterHeat | Com - Other | Com | ROB and NEW | 0 | 1000 sqft2 of floor space | 1000 sqft served | 13 | DEER:Indoor_CFL_Ltg | 0 | 0 | 0 | SWWH027-05 | 313.9943 | 2024 | 191.4867 | 2024 | 0 | 0 | SWWH027-05 | Com Small Gas Water Heaters - ZEAS 2030 - Hot-Dry ¦ SCG ¦ Hot-Dry | Com Small Gas Water Heaters - ZEAS 2030 - Hot-Dry | 0.5433 | 0.546 | 0.95 | CBSA 2019 | 0 | 2012 | 1 | SWWH027-05
COM-WATERHEAT-FS-10-ZEAS.56 | Com ¦ Com Gas Storage Water Heater (0.63 UEF - 50 Gal) - ZEAS 2030 - Hot-Dry ¦ SCG ¦ Hot-Dry | Com ¦ Com Gas Storage Water Heater (0.63 UEF - 50 Gal) - ZEAS 2030 - Hot-Dry | SCG ¦ Hot-Dry | SCG | All | Electric & Gas | Gas Storage WH (0.63 UEF - 50 Gal) | Average Existing and Code |  | 2030 | 1 | Conventional | WaterHeat | Com - Refrig. Warehouse | Com | ROB and NEW | 0 | 1000 sqft2 of floor space | 1000 sqft served | 13 | DEER:Indoor_CFL_Ltg | 0 | 0 | 0 | SWWH027-05 | 17.5552 | 2024 | 10.7059 | 2024 | 0 | 0 | SWWH027-05 | Com Small Gas Water Heaters - ZEAS 2030 - Hot-Dry ¦ SCG ¦ Hot-Dry | Com Small Gas Water Heaters - ZEAS 2030 - Hot-Dry | 0.22621 | 0.546 | 0.95 | CBSA 2019 | 0 | 2012 | 1 | SWWH027-05
COM-WATERHEAT-FS-10-ZEAS.57 | Com ¦ Com Gas Storage Water Heater (0.63 UEF - 50 Gal) - ZEAS 2030 - Hot-Dry ¦ SCG ¦ Hot-Dry | Com ¦ Com Gas Storage Water Heater (0.63 UEF - 50 Gal) - ZEAS 2030 - Hot-Dry | SCG ¦ Hot-Dry | SCG | All | Electric & Gas | Gas Storage WH (0.63 UEF - 50 Gal) | Average Existing and Code |  | 2030 | 1 | Conventional | WaterHeat | Com - Restaurant | Com | ROB and NEW | 0 | 1000 sqft2 of floor space | 1000 sqft served | 13 | DEER:Indoor_CFL_Ltg | 0 | 0 | 0 | SWWH027-05 | 1644.6494 | 2024 | 1002.975 | 2024 | 0 | 0 | SWWH027-05 | Com Small Gas Water Heaters - ZEAS 2030 - Hot-Dry ¦ SCG ¦ Hot-Dry | Com Small Gas Water Heaters - ZEAS 2030 - Hot-Dry | 0.79319 | 0.546 | 0.95 | CBSA 2019 | 0 | 2012 | 1 | SWWH027-05
COM-WATERHEAT-FS-10-ZEAS.58 | Com ¦ Com Gas Storage Water Heater (0.63 UEF - 50 Gal) - ZEAS 2030 - Hot-Dry ¦ SCG ¦ Hot-Dry | Com ¦ Com Gas Storage Water Heater (0.63 UEF - 50 Gal) - ZEAS 2030 - Hot-Dry | SCG ¦ Hot-Dry | SCG | All | Electric & Gas | Gas Storage WH (0.63 UEF - 50 Gal) | Average Existing and Code |  | 2030 | 1 | Conventional | WaterHeat | Com - Retail | Com | ROB and NEW | 0 | 1000 sqft2 of floor space | 1000 sqft served | 13 | DEER:Indoor_CFL_Ltg | 0 | 0 | 0 | SWWH027-05 | 23.5157 | 2024 | 14.3408 | 2024 | 0 | 0 | SWWH027-05 | Com Small Gas Water Heaters - ZEAS 2030 - Hot-Dry ¦ SCG ¦ Hot-Dry | Com Small Gas Water Heaters - ZEAS 2030 - Hot-Dry | 0.40063 | 0.546 | 0.95 | CBSA 2019 | 0 | 2012 | 1 | SWWH027-05
COM-WATERHEAT-FS-10-ZEAS.59 | Com ¦ Com Gas Storage Water Heater (0.63 UEF - 50 Gal) - ZEAS 2030 - Hot-Dry ¦ SCG ¦ Hot-Dry | Com ¦ Com Gas Storage Water Heater (0.63 UEF - 50 Gal) - ZEAS 2030 - Hot-Dry | SCG ¦ Hot-Dry | SCG | All | Electric & Gas | Gas Storage WH (0.63 UEF - 50 Gal) | Average Existing and Code |  | 2030 | 1 | Conventional | WaterHeat | Com - School | Com | ROB and NEW | 0 | 1000 sqft2 of floor space | 1000 sqft served | 13 | DEER:Indoor_CFL_Ltg | 0 | 0 | 0 | SWWH027-05 | 193.7077 | 2024 | 118.1309 | 2024 | 0 | 0 | SWWH027-05 | Com Small Gas Water Heaters - ZEAS 2030 - Hot-Dry ¦ SCG ¦ Hot-Dry | Com Small Gas Water Heaters - ZEAS 2030 - Hot-Dry | 0.76922 | 0.546 | 0.95 | CBSA 2019 | 0 | 2012 | 1 | SWWH027-05
COM-WATERHEAT-FS-10-ZEAS.60 | Com ¦ Com Gas Storage Water Heater (0.63 UEF - 50 Gal) - ZEAS 2030 - Hot-Dry ¦ SCG ¦ Hot-Dry | Com ¦ Com Gas Storage Water Heater (0.63 UEF - 50 Gal) - ZEAS 2030 - Hot-Dry | SCG ¦ Hot-Dry | SCG | All | Electric & Gas | Gas Storage WH (0.63 UEF - 50 Gal) | Average Existing and Code |  | 2030 | 1 | Conventional | WaterHeat | Com - Warehouse | Com | ROB and NEW | 0 | 1000 sqft2 of floor space | 1000 sqft served | 13 | DEER:Indoor_CFL_Ltg | 0 | 0 | 0 | SWWH027-05 | 3.511 | 2024 | 2.1412 | 2024 | 0 | 0 | SWWH027-05 | Com Small Gas Water Heaters - ZEAS 2030 - Hot-Dry ¦ SCG ¦ Hot-Dry | Com Small Gas Water Heaters - ZEAS 2030 - Hot-Dry | 0.1976 | 0.546 | 0.95 | CBSA 2019 | 0 | 2012 | 1 | SWWH027-05
COM-WATERHEAT-FS-10-ZEAS.61 | Com ¦ Com Gas Storage Water Heater (0.63 UEF - 50 Gal) - ZEAS 2030 - Cold ¦ SCG ¦ Cold | Com ¦ Com Gas Storage Water Heater (0.63 UEF - 50 Gal) - ZEAS 2030 - Cold | SCG ¦ Cold | SCG | All | Electric & Gas | Gas Storage WH (0.63 UEF - 50 Gal) | Average Existing and Code |  | 2030 | 1 | Conventional | WaterHeat | Com - College | Com | ROB and NEW | 0 | 1000 sqft2 of floor space | 1000 sqft served | 13 | DEER:Indoor_CFL_Ltg | 0 | 0 | 0 | SWWH027-05 | 244.0121 | 2024 | 148.8087 | 2024 | 0 | 0 | SWWH027-05 | Com Small Gas Water Heaters - ZEAS 2030 - Cold ¦ SCG ¦ Cold | Com Small Gas Water Heaters - ZEAS 2030 - Cold | 0.74815 | 0.546 | 0.95 | CBSA 2019 | 0 | 2012 | 1 | SWWH027-05
COM-WATERHEAT-FS-10-ZEAS.62 | Com ¦ Com Gas Storage Water Heater (0.63 UEF - 50 Gal) - ZEAS 2030 - Cold ¦ SCG ¦ Cold | Com ¦ Com Gas Storage Water Heater (0.63 UEF - 50 Gal) - ZEAS 2030 - Cold | SCG ¦ Cold | SCG | All | Electric & Gas | Gas Storage WH (0.63 UEF - 50 Gal) | Average Existing and Code |  | 2030 | 1 | Conventional | WaterHeat | Com - Grocery | Com | ROB and NEW | 0 | 1000 sqft2 of floor space | 1000 sqft served | 13 | DEER:Indoor_CFL_Ltg | 0 | 0 | 0 | SWWH027-05 | 202.482 | 2024 | 123.4818 | 2024 | 0 | 0 | SWWH027-05 | Com Small Gas Water Heaters - ZEAS 2030 - Cold ¦ SCG ¦ Cold | Com Small Gas Water Heaters - ZEAS 2030 - Cold | 0.59609 | 0.546 | 0.95 | CBSA 2019 | 0 | 2012 | 1 | SWWH027-05
COM-WATERHEAT-FS-10-ZEAS.63 | Com ¦ Com Gas Storage Water Heater (0.63 UEF - 50 Gal) - ZEAS 2030 - Cold ¦ SCG ¦ Cold | Com ¦ Com Gas Storage Water Heater (0.63 UEF - 50 Gal) - ZEAS 2030 - Cold | SCG ¦ Cold | SCG | All | Electric & Gas | Gas Storage WH (0.63 UEF - 50 Gal) | Average Existing and Code |  | 2030 | 1 | Conventional | WaterHeat | Com - Health | Com | ROB and NEW | 0 | 1000 sqft2 of floor space | 1000 sqft served | 13 | DEER:Indoor_CFL_Ltg | 0 | 0 | 0 | SWWH027-05 | 369.598 | 2024 | 225.3961 | 2024 | 0 | 0 | SWWH027-05 | Com Small Gas Water Heaters - ZEAS 2030 - Cold ¦ SCG ¦ Cold | Com Small Gas Water Heaters - ZEAS 2030 - Cold | 0.52611 | 0.546 | 0.95 | CBSA 2019 | 0 | 2012 | 1 | SWWH027-05
COM-WATERHEAT-FS-10-ZEAS.64 | Com ¦ Com Gas Storage Water Heater (0.63 UEF - 50 Gal) - ZEAS 2030 - Cold ¦ SCG ¦ Cold | Com ¦ Com Gas Storage Water Heater (0.63 UEF - 50 Gal) - ZEAS 2030 - Cold | SCG ¦ Cold | SCG | All | Electric & Gas | Gas Storage WH (0.63 UEF - 50 Gal) | Average Existing and Code |  | 2030 | 1 | Conventional | WaterHeat | Com - Lodging | Com | ROB and NEW | 0 | 1000 sqft2 of floor space | 1000 sqft served | 13 | DEER:Indoor_CFL_Ltg | 0 | 0 | 0 | SWWH027-05 | 232.5542 | 2024 | 141.8212 | 2024 | 0 | 0 | SWWH027-05 | Com Small Gas Water Heaters - ZEAS 2030 - Cold ¦ SCG ¦ Cold | Com Small Gas Water Heaters - ZEAS 2030 - Cold | 0.73871 | 0.546 | 0.95 | CBSA 2019 | 0 | 2012 | 1 | SWWH027-05
COM-WATERHEAT-FS-10-ZEAS.65 | Com ¦ Com Gas Storage Water Heater (0.63 UEF - 50 Gal) - ZEAS 2030 - Cold ¦ SCG ¦ Cold | Com ¦ Com Gas Storage Water Heater (0.63 UEF - 50 Gal) - ZEAS 2030 - Cold | SCG ¦ Cold | SCG | All | Electric & Gas | Gas Storage WH (0.63 UEF - 50 Gal) | Average Existing and Code |  | 2030 | 1 | Conventional | WaterHeat | Com - Office (Large) | Com | ROB and NEW | 0 | 1000 sqft2 of floor space | 1000 sqft served | 13 | DEER:Indoor_CFL_Ltg | 0 | 0 | 0 | SWWH027-05 | 75.9307 | 2024 | 46.3057 | 2024 | 0 | 0 | SWWH027-05 | Com Small Gas Water Heaters - ZEAS 2030 - Cold ¦ SCG ¦ Cold | Com Small Gas Water Heaters - ZEAS 2030 - Cold | 0.46177 | 0.546 | 0.95 | CBSA 2019 | 0 | 2012 | 1 | SWWH027-05
COM-WATERHEAT-FS-10-ZEAS.66 | Com ¦ Com Gas Storage Water Heater (0.63 UEF - 50 Gal) - ZEAS 2030 - Cold ¦ SCG ¦ Cold | Com ¦ Com Gas Storage Water Heater (0.63 UEF - 50 Gal) - ZEAS 2030 - Cold | SCG ¦ Cold | SCG | All | Electric & Gas | Gas Storage WH (0.63 UEF - 50 Gal) | Average Existing and Code |  | 2030 | 1 | Conventional | WaterHeat | Com - Office (Small) | Com | ROB and NEW | 0 | 1000 sqft2 of floor space | 1000 sqft served | 13 | DEER:Indoor_CFL_Ltg | 0 | 0 | 0 | SWWH027-05 | 75.9307 | 2024 | 46.3057 | 2024 | 0 | 0 | SWWH027-05 | Com Small Gas Water Heaters - ZEAS 2030 - Cold ¦ SCG ¦ Cold | Com Small Gas Water Heaters - ZEAS 2030 - Cold | 0.46177 | 0.546 | 0.95 | CBSA 2019 | 0 | 2012 | 1 | SWWH027-05
COM-WATERHEAT-FS-10-ZEAS.67 | Com ¦ Com Gas Storage Water Heater (0.63 UEF - 50 Gal) - ZEAS 2030 - Cold ¦ SCG ¦ Cold | Com ¦ Com Gas Storage Water Heater (0.63 UEF - 50 Gal) - ZEAS 2030 - Cold | SCG ¦ Cold | SCG | All | Electric & Gas | Gas Storage WH (0.63 UEF - 50 Gal) | Average Existing and Code |  | 2030 | 1 | Conventional | WaterHeat | Com - Other | Com | ROB and NEW | 0 | 1000 sqft2 of floor space | 1000 sqft served | 13 | DEER:Indoor_CFL_Ltg | 0 | 0 | 0 | SWWH027-05 | 627.9886 | 2024 | 382.9733 | 2024 | 0 | 0 | SWWH027-05 | Com Small Gas Water Heaters - ZEAS 2030 - Cold ¦ SCG ¦ Cold | Com Small Gas Water Heaters - ZEAS 2030 - Cold | 0.5433 | 0.546 | 0.95 | CBSA 2019 | 0 | 2012 | 1 | SWWH027-05
COM-WATERHEAT-FS-10-ZEAS.68 | Com ¦ Com Gas Storage Water Heater (0.63 UEF - 50 Gal) - ZEAS 2030 - Cold ¦ SCG ¦ Cold | Com ¦ Com Gas Storage Water Heater (0.63 UEF - 50 Gal) - ZEAS 2030 - Cold | SCG ¦ Cold | SCG | All | Electric & Gas | Gas Storage WH (0.63 UEF - 50 Gal) | Average Existing and Code |  | 2030 | 1 | Conventional | WaterHeat | Com - Refrig. Warehouse | Com | ROB and NEW | 0 | 1000 sqft2 of floor space | 1000 sqft served | 13 | DEER:Indoor_CFL_Ltg | 0 | 0 | 0 | SWWH027-05 | 35.1104 | 2024 | 21.4118 | 2024 | 0 | 0 | SWWH027-05 | Com Small Gas Water Heaters - ZEAS 2030 - Cold ¦ SCG ¦ Cold | Com Small Gas Water Heaters - ZEAS 2030 - Cold | 0.22621 | 0.546 | 0.95 | CBSA 2019 | 0 | 2012 | 1 | SWWH027-05
COM-WATERHEAT-FS-10-ZEAS.69 | Com ¦ Com Gas Storage Water Heater (0.63 UEF - 50 Gal) - ZEAS 2030 - Cold ¦ SCG ¦ Cold | Com ¦ Com Gas Storage Water Heater (0.63 UEF - 50 Gal) - ZEAS 2030 - Cold | SCG ¦ Cold | SCG | All | Electric & Gas | Gas Storage WH (0.63 UEF - 50 Gal) | Average Existing and Code |  | 2030 | 1 | Conventional | WaterHeat | Com - Restaurant | Com | ROB and NEW | 0 | 1000 sqft2 of floor space | 1000 sqft served | 13 | DEER:Indoor_CFL_Ltg | 0 | 0 | 0 | SWWH027-05 | 3289.2989 | 2024 | 2005.9501 | 2024 | 0 | 0 | SWWH027-05 | Com Small Gas Water Heaters - ZEAS 2030 - Cold ¦ SCG ¦ Cold | Com Small Gas Water Heaters - ZEAS 2030 - Cold | 0.79319 | 0.546 | 0.95 | CBSA 2019 | 0 | 2012 | 1 | SWWH027-05
COM-WATERHEAT-FS-10-ZEAS.70 | Com ¦ Com Gas Storage Water Heater (0.63 UEF - 50 Gal) - ZEAS 2030 - Cold ¦ SCG ¦ Cold | Com ¦ Com Gas Storage Water Heater (0.63 UEF - 50 Gal) - ZEAS 2030 - Cold | SCG ¦ Cold | SCG | All | Electric & Gas | Gas Storage WH (0.63 UEF - 50 Gal) | Average Existing and Code |  | 2030 | 1 | Conventional | WaterHeat | Com - Retail | Com | ROB and NEW | 0 | 1000 sqft2 of floor space | 1000 sqft served | 13 | DEER:Indoor_CFL_Ltg | 0 | 0 | 0 | SWWH027-05 | 47.0314 | 2024 | 28.6817 | 2024 | 0 | 0 | SWWH027-05 | Com Small Gas Water Heaters - ZEAS 2030 - Cold ¦ SCG ¦ Cold | Com Small Gas Water Heaters - ZEAS 2030 - Cold | 0.40063 | 0.546 | 0.95 | CBSA 2019 | 0 | 2012 | 1 | SWWH027-05
COM-WATERHEAT-FS-10-ZEAS.71 | Com ¦ Com Gas Storage Water Heater (0.63 UEF - 50 Gal) - ZEAS 2030 - Cold ¦ SCG ¦ Cold | Com ¦ Com Gas Storage Water Heater (0.63 UEF - 50 Gal) - ZEAS 2030 - Cold | SCG ¦ Cold | SCG | All | Electric & Gas | Gas Storage WH (0.63 UEF - 50 Gal) | Average Existing and Code |  | 2030 | 1 | Conventional | WaterHeat | Com - School | Com | ROB and NEW | 0 | 1000 sqft2 of floor space | 1000 sqft served | 13 | DEER:Indoor_CFL_Ltg | 0 | 0 | 0 | SWWH027-05 | 387.4154 | 2024 | 236.2619 | 2024 | 0 | 0 | SWWH027-05 | Com Small Gas Water Heaters - ZEAS 2030 - Cold ¦ SCG ¦ Cold | Com Small Gas Water Heaters - ZEAS 2030 - Cold | 0.76922 | 0.546 | 0.95 | CBSA 2019 | 0 | 2012 | 1 | SWWH027-05
COM-WATERHEAT-FS-10-ZEAS.72 | Com ¦ Com Gas Storage Water Heater (0.63 UEF - 50 Gal) - ZEAS 2030 - Cold ¦ SCG ¦ Cold | Com ¦ Com Gas Storage Water Heater (0.63 UEF - 50 Gal) - ZEAS 2030 - Cold | SCG ¦ Cold | SCG | All | Electric & Gas | Gas Storage WH (0.63 UEF - 50 Gal) | Average Existing and Code |  | 2030 | 1 | Conventional | WaterHeat | Com - Warehouse | Com | ROB and NEW | 0 | 1000 sqft2 of floor space | 1000 sqft served | 13 | DEER:Indoor_CFL_Ltg | 0 | 0 | 0 | SWWH027-05 | 7.0221 | 2024 | 4.2824 | 2024 | 0 | 0 | SWWH027-05 | Com Small Gas Water Heaters - ZEAS 2030 - Cold ¦ SCG ¦ Cold | Com Small Gas Water Heaters - ZEAS 2030 - Cold | 0.1976 | 0.546 | 0.95 | CBSA 2019 | 0 | 2012 | 1 | SWWH027-05
COM-WATERHEAT-FS-10-ZEAS.73 | Com ¦ Com Gas Storage Water Heater (0.63 UEF - 50 Gal) - ZEAS 2030 - Marine ¦ SDG&E ¦ Marine | Com ¦ Com Gas Storage Water Heater (0.63 UEF - 50 Gal) - ZEAS 2030 - Marine | SDG&E ¦ Marine | SDG&E | All | Electric & Gas | Gas Storage WH (0.63 UEF - 50 Gal) | Average Existing and Code |  | 2030 | 1 | Conventional | WaterHeat | Com - College | Com | ROB and NEW | 0 | 1000 sqft2 of floor space | 1000 sqft served | 13 | DEER:Indoor_CFL_Ltg | 0 | 0 | 0 | SWWH027-05 | 244.0121 | 2024 | 148.8087 | 2024 | 0 | 0 | SWWH027-05 | Com Small Gas Water Heaters - ZEAS 2030 - Marine ¦ SDG&E ¦ Marine | Com Small Gas Water Heaters - ZEAS 2030 - Marine | 0.74815 | 0.546 | 0.95 | CBSA 2019 | 0 | 2012 | 1 | SWWH027-05
COM-WATERHEAT-FS-10-ZEAS.74 | Com ¦ Com Gas Storage Water Heater (0.63 UEF - 50 Gal) - ZEAS 2030 - Marine ¦ SDG&E ¦ Marine | Com ¦ Com Gas Storage Water Heater (0.63 UEF - 50 Gal) - ZEAS 2030 - Marine | SDG&E ¦ Marine | SDG&E | All | Electric & Gas | Gas Storage WH (0.63 UEF - 50 Gal) | Average Existing and Code |  | 2030 | 1 | Conventional | WaterHeat | Com - Grocery | Com | ROB and NEW | 0 | 1000 sqft2 of floor space | 1000 sqft served | 13 | DEER:Indoor_CFL_Ltg | 0 | 0 | 0 | SWWH027-05 | 202.482 | 2024 | 123.4818 | 2024 | 0 | 0 | SWWH027-05 | Com Small Gas Water Heaters - ZEAS 2030 - Marine ¦ SDG&E ¦ Marine | Com Small Gas Water Heaters - ZEAS 2030 - Marine | 0.59609 | 0.546 | 0.95 | CBSA 2019 | 0 | 2012 | 1 | SWWH027-05
COM-WATERHEAT-FS-10-ZEAS.75 | Com ¦ Com Gas Storage Water Heater (0.63 UEF - 50 Gal) - ZEAS 2030 - Marine ¦ SDG&E ¦ Marine | Com ¦ Com Gas Storage Water Heater (0.63 UEF - 50 Gal) - ZEAS 2030 - Marine | SDG&E ¦ Marine | SDG&E | All | Electric & Gas | Gas Storage WH (0.63 UEF - 50 Gal) | Average Existing and Code |  | 2030 | 1 | Conventional | WaterHeat | Com - Health | Com | ROB and NEW | 0 | 1000 sqft2 of floor space | 1000 sqft served | 13 | DEER:Indoor_CFL_Ltg | 0 | 0 | 0 | SWWH027-05 | 369.598 | 2024 | 225.3961 | 2024 | 0 | 0 | SWWH027-05 | Com Small Gas Water Heaters - ZEAS 2030 - Marine ¦ SDG&E ¦ Marine | Com Small Gas Water Heaters - ZEAS 2030 - Marine | 0.52611 | 0.546 | 0.95 | CBSA 2019 | 0 | 2012 | 1 | SWWH027-05
COM-WATERHEAT-FS-10-ZEAS.76 | Com ¦ Com Gas Storage Water Heater (0.63 UEF - 50 Gal) - ZEAS 2030 - Marine ¦ SDG&E ¦ Marine | Com ¦ Com Gas Storage Water Heater (0.63 UEF - 50 Gal) - ZEAS 2030 - Marine | SDG&E ¦ Marine | SDG&E | All | Electric & Gas | Gas Storage WH (0.63 UEF - 50 Gal) | Average Existing and Code |  | 2030 | 1 | Conventional | WaterHeat | Com - Lodging | Com | ROB and NEW | 0 | 1000 sqft2 of floor space | 1000 sqft served | 13 | DEER:Indoor_CFL_Ltg | 0 | 0 | 0 | SWWH027-05 | 232.5542 | 2024 | 141.8212 | 2024 | 0 | 0 | SWWH027-05 | Com Small Gas Water Heaters - ZEAS 2030 - Marine ¦ SDG&E ¦ Marine | Com Small Gas Water Heaters - ZEAS 2030 - Marine | 0.73871 | 0.546 | 0.95 | CBSA 2019 | 0 | 2012 | 1 | SWWH027-05
COM-WATERHEAT-FS-10-ZEAS.77 | Com ¦ Com Gas Storage Water Heater (0.63 UEF - 50 Gal) - ZEAS 2030 - Marine ¦ SDG&E ¦ Marine | Com ¦ Com Gas Storage Water Heater (0.63 UEF - 50 Gal) - ZEAS 2030 - Marine | SDG&E ¦ Marine | SDG&E | All | Electric & Gas | Gas Storage WH (0.63 UEF - 50 Gal) | Average Existing and Code |  | 2030 | 1 | Conventional | WaterHeat | Com - Office (Large) | Com | ROB and NEW | 0 | 1000 sqft2 of floor space | 1000 sqft served | 13 | DEER:Indoor_CFL_Ltg | 0 | 0 | 0 | SWWH027-05 | 75.9307 | 2024 | 46.3057 | 2024 | 0 | 0 | SWWH027-05 | Com Small Gas Water Heaters - ZEAS 2030 - Marine ¦ SDG&E ¦ Marine | Com Small Gas Water Heaters - ZEAS 2030 - Marine | 0.46177 | 0.546 | 0.95 | CBSA 2019 | 0 | 2012 | 1 | SWWH027-05
COM-WATERHEAT-FS-10-ZEAS.78 | Com ¦ Com Gas Storage Water Heater (0.63 UEF - 50 Gal) - ZEAS 2030 - Marine ¦ SDG&E ¦ Marine | Com ¦ Com Gas Storage Water Heater (0.63 UEF - 50 Gal) - ZEAS 2030 - Marine | SDG&E ¦ Marine | SDG&E | All | Electric & Gas | Gas Storage WH (0.63 UEF - 50 Gal) | Average Existing and Code |  | 2030 | 1 | Conventional | WaterHeat | Com - Office (Small) | Com | ROB and NEW | 0 | 1000 sqft2 of floor space | 1000 sqft served | 13 | DEER:Indoor_CFL_Ltg | 0 | 0 | 0 | SWWH027-05 | 75.9307 | 2024 | 46.3057 | 2024 | 0 | 0 | SWWH027-05 | Com Small Gas Water Heaters - ZEAS 2030 - Marine ¦ SDG&E ¦ Marine | Com Small Gas Water Heaters - ZEAS 2030 - Marine | 0.46177 | 0.546 | 0.95 | CBSA 2019 | 0 | 2012 | 1 | SWWH027-05
COM-WATERHEAT-FS-10-ZEAS.79 | Com ¦ Com Gas Storage Water Heater (0.63 UEF - 50 Gal) - ZEAS 2030 - Marine ¦ SDG&E ¦ Marine | Com ¦ Com Gas Storage Water Heater (0.63 UEF - 50 Gal) - ZEAS 2030 - Marine | SDG&E ¦ Marine | SDG&E | All | Electric & Gas | Gas Storage WH (0.63 UEF - 50 Gal) | Average Existing and Code |  | 2030 | 1 | Conventional | WaterHeat | Com - Other | Com | ROB and NEW | 0 | 1000 sqft2 of floor space | 1000 sqft served | 13 | DEER:Indoor_CFL_Ltg | 0 | 0 | 0 | SWWH027-05 | 627.9886 | 2024 | 382.9733 | 2024 | 0 | 0 | SWWH027-05 | Com Small Gas Water Heaters - ZEAS 2030 - Marine ¦ SDG&E ¦ Marine | Com Small Gas Water Heaters - ZEAS 2030 - Marine | 0.5433 | 0.546 | 0.95 | CBSA 2019 | 0 | 2012 | 1 | SWWH027-05
COM-WATERHEAT-FS-10-ZEAS.80 | Com ¦ Com Gas Storage Water Heater (0.63 UEF - 50 Gal) - ZEAS 2030 - Marine ¦ SDG&E ¦ Marine | Com ¦ Com Gas Storage Water Heater (0.63 UEF - 50 Gal) - ZEAS 2030 - Marine | SDG&E ¦ Marine | SDG&E | All | Electric & Gas | Gas Storage WH (0.63 UEF - 50 Gal) | Average Existing and Code |  | 2030 | 1 | Conventional | WaterHeat | Com - Refrig. Warehouse | Com | ROB and NEW | 0 | 1000 sqft2 of floor space | 1000 sqft served | 13 | DEER:Indoor_CFL_Ltg | 0 | 0 | 0 | SWWH027-05 | 35.1104 | 2024 | 21.4118 | 2024 | 0 | 0 | SWWH027-05 | Com Small Gas Water Heaters - ZEAS 2030 - Marine ¦ SDG&E ¦ Marine | Com Small Gas Water Heaters - ZEAS 2030 - Marine | 0.22621 | 0.546 | 0.95 | CBSA 2019 | 0 | 2012 | 1 | SWWH027-05
COM-WATERHEAT-FS-10-ZEAS.81 | Com ¦ Com Gas Storage Water Heater (0.63 UEF - 50 Gal) - ZEAS 2030 - Marine ¦ SDG&E ¦ Marine | Com ¦ Com Gas Storage Water Heater (0.63 UEF - 50 Gal) - ZEAS 2030 - Marine | SDG&E ¦ Marine | SDG&E | All | Electric & Gas | Gas Storage WH (0.63 UEF - 50 Gal) | Average Existing and Code |  | 2030 | 1 | Conventional | WaterHeat | Com - Restaurant | Com | ROB and NEW | 0 | 1000 sqft2 of floor space | 1000 sqft served | 13 | DEER:Indoor_CFL_Ltg | 0 | 0 | 0 | SWWH027-05 | 3289.2989 | 2024 | 2005.9501 | 2024 | 0 | 0 | SWWH027-05 | Com Small Gas Water Heaters - ZEAS 2030 - Marine ¦ SDG&E ¦ Marine | Com Small Gas Water Heaters - ZEAS 2030 - Marine | 0.79319 | 0.546 | 0.95 | CBSA 2019 | 0 | 2012 | 1 | SWWH027-05
COM-WATERHEAT-FS-10-ZEAS.82 | Com ¦ Com Gas Storage Water Heater (0.63 UEF - 50 Gal) - ZEAS 2030 - Marine ¦ SDG&E ¦ Marine | Com ¦ Com Gas Storage Water Heater (0.63 UEF - 50 Gal) - ZEAS 2030 - Marine | SDG&E ¦ Marine | SDG&E | All | Electric & Gas | Gas Storage WH (0.63 UEF - 50 Gal) | Average Existing and Code |  | 2030 | 1 | Conventional | WaterHeat | Com - Retail | Com | ROB and NEW | 0 | 1000 sqft2 of floor space | 1000 sqft served | 13 | DEER:Indoor_CFL_Ltg | 0 | 0 | 0 | SWWH027-05 | 47.0314 | 2024 | 28.6817 | 2024 | 0 | 0 | SWWH027-05 | Com Small Gas Water Heaters - ZEAS 2030 - Marine ¦ SDG&E ¦ Marine | Com Small Gas Water Heaters - ZEAS 2030 - Marine | 0.40063 | 0.546 | 0.95 | CBSA 2019 | 0 | 2012 | 1 | SWWH027-05
COM-WATERHEAT-FS-10-ZEAS.83 | Com ¦ Com Gas Storage Water Heater (0.63 UEF - 50 Gal) - ZEAS 2030 - Marine ¦ SDG&E ¦ Marine | Com ¦ Com Gas Storage Water Heater (0.63 UEF - 50 Gal) - ZEAS 2030 - Marine | SDG&E ¦ Marine | SDG&E | All | Electric & Gas | Gas Storage WH (0.63 UEF - 50 Gal) | Average Existing and Code |  | 2030 | 1 | Conventional | WaterHeat | Com - School | Com | ROB and NEW | 0 | 1000 sqft2 of floor space | 1000 sqft served | 13 | DEER:Indoor_CFL_Ltg | 0 | 0 | 0 | SWWH027-05 | 387.4154 | 2024 | 236.2619 | 2024 | 0 | 0 | SWWH027-05 | Com Small Gas Water Heaters - ZEAS 2030 - Marine ¦ SDG&E ¦ Marine | Com Small Gas Water Heaters - ZEAS 2030 - Marine | 0.76922 | 0.546 | 0.95 | CBSA 2019 | 0 | 2012 | 1 | SWWH027-05
COM-WATERHEAT-FS-10-ZEAS.84 | Com ¦ Com Gas Storage Water Heater (0.63 UEF - 50 Gal) - ZEAS 2030 - Marine ¦ SDG&E ¦ Marine | Com ¦ Com Gas Storage Water Heater (0.63 UEF - 50 Gal) - ZEAS 2030 - Marine | SDG&E ¦ Marine | SDG&E | All | Electric & Gas | Gas Storage WH (0.63 UEF - 50 Gal) | Average Existing and Code |  | 2030 | 1 | Conventional | WaterHeat | Com - Warehouse | Com | ROB and NEW | 0 | 1000 sqft2 of floor space | 1000 sqft served | 13 | DEER:Indoor_CFL_Ltg | 0 | 0 | 0 | SWWH027-05 | 7.0221 | 2024 | 4.2824 | 2024 | 0 | 0 | SWWH027-05 | Com Small Gas Water Heaters - ZEAS 2030 - Marine ¦ SDG&E ¦ Marine | Com Small Gas Water Heaters - ZEAS 2030 - Marine | 0.1976 | 0.546 | 0.95 | CBSA 2019 | 0 | 2012 | 1 | SWWH027-05
COM-WATERHEAT-FS-10-ZEAS.85 | Com ¦ Com Gas Storage Water Heater (0.63 UEF - 50 Gal) - ZEAS 2030 - Hot-Dry ¦ SDG&E ¦ Hot-Dry | Com ¦ Com Gas Storage Water Heater (0.63 UEF - 50 Gal) - ZEAS 2030 - Hot-Dry | SDG&E ¦ Hot-Dry | SDG&E | All | Electric & Gas | Gas Storage WH (0.63 UEF - 50 Gal) | Average Existing and Code |  | 2030 | 1 | Conventional | WaterHeat | Com - College | Com | ROB and NEW | 0 | 1000 sqft2 of floor space | 1000 sqft served | 13 | DEER:Indoor_CFL_Ltg | 0 | 0 | 0 | SWWH027-05 | 122.0061 | 2024 | 74.4043 | 2024 | 0 | 0 | SWWH027-05 | Com Small Gas Water Heaters - ZEAS 2030 - Hot-Dry ¦ SDG&E ¦ Hot-Dry | Com Small Gas Water Heaters - ZEAS 2030 - Hot-Dry | 0.74815 | 0.546 | 0.95 | CBSA 2019 | 0 | 2012 | 1 | SWWH027-05
COM-WATERHEAT-FS-10-ZEAS.86 | Com ¦ Com Gas Storage Water Heater (0.63 UEF - 50 Gal) - ZEAS 2030 - Hot-Dry ¦ SDG&E ¦ Hot-Dry | Com ¦ Com Gas Storage Water Heater (0.63 UEF - 50 Gal) - ZEAS 2030 - Hot-Dry | SDG&E ¦ Hot-Dry | SDG&E | All | Electric & Gas | Gas Storage WH (0.63 UEF - 50 Gal) | Average Existing and Code |  | 2030 | 1 | Conventional | WaterHeat | Com - Grocery | Com | ROB and NEW | 0 | 1000 sqft2 of floor space | 1000 sqft served | 13 | DEER:Indoor_CFL_Ltg | 0 | 0 | 0 | SWWH027-05 | 101.241 | 2024 | 61.7409 | 2024 | 0 | 0 | SWWH027-05 | Com Small Gas Water Heaters - ZEAS 2030 - Hot-Dry ¦ SDG&E ¦ Hot-Dry | Com Small Gas Water Heaters - ZEAS 2030 - Hot-Dry | 0.59609 | 0.546 | 0.95 | CBSA 2019 | 0 | 2012 | 1 | SWWH027-05
COM-WATERHEAT-FS-10-ZEAS.87 | Com ¦ Com Gas Storage Water Heater (0.63 UEF - 50 Gal) - ZEAS 2030 - Hot-Dry ¦ SDG&E ¦ Hot-Dry | Com ¦ Com Gas Storage Water Heater (0.63 UEF - 50 Gal) - ZEAS 2030 - Hot-Dry | SDG&E ¦ Hot-Dry | SDG&E | All | Electric & Gas | Gas Storage WH (0.63 UEF - 50 Gal) | Average Existing and Code |  | 2030 | 1 | Conventional | WaterHeat | Com - Health | Com | ROB and NEW | 0 | 1000 sqft2 of floor space | 1000 sqft served | 13 | DEER:Indoor_CFL_Ltg | 0 | 0 | 0 | SWWH027-05 | 184.799 | 2024 | 112.698 | 2024 | 0 | 0 | SWWH027-05 | Com Small Gas Water Heaters - ZEAS 2030 - Hot-Dry ¦ SDG&E ¦ Hot-Dry | Com Small Gas Water Heaters - ZEAS 2030 - Hot-Dry | 0.52611 | 0.546 | 0.95 | CBSA 2019 | 0 | 2012 | 1 | SWWH027-05
COM-WATERHEAT-FS-10-ZEAS.88 | Com ¦ Com Gas Storage Water Heater (0.63 UEF - 50 Gal) - ZEAS 2030 - Hot-Dry ¦ SDG&E ¦ Hot-Dry | Com ¦ Com Gas Storage Water Heater (0.63 UEF - 50 Gal) - ZEAS 2030 - Hot-Dry | SDG&E ¦ Hot-Dry | SDG&E | All | Electric & Gas | Gas Storage WH (0.63 UEF - 50 Gal) | Average Existing and Code |  | 2030 | 1 | Conventional | WaterHeat | Com - Lodging | Com | ROB and NEW | 0 | 1000 sqft2 of floor space | 1000 sqft served | 13 | DEER:Indoor_CFL_Ltg | 0 | 0 | 0 | SWWH027-05 | 116.2771 | 2024 | 70.9106 | 2024 | 0 | 0 | SWWH027-05 | Com Small Gas Water Heaters - ZEAS 2030 - Hot-Dry ¦ SDG&E ¦ Hot-Dry | Com Small Gas Water Heaters - ZEAS 2030 - Hot-Dry | 0.73871 | 0.546 | 0.95 | CBSA 2019 | 0 | 2012 | 1 | SWWH027-05
COM-WATERHEAT-FS-10-ZEAS.89 | Com ¦ Com Gas Storage Water Heater (0.63 UEF - 50 Gal) - ZEAS 2030 - Hot-Dry ¦ SDG&E ¦ Hot-Dry | Com ¦ Com Gas Storage Water Heater (0.63 UEF - 50 Gal) - ZEAS 2030 - Hot-Dry | SDG&E ¦ Hot-Dry | SDG&E | All | Electric & Gas | Gas Storage WH (0.63 UEF - 50 Gal) | Average Existing and Code |  | 2030 | 1 | Conventional | WaterHeat | Com - Office (Large) | Com | ROB and NEW | 0 | 1000 sqft2 of floor space | 1000 sqft served | 13 | DEER:Indoor_CFL_Ltg | 0 | 0 | 0 | SWWH027-05 | 37.9654 | 2024 | 23.1528 | 2024 | 0 | 0 | SWWH027-05 | Com Small Gas Water Heaters - ZEAS 2030 - Hot-Dry ¦ SDG&E ¦ Hot-Dry | Com Small Gas Water Heaters - ZEAS 2030 - Hot-Dry | 0.46177 | 0.546 | 0.95 | CBSA 2019 | 0 | 2012 | 1 | SWWH027-05
COM-WATERHEAT-FS-10-ZEAS.90 | Com ¦ Com Gas Storage Water Heater (0.63 UEF - 50 Gal) - ZEAS 2030 - Hot-Dry ¦ SDG&E ¦ Hot-Dry | Com ¦ Com Gas Storage Water Heater (0.63 UEF - 50 Gal) - ZEAS 2030 - Hot-Dry | SDG&E ¦ Hot-Dry | SDG&E | All | Electric & Gas | Gas Storage WH (0.63 UEF - 50 Gal) | Average Existing and Code |  | 2030 | 1 | Conventional | WaterHeat | Com - Office (Small) | Com | ROB and NEW | 0 | 1000 sqft2 of floor space | 1000 sqft served | 13 | DEER:Indoor_CFL_Ltg | 0 | 0 | 0 | SWWH027-05 | 37.9654 | 2024 | 23.1528 | 2024 | 0 | 0 | SWWH027-05 | Com Small Gas Water Heaters - ZEAS 2030 - Hot-Dry ¦ SDG&E ¦ Hot-Dry | Com Small Gas Water Heaters - ZEAS 2030 - Hot-Dry | 0.46177 | 0.546 | 0.95 | CBSA 2019 | 0 | 2012 | 1 | SWWH027-05
COM-WATERHEAT-FS-10-ZEAS.91 | Com ¦ Com Gas Storage Water Heater (0.63 UEF - 50 Gal) - ZEAS 2030 - Hot-Dry ¦ SDG&E ¦ Hot-Dry | Com ¦ Com Gas Storage Water Heater (0.63 UEF - 50 Gal) - ZEAS 2030 - Hot-Dry | SDG&E ¦ Hot-Dry | SDG&E | All | Electric & Gas | Gas Storage WH (0.63 UEF - 50 Gal) | Average Existing and Code |  | 2030 | 1 | Conventional | WaterHeat | Com - Other | Com | ROB and NEW | 0 | 1000 sqft2 of floor space | 1000 sqft served | 13 | DEER:Indoor_CFL_Ltg | 0 | 0 | 0 | SWWH027-05 | 313.9943 | 2024 | 191.4867 | 2024 | 0 | 0 | SWWH027-05 | Com Small Gas Water Heaters - ZEAS 2030 - Hot-Dry ¦ SDG&E ¦ Hot-Dry | Com Small Gas Water Heaters - ZEAS 2030 - Hot-Dry | 0.5433 | 0.546 | 0.95 | CBSA 2019 | 0 | 2012 | 1 | SWWH027-05
COM-WATERHEAT-FS-10-ZEAS.92 | Com ¦ Com Gas Storage Water Heater (0.63 UEF - 50 Gal) - ZEAS 2030 - Hot-Dry ¦ SDG&E ¦ Hot-Dry | Com ¦ Com Gas Storage Water Heater (0.63 UEF - 50 Gal) - ZEAS 2030 - Hot-Dry | SDG&E ¦ Hot-Dry | SDG&E | All | Electric & Gas | Gas Storage WH (0.63 UEF - 50 Gal) | Average Existing and Code |  | 2030 | 1 | Conventional | WaterHeat | Com - Refrig. Warehouse | Com | ROB and NEW | 0 | 1000 sqft2 of floor space | 1000 sqft served | 13 | DEER:Indoor_CFL_Ltg | 0 | 0 | 0 | SWWH027-05 | 17.5552 | 2024 | 10.7059 | 2024 | 0 | 0 | SWWH027-05 | Com Small Gas Water Heaters - ZEAS 2030 - Hot-Dry ¦ SDG&E ¦ Hot-Dry | Com Small Gas Water Heaters - ZEAS 2030 - Hot-Dry | 0.22621 | 0.546 | 0.95 | CBSA 2019 | 0 | 2012 | 1 | SWWH027-05
COM-WATERHEAT-FS-10-ZEAS.93 | Com ¦ Com Gas Storage Water Heater (0.63 UEF - 50 Gal) - ZEAS 2030 - Hot-Dry ¦ SDG&E ¦ Hot-Dry | Com ¦ Com Gas Storage Water Heater (0.63 UEF - 50 Gal) - ZEAS 2030 - Hot-Dry | SDG&E ¦ Hot-Dry | SDG&E | All | Electric & Gas | Gas Storage WH (0.63 UEF - 50 Gal) | Average Existing and Code |  | 2030 | 1 | Conventional | WaterHeat | Com - Restaurant | Com | ROB and NEW | 0 | 1000 sqft2 of floor space | 1000 sqft served | 13 | DEER:Indoor_CFL_Ltg | 0 | 0 | 0 | SWWH027-05 | 1644.6494 | 2024 | 1002.975 | 2024 | 0 | 0 | SWWH027-05 | Com Small Gas Water Heaters - ZEAS 2030 - Hot-Dry ¦ SDG&E ¦ Hot-Dry | Com Small Gas Water Heaters - ZEAS 2030 - Hot-Dry | 0.79319 | 0.546 | 0.95 | CBSA 2019 | 0 | 2012 | 1 | SWWH027-05
COM-WATERHEAT-FS-10-ZEAS.94 | Com ¦ Com Gas Storage Water Heater (0.63 UEF - 50 Gal) - ZEAS 2030 - Hot-Dry ¦ SDG&E ¦ Hot-Dry | Com ¦ Com Gas Storage Water Heater (0.63 UEF - 50 Gal) - ZEAS 2030 - Hot-Dry | SDG&E ¦ Hot-Dry | SDG&E | All | Electric & Gas | Gas Storage WH (0.63 UEF - 50 Gal) | Average Existing and Code |  | 2030 | 1 | Conventional | WaterHeat | Com - Retail | Com | ROB and NEW | 0 | 1000 sqft2 of floor space | 1000 sqft served | 13 | DEER:Indoor_CFL_Ltg | 0 | 0 | 0 | SWWH027-05 | 23.5157 | 2024 | 14.3408 | 2024 | 0 | 0 | SWWH027-05 | Com Small Gas Water Heaters - ZEAS 2030 - Hot-Dry ¦ SDG&E ¦ Hot-Dry | Com Small Gas Water Heaters - ZEAS 2030 - Hot-Dry | 0.40063 | 0.546 | 0.95 | CBSA 2019 | 0 | 2012 | 1 | SWWH027-05
COM-WATERHEAT-FS-10-ZEAS.95 | Com ¦ Com Gas Storage Water Heater (0.63 UEF - 50 Gal) - ZEAS 2030 - Hot-Dry ¦ SDG&E ¦ Hot-Dry | Com ¦ Com Gas Storage Water Heater (0.63 UEF - 50 Gal) - ZEAS 2030 - Hot-Dry | SDG&E ¦ Hot-Dry | SDG&E | All | Electric & Gas | Gas Storage WH (0.63 UEF - 50 Gal) | Average Existing and Code |  | 2030 | 1 | Conventional | WaterHeat | Com - School | Com | ROB and NEW | 0 | 1000 sqft2 of floor space | 1000 sqft served | 13 | DEER:Indoor_CFL_Ltg | 0 | 0 | 0 | SWWH027-05 | 193.7077 | 2024 | 118.1309 | 2024 | 0 | 0 | SWWH027-05 | Com Small Gas Water Heaters - ZEAS 2030 - Hot-Dry ¦ SDG&E ¦ Hot-Dry | Com Small Gas Water Heaters - ZEAS 2030 - Hot-Dry | 0.76922 | 0.546 | 0.95 | CBSA 2019 | 0 | 2012 | 1 | SWWH027-05
COM-WATERHEAT-FS-10-ZEAS.96 | Com ¦ Com Gas Storage Water Heater (0.63 UEF - 50 Gal) - ZEAS 2030 - Hot-Dry ¦ SDG&E ¦ Hot-Dry | Com ¦ Com Gas Storage Water Heater (0.63 UEF - 50 Gal) - ZEAS 2030 - Hot-Dry | SDG&E ¦ Hot-Dry | SDG&E | All | Electric & Gas | Gas Storage WH (0.63 UEF - 50 Gal) | Average Existing and Code |  | 2030 | 1 | Conventional | WaterHeat | Com - Warehouse | Com | ROB and NEW | 0 | 1000 sqft2 of floor space | 1000 sqft served | 13 | DEER:Indoor_CFL_Ltg | 0 | 0 | 0 | SWWH027-05 | 3.511 | 2024 | 2.1412 | 2024 | 0 | 0 | SWWH027-05 | Com Small Gas Water Heaters - ZEAS 2030 - Hot-Dry ¦ SDG&E ¦ Hot-Dry | Com Small Gas Water Heaters - ZEAS 2030 - Hot-Dry | 0.1976 | 0.546 | 0.95 | CBSA 2019 | 0 | 2012 | 1 | SWWH027-05
COM-WATERHEAT-FS-10C-ZEAS.1 | Com ¦ Com Electric Storage Water Heater (0.92 UEF - 50 Gal) - FS Future Baseline 2030 - ZEAS 2030 - Marine ¦ PG&E ¦ Marine | Com ¦ Com Electric Storage Water Heater (0.92 UEF - 50 Gal) - FS Future Baseline 2030 - ZEAS 2030 - Marine | PG&E ¦ Marine | PG&E | All | Electric & Gas | Com Electric Storage Water Heater (0.92 UEF - 50 Gal) - FS Future Baseline 2030 | Efficient | 2030 |  | 1 | Conventional | WaterHeat | Com - College | Com | ROB and NEW | 0 | 1000 sqft2 of floor space | 1000 sqft served | 13 | DEER:Indoor_CFL_Ltg | 1137.8822 | 0.062187 | -67.0699 | SWWH031-04 | 173.1032 | 2024 | 102.5529 | 2024 | 0 | 0 | SWWH031-04 | Com Small Gas Water Heaters - ZEAS 2030 - Marine ¦ PG&E ¦ Marine | Com Small Gas Water Heaters - ZEAS 2030 - Marine | 0.74815 | 0.546 | 0 | CBSA 2019 | 135.3325 | 2012 | 1 | SWWH031-04
COM-WATERHEAT-FS-10C-ZEAS.2 | Com ¦ Com Electric Storage Water Heater (0.92 UEF - 50 Gal) - FS Future Baseline 2030 - ZEAS 2030 - Marine ¦ PG&E ¦ Marine | Com ¦ Com Electric Storage Water Heater (0.92 UEF - 50 Gal) - FS Future Baseline 2030 - ZEAS 2030 - Marine | PG&E ¦ Marine | PG&E | All | Electric & Gas | Com Electric Storage Water Heater (0.92 UEF - 50 Gal) - FS Future Baseline 2030 | Efficient | 2030 |  | 1 | Conventional | WaterHeat | Com - Grocery | Com | ROB and NEW | 0 | 1000 sqft2 of floor space | 1000 sqft served | 13 | DEER:Indoor_CFL_Ltg | 0 | 0 | 0 | SWWH031-04 | 101.241 | 2024 | 61.7409 | 2024 | 0 | 0 | SWWH031-04 | Com Small Gas Water Heaters - ZEAS 2030 - Marine ¦ PG&E ¦ Marine | Com Small Gas Water Heaters - ZEAS 2030 - Marine | 0.59609 | 0.546 | 0 | CBSA 2019 | 0 | 2012 | 1 | SWWH031-04
COM-WATERHEAT-FS-10C-ZEAS.3 | Com ¦ Com Electric Storage Water Heater (0.92 UEF - 50 Gal) - FS Future Baseline 2030 - ZEAS 2030 - Marine ¦ PG&E ¦ Marine | Com ¦ Com Electric Storage Water Heater (0.92 UEF - 50 Gal) - FS Future Baseline 2030 - ZEAS 2030 - Marine | PG&E ¦ Marine | PG&E | All | Electric & Gas | Com Electric Storage Water Heater (0.92 UEF - 50 Gal) - FS Future Baseline 2030 | Efficient | 2030 |  | 1 | Conventional | WaterHeat | Com - Health | Com | ROB and NEW | 0 | 1000 sqft2 of floor space | 1000 sqft served | 13 | DEER:Indoor_CFL_Ltg | 3261.7471 | 0.18037 | -189.4886 | SWWH031-04 | 262.1943 | 2024 | 155.3338 | 2024 | 0 | 0 | SWWH031-04 | Com Small Gas Water Heaters - ZEAS 2030 - Marine ¦ PG&E ¦ Marine | Com Small Gas Water Heaters - ZEAS 2030 - Marine | 0.52611 | 0.546 | 0 | CBSA 2019 | 321.7882 | 2012 | 1 | SWWH031-04
COM-WATERHEAT-FS-10C-ZEAS.4 | Com ¦ Com Electric Storage Water Heater (0.92 UEF - 50 Gal) - FS Future Baseline 2030 - ZEAS 2030 - Marine ¦ PG&E ¦ Marine | Com ¦ Com Electric Storage Water Heater (0.92 UEF - 50 Gal) - FS Future Baseline 2030 - ZEAS 2030 - Marine | PG&E ¦ Marine | PG&E | All | Electric & Gas | Com Electric Storage Water Heater (0.92 UEF - 50 Gal) - FS Future Baseline 2030 | Efficient | 2030 |  | 1 | Conventional | WaterHeat | Com - Lodging | Com | ROB and NEW | 0 | 1000 sqft2 of floor space | 1000 sqft served | 13 | DEER:Indoor_CFL_Ltg | 2517.5113 | 0.14025 | -145.1426 | SWWH031-04 | 164.9749 | 2024 | 97.7373 | 2024 | 0 | 0 | SWWH031-04 | Com Small Gas Water Heaters - ZEAS 2030 - Marine ¦ PG&E ¦ Marine | Com Small Gas Water Heaters - ZEAS 2030 - Marine | 0.73871 | 0.546 | 0 | CBSA 2019 | 1036.8018 | 2012 | 1 | SWWH031-04
COM-WATERHEAT-FS-10C-ZEAS.5 | Com ¦ Com Electric Storage Water Heater (0.92 UEF - 50 Gal) - FS Future Baseline 2030 - ZEAS 2030 - Marine ¦ PG&E ¦ Marine | Com ¦ Com Electric Storage Water Heater (0.92 UEF - 50 Gal) - FS Future Baseline 2030 - ZEAS 2030 - Marine | PG&E ¦ Marine | PG&E | All | Electric & Gas | Com Electric Storage Water Heater (0.92 UEF - 50 Gal) - FS Future Baseline 2030 | Efficient | 2030 |  | 1 | Conventional | WaterHeat | Com - Office (Large) | Com | ROB and NEW | 0 | 1000 sqft2 of floor space | 1000 sqft served | 13 | DEER:Indoor_CFL_Ltg | 320.1767 | 0.0079285 | -18.8775 | SWWH031-04 | 53.8656 | 2024 | 31.912 | 2024 | 0 | 0 | SWWH031-04 | Com Small Gas Water Heaters - ZEAS 2030 - Marine ¦ PG&E ¦ Marine | Com Small Gas Water Heaters - ZEAS 2030 - Marine | 0.46177 | 0.546 | 0 | CBSA 2019 | 52.9309 | 2012 | 1 | SWWH031-04
COM-WATERHEAT-FS-10C-ZEAS.6 | Com ¦ Com Electric Storage Water Heater (0.92 UEF - 50 Gal) - FS Future Baseline 2030 - ZEAS 2030 - Marine ¦ PG&E ¦ Marine | Com ¦ Com Electric Storage Water Heater (0.92 UEF - 50 Gal) - FS Future Baseline 2030 - ZEAS 2030 - Marine | PG&E ¦ Marine | PG&E | All | Electric & Gas | Com Electric Storage Water Heater (0.92 UEF - 50 Gal) - FS Future Baseline 2030 | Efficient | 2030 |  | 1 | Conventional | WaterHeat | Com - Office (Small) | Com | ROB and NEW | 0 | 1000 sqft2 of floor space | 1000 sqft served | 13 | DEER:Indoor_CFL_Ltg | 294.0814 | 0.0012104 | -17.4709 | SWWH031-04 | 53.8656 | 2024 | 31.912 | 2024 | 0 | 0 | SWWH031-04 | Com Small Gas Water Heaters - ZEAS 2030 - Marine ¦ PG&E ¦ Marine | Com Small Gas Water Heaters - ZEAS 2030 - Marine | 0.46177 | 0.546 | 0 | CBSA 2019 | 21.1037 | 2012 | 1 | SWWH031-04
COM-WATERHEAT-FS-10C-ZEAS.7 | Com ¦ Com Electric Storage Water Heater (0.92 UEF - 50 Gal) - FS Future Baseline 2030 - ZEAS 2030 - Marine ¦ PG&E ¦ Marine | Com ¦ Com Electric Storage Water Heater (0.92 UEF - 50 Gal) - FS Future Baseline 2030 - ZEAS 2030 - Marine | PG&E ¦ Marine | PG&E | All | Electric & Gas | Com Electric Storage Water Heater (0.92 UEF - 50 Gal) - FS Future Baseline 2030 | Efficient | 2030 |  | 1 | Conventional | WaterHeat | Com - Other | Com | ROB and NEW | 0 | 1000 sqft2 of floor space | 1000 sqft served | 13 | DEER:Indoor_CFL_Ltg | 3786.8443 | 0.25991 | -220.4145 | SWWH031-04 | 445.4976 | 2024 | 263.9296 | 2024 | 0 | 0 | SWWH031-04 | Com Small Gas Water Heaters - ZEAS 2030 - Marine ¦ PG&E ¦ Marine | Com Small Gas Water Heaters - ZEAS 2030 - Marine | 0.5433 | 0.546 | 0 | CBSA 2019 | 580.3191 | 2012 | 1 | SWWH031-04
COM-WATERHEAT-FS-10C-ZEAS.8 | Com ¦ Com Electric Storage Water Heater (0.92 UEF - 50 Gal) - FS Future Baseline 2030 - ZEAS 2030 - Marine ¦ PG&E ¦ Marine | Com ¦ Com Electric Storage Water Heater (0.92 UEF - 50 Gal) - FS Future Baseline 2030 - ZEAS 2030 - Marine | PG&E ¦ Marine | PG&E | All | Electric & Gas | Com Electric Storage Water Heater (0.92 UEF - 50 Gal) - FS Future Baseline 2030 | Efficient | 2030 |  | 1 | Conventional | WaterHeat | Com - Refrig. Warehouse | Com | ROB and NEW | 0 | 1000 sqft2 of floor space | 1000 sqft served | 13 | DEER:Indoor_CFL_Ltg | 326.394 | 0.013196 | -18.9983 | SWWH031-04 | 24.9074 | 2024 | 14.7561 | 2024 | 0 | 0 | SWWH031-04 | Com Small Gas Water Heaters - ZEAS 2030 - Marine ¦ PG&E ¦ Marine | Com Small Gas Water Heaters - ZEAS 2030 - Marine | 0.22621 | 0.546 | 0 | CBSA 2019 | 8.4316 | 2012 | 1 | SWWH031-04
COM-WATERHEAT-FS-10C-ZEAS.9 | Com ¦ Com Electric Storage Water Heater (0.92 UEF - 50 Gal) - FS Future Baseline 2030 - ZEAS 2030 - Marine ¦ PG&E ¦ Marine | Com ¦ Com Electric Storage Water Heater (0.92 UEF - 50 Gal) - FS Future Baseline 2030 - ZEAS 2030 - Marine | PG&E ¦ Marine | PG&E | All | Electric & Gas | Com Electric Storage Water Heater (0.92 UEF - 50 Gal) - FS Future Baseline 2030 | Efficient | 2030 |  | 1 | Conventional | WaterHeat | Com - Restaurant | Com | ROB and NEW | 0 | 1000 sqft2 of floor space | 1000 sqft served | 13 | DEER:Indoor_CFL_Ltg | 14159.466 | 1.2774 | -845.4464 | SWWH031-04 | 2333.4416 | 2024 | 1382.4189 | 2024 | 0 | 0 | SWWH031-04 | Com Small Gas Water Heaters - ZEAS 2030 - Marine ¦ PG&E ¦ Marine | Com Small Gas Water Heaters - ZEAS 2030 - Marine | 0.79319 | 0.546 | 0 | CBSA 2019 | 383.5022 | 2012 | 1 | SWWH031-04
COM-WATERHEAT-FS-10C-ZEAS.10 | Com ¦ Com Electric Storage Water Heater (0.92 UEF - 50 Gal) - FS Future Baseline 2030 - ZEAS 2030 - Marine ¦ PG&E ¦ Marine | Com ¦ Com Electric Storage Water Heater (0.92 UEF - 50 Gal) - FS Future Baseline 2030 - ZEAS 2030 - Marine | PG&E ¦ Marine | PG&E | All | Electric & Gas | Com Electric Storage Water Heater (0.92 UEF - 50 Gal) - FS Future Baseline 2030 | Efficient | 2030 |  | 1 | Conventional | WaterHeat | Com - Retail | Com | ROB and NEW | 0 | 1000 sqft2 of floor space | 1000 sqft served | 13 | DEER:Indoor_CFL_Ltg | 212.2383 | 0.014902 | -12.4564 | SWWH031-04 | 33.3643 | 2024 | 19.7663 | 2024 | 0 | 0 | SWWH031-04 | Com Small Gas Water Heaters - ZEAS 2030 - Marine ¦ PG&E ¦ Marine | Com Small Gas Water Heaters - ZEAS 2030 - Marine | 0.40063 | 0.546 | 0 | CBSA 2019 | -13.0145 | 2012 | 1 | SWWH031-04
COM-WATERHEAT-FS-10C-ZEAS.11 | Com ¦ Com Electric Storage Water Heater (0.92 UEF - 50 Gal) - FS Future Baseline 2030 - ZEAS 2030 - Marine ¦ PG&E ¦ Marine | Com ¦ Com Electric Storage Water Heater (0.92 UEF - 50 Gal) - FS Future Baseline 2030 - ZEAS 2030 - Marine | PG&E ¦ Marine | PG&E | All | Electric & Gas | Com Electric Storage Water Heater (0.92 UEF - 50 Gal) - FS Future Baseline 2030 | Efficient | 2030 |  | 1 | Conventional | WaterHeat | Com - School | Com | ROB and NEW | 0 | 1000 sqft2 of floor space | 1000 sqft served | 13 | DEER:Indoor_CFL_Ltg | 1139.2301 | -4.9998e-05 | -68.9729 | SWWH031-04 | 274.834 | 2024 | 162.822 | 2024 | 0 | 0 | SWWH031-04 | Com Small Gas Water Heaters - ZEAS 2030 - Marine ¦ PG&E ¦ Marine | Com Small Gas Water Heaters - ZEAS 2030 - Marine | 0.76922 | 0.546 | 0 | CBSA 2019 | -29.9846 | 2012 | 1 | SWWH031-04
COM-WATERHEAT-FS-10C-ZEAS.12 | Com ¦ Com Electric Storage Water Heater (0.92 UEF - 50 Gal) - FS Future Baseline 2030 - ZEAS 2030 - Marine ¦ PG&E ¦ Marine | Com ¦ Com Electric Storage Water Heater (0.92 UEF - 50 Gal) - FS Future Baseline 2030 - ZEAS 2030 - Marine | PG&E ¦ Marine | PG&E | All | Electric & Gas | Com Electric Storage Water Heater (0.92 UEF - 50 Gal) - FS Future Baseline 2030 | Efficient | 2030 |  | 1 | Conventional | WaterHeat | Com - Warehouse | Com | ROB and NEW | 0 | 1000 sqft2 of floor space | 1000 sqft served | 13 | DEER:Indoor_CFL_Ltg | 34.1969 | 0.00056481 | -2.0025 | SWWH031-04 | 4.9815 | 2024 | 2.9512 | 2024 | 0 | 0 | SWWH031-04 | Com Small Gas Water Heaters - ZEAS 2030 - Marine ¦ PG&E ¦ Marine | Com Small Gas Water Heaters - ZEAS 2030 - Marine | 0.1976 | 0.546 | 0 | CBSA 2019 | -1.8081 | 2012 | 1 | SWWH031-04
COM-WATERHEAT-FS-10C-ZEAS.13 | Com ¦ Com Electric Storage Water Heater (0.92 UEF - 50 Gal) - FS Future Baseline 2030 - ZEAS 2030 - Hot-Dry ¦ PG&E ¦ Hot-Dry | Com ¦ Com Electric Storage Water Heater (0.92 UEF - 50 Gal) - FS Future Baseline 2030 - ZEAS 2030 - Hot-Dry | PG&E ¦ Hot-Dry | PG&E | All | Electric & Gas | Com Electric Storage Water Heater (0.92 UEF - 50 Gal) - FS Future Baseline 2030 | Efficient | 2030 |  | 1 | Conventional | WaterHeat | Com - College | Com | ROB and NEW | 0 | 1000 sqft2 of floor space | 1000 sqft served | 13 | DEER:Indoor_CFL_Ltg | 1087.8012 | 0.054693 | -64.1714 | SWWH031-04 | 173.1032 | 2024 | 102.5529 | 2024 | 0 | 0 | SWWH031-04 | Com Small Gas Water Heaters - ZEAS 2030 - Hot-Dry ¦ PG&E ¦ Hot-Dry | Com Small Gas Water Heaters - ZEAS 2030 - Hot-Dry | 0.74815 | 0.546 | 0 | CBSA 2019 | 129.5523 | 2012 | 1 | SWWH031-04
COM-WATERHEAT-FS-10C-ZEAS.14 | Com ¦ Com Electric Storage Water Heater (0.92 UEF - 50 Gal) - FS Future Baseline 2030 - ZEAS 2030 - Hot-Dry ¦ PG&E ¦ Hot-Dry | Com ¦ Com Electric Storage Water Heater (0.92 UEF - 50 Gal) - FS Future Baseline 2030 - ZEAS 2030 - Hot-Dry | PG&E ¦ Hot-Dry | PG&E | All | Electric & Gas | Com Electric Storage Water Heater (0.92 UEF - 50 Gal) - FS Future Baseline 2030 | Efficient | 2030 |  | 1 | Conventional | WaterHeat | Com - Grocery | Com | ROB and NEW | 0 | 1000 sqft2 of floor space | 1000 sqft served | 13 | DEER:Indoor_CFL_Ltg | 0 | 0 | 0 | SWWH031-04 | 101.241 | 2024 | 61.7409 | 2024 | 0 | 0 | SWWH031-04 | Com Small Gas Water Heaters - ZEAS 2030 - Hot-Dry ¦ PG&E ¦ Hot-Dry | Com Small Gas Water Heaters - ZEAS 2030 - Hot-Dry | 0.59609 | 0.546 | 0 | CBSA 2019 | 0 | 2012 | 1 | SWWH031-04
COM-WATERHEAT-FS-10C-ZEAS.15 | Com ¦ Com Electric Storage Water Heater (0.92 UEF - 50 Gal) - FS Future Baseline 2030 - ZEAS 2030 - Hot-Dry ¦ PG&E ¦ Hot-Dry | Com ¦ Com Electric Storage Water Heater (0.92 UEF - 50 Gal) - FS Future Baseline 2030 - ZEAS 2030 - Hot-Dry | PG&E ¦ Hot-Dry | PG&E | All | Electric & Gas | Com Electric Storage Water Heater (0.92 UEF - 50 Gal) - FS Future Baseline 2030 | Efficient | 2030 |  | 1 | Conventional | WaterHeat | Com - Health | Com | ROB and NEW | 0 | 1000 sqft2 of floor space | 1000 sqft served | 13 | DEER:Indoor_CFL_Ltg | 3109.1936 | 0.15894 | -180.4801 | SWWH031-04 | 262.1943 | 2024 | 155.3338 | 2024 | 0 | 0 | SWWH031-04 | Com Small Gas Water Heaters - ZEAS 2030 - Hot-Dry ¦ PG&E ¦ Hot-Dry | Com Small Gas Water Heaters - ZEAS 2030 - Hot-Dry | 0.52611 | 0.546 | 0 | CBSA 2019 | 306.3253 | 2012 | 1 | SWWH031-04
COM-WATERHEAT-FS-10C-ZEAS.16 | Com ¦ Com Electric Storage Water Heater (0.92 UEF - 50 Gal) - FS Future Baseline 2030 - ZEAS 2030 - Hot-Dry ¦ PG&E ¦ Hot-Dry | Com ¦ Com Electric Storage Water Heater (0.92 UEF - 50 Gal) - FS Future Baseline 2030 - ZEAS 2030 - Hot-Dry | PG&E ¦ Hot-Dry | PG&E | All | Electric & Gas | Com Electric Storage Water Heater (0.92 UEF - 50 Gal) - FS Future Baseline 2030 | Efficient | 2030 |  | 1 | Conventional | WaterHeat | Com - Lodging | Com | ROB and NEW | 0 | 1000 sqft2 of floor space | 1000 sqft served | 13 | DEER:Indoor_CFL_Ltg | 2394.8701 | 0.12375 | -137.894 | SWWH031-04 | 164.9749 | 2024 | 97.7373 | 2024 | 0 | 0 | SWWH031-04 | Com Small Gas Water Heaters - ZEAS 2030 - Hot-Dry ¦ PG&E ¦ Hot-Dry | Com Small Gas Water Heaters - ZEAS 2030 - Hot-Dry | 0.73871 | 0.546 | 0 | CBSA 2019 | 984.5365 | 2012 | 1 | SWWH031-04
COM-WATERHEAT-FS-10C-ZEAS.17 | Com ¦ Com Electric Storage Water Heater (0.92 UEF - 50 Gal) - FS Future Baseline 2030 - ZEAS 2030 - Hot-Dry ¦ PG&E ¦ Hot-Dry | Com ¦ Com Electric Storage Water Heater (0.92 UEF - 50 Gal) - FS Future Baseline 2030 - ZEAS 2030 - Hot-Dry | PG&E ¦ Hot-Dry | PG&E | All | Electric & Gas | Com Electric Storage Water Heater (0.92 UEF - 50 Gal) - FS Future Baseline 2030 | Efficient | 2030 |  | 1 | Conventional | WaterHeat | Com - Office (Large) | Com | ROB and NEW | 0 | 1000 sqft2 of floor space | 1000 sqft served | 13 | DEER:Indoor_CFL_Ltg | 305.5559 | 0.0069625 | -18.0261 | SWWH031-04 | 53.8656 | 2024 | 31.912 | 2024 | 0 | 0 | SWWH031-04 | Com Small Gas Water Heaters - ZEAS 2030 - Hot-Dry ¦ PG&E ¦ Hot-Dry | Com Small Gas Water Heaters - ZEAS 2030 - Hot-Dry | 0.46177 | 0.546 | 0 | CBSA 2019 | 50.5619 | 2012 | 1 | SWWH031-04
COM-WATERHEAT-FS-10C-ZEAS.18 | Com ¦ Com Electric Storage Water Heater (0.92 UEF - 50 Gal) - FS Future Baseline 2030 - ZEAS 2030 - Hot-Dry ¦ PG&E ¦ Hot-Dry | Com ¦ Com Electric Storage Water Heater (0.92 UEF - 50 Gal) - FS Future Baseline 2030 - ZEAS 2030 - Hot-Dry | PG&E ¦ Hot-Dry | PG&E | All | Electric & Gas | Com Electric Storage Water Heater (0.92 UEF - 50 Gal) - FS Future Baseline 2030 | Efficient | 2030 |  | 1 | Conventional | WaterHeat | Com - Office (Small) | Com | ROB and NEW | 0 | 1000 sqft2 of floor space | 1000 sqft served | 13 | DEER:Indoor_CFL_Ltg | 280.9412 | 0.001046 | -16.6196 | SWWH031-04 | 53.8656 | 2024 | 31.912 | 2024 | 0 | 0 | SWWH031-04 | Com Small Gas Water Heaters - ZEAS 2030 - Hot-Dry ¦ PG&E ¦ Hot-Dry | Com Small Gas Water Heaters - ZEAS 2030 - Hot-Dry | 0.46177 | 0.546 | 0 | CBSA 2019 | 20.0208 | 2012 | 1 | SWWH031-04
COM-WATERHEAT-FS-10C-ZEAS.19 | Com ¦ Com Electric Storage Water Heater (0.92 UEF - 50 Gal) - FS Future Baseline 2030 - ZEAS 2030 - Hot-Dry ¦ PG&E ¦ Hot-Dry | Com ¦ Com Electric Storage Water Heater (0.92 UEF - 50 Gal) - FS Future Baseline 2030 - ZEAS 2030 - Hot-Dry | PG&E ¦ Hot-Dry | PG&E | All | Electric & Gas | Com Electric Storage Water Heater (0.92 UEF - 50 Gal) - FS Future Baseline 2030 | Efficient | 2030 |  | 1 | Conventional | WaterHeat | Com - Other | Com | ROB and NEW | 0 | 1000 sqft2 of floor space | 1000 sqft served | 13 | DEER:Indoor_CFL_Ltg | 3615.4107 | 0.22776 | -209.6999 | SWWH031-04 | 445.4976 | 2024 | 263.9296 | 2024 | 0 | 0 | SWWH031-04 | Com Small Gas Water Heaters - ZEAS 2030 - Hot-Dry ¦ PG&E ¦ Hot-Dry | Com Small Gas Water Heaters - ZEAS 2030 - Hot-Dry | 0.5433 | 0.546 | 0 | CBSA 2019 | 550.7124 | 2012 | 1 | SWWH031-04
COM-WATERHEAT-FS-10C-ZEAS.20 | Com ¦ Com Electric Storage Water Heater (0.92 UEF - 50 Gal) - FS Future Baseline 2030 - ZEAS 2030 - Hot-Dry ¦ PG&E ¦ Hot-Dry | Com ¦ Com Electric Storage Water Heater (0.92 UEF - 50 Gal) - FS Future Baseline 2030 - ZEAS 2030 - Hot-Dry | PG&E ¦ Hot-Dry | PG&E | All | Electric & Gas | Com Electric Storage Water Heater (0.92 UEF - 50 Gal) - FS Future Baseline 2030 | Efficient | 2030 |  | 1 | Conventional | WaterHeat | Com - Refrig. Warehouse | Com | ROB and NEW | 0 | 1000 sqft2 of floor space | 1000 sqft served | 13 | DEER:Indoor_CFL_Ltg | 311.6746 | 0.011604 | -18.1425 | SWWH031-04 | 24.9074 | 2024 | 14.7561 | 2024 | 0 | 0 | SWWH031-04 | Com Small Gas Water Heaters - ZEAS 2030 - Hot-Dry ¦ PG&E ¦ Hot-Dry | Com Small Gas Water Heaters - ZEAS 2030 - Hot-Dry | 0.22621 | 0.546 | 0 | CBSA 2019 | 8.0521 | 2012 | 1 | SWWH031-04
COM-WATERHEAT-FS-10C-ZEAS.21 | Com ¦ Com Electric Storage Water Heater (0.92 UEF - 50 Gal) - FS Future Baseline 2030 - ZEAS 2030 - Hot-Dry ¦ PG&E ¦ Hot-Dry | Com ¦ Com Electric Storage Water Heater (0.92 UEF - 50 Gal) - FS Future Baseline 2030 - ZEAS 2030 - Hot-Dry | PG&E ¦ Hot-Dry | PG&E | All | Electric & Gas | Com Electric Storage Water Heater (0.92 UEF - 50 Gal) - FS Future Baseline 2030 | Efficient | 2030 |  | 1 | Conventional | WaterHeat | Com - Restaurant | Com | ROB and NEW | 0 | 1000 sqft2 of floor space | 1000 sqft served | 13 | DEER:Indoor_CFL_Ltg | 13487.427 | 1.1252 | -805.3598 | SWWH031-04 | 2333.4416 | 2024 | 1382.4189 | 2024 | 0 | 0 | SWWH031-04 | Com Small Gas Water Heaters - ZEAS 2030 - Hot-Dry ¦ PG&E ¦ Hot-Dry | Com Small Gas Water Heaters - ZEAS 2030 - Hot-Dry | 0.79319 | 0.546 | 0 | CBSA 2019 | 365.3305 | 2012 | 1 | SWWH031-04
COM-WATERHEAT-FS-10C-ZEAS.22 | Com ¦ Com Electric Storage Water Heater (0.92 UEF - 50 Gal) - FS Future Baseline 2030 - ZEAS 2030 - Hot-Dry ¦ PG&E ¦ Hot-Dry | Com ¦ Com Electric Storage Water Heater (0.92 UEF - 50 Gal) - FS Future Baseline 2030 - ZEAS 2030 - Hot-Dry | PG&E ¦ Hot-Dry | PG&E | All | Electric & Gas | Com Electric Storage Water Heater (0.92 UEF - 50 Gal) - FS Future Baseline 2030 | Efficient | 2030 |  | 1 | Conventional | WaterHeat | Com - Retail | Com | ROB and NEW | 0 | 1000 sqft2 of floor space | 1000 sqft served | 13 | DEER:Indoor_CFL_Ltg | 201.9111 | 0.013071 | -11.8499 | SWWH031-04 | 33.3643 | 2024 | 19.7663 | 2024 | 0 | 0 | SWWH031-04 | Com Small Gas Water Heaters - ZEAS 2030 - Hot-Dry ¦ PG&E ¦ Hot-Dry | Com Small Gas Water Heaters - ZEAS 2030 - Hot-Dry | 0.40063 | 0.546 | 0 | CBSA 2019 | -12.3832 | 2012 | 1 | SWWH031-04
COM-WATERHEAT-FS-10C-ZEAS.23 | Com ¦ Com Electric Storage Water Heater (0.92 UEF - 50 Gal) - FS Future Baseline 2030 - ZEAS 2030 - Hot-Dry ¦ PG&E ¦ Hot-Dry | Com ¦ Com Electric Storage Water Heater (0.92 UEF - 50 Gal) - FS Future Baseline 2030 - ZEAS 2030 - Hot-Dry | PG&E ¦ Hot-Dry | PG&E | All | Electric & Gas | Com Electric Storage Water Heater (0.92 UEF - 50 Gal) - FS Future Baseline 2030 | Efficient | 2030 |  | 1 | Conventional | WaterHeat | Com - School | Com | ROB and NEW | 0 | 1000 sqft2 of floor space | 1000 sqft served | 13 | DEER:Indoor_CFL_Ltg | 1094.8228 | -7.1702e-05 | -66.0592 | SWWH031-04 | 274.834 | 2024 | 162.822 | 2024 | 0 | 0 | SWWH031-04 | Com Small Gas Water Heaters - ZEAS 2030 - Hot-Dry ¦ PG&E ¦ Hot-Dry | Com Small Gas Water Heaters - ZEAS 2030 - Hot-Dry | 0.76922 | 0.546 | 0 | CBSA 2019 | -29.3302 | 2012 | 1 | SWWH031-04
COM-WATERHEAT-FS-10C-ZEAS.24 | Com ¦ Com Electric Storage Water Heater (0.92 UEF - 50 Gal) - FS Future Baseline 2030 - ZEAS 2030 - Hot-Dry ¦ PG&E ¦ Hot-Dry | Com ¦ Com Electric Storage Water Heater (0.92 UEF - 50 Gal) - FS Future Baseline 2030 - ZEAS 2030 - Hot-Dry | PG&E ¦ Hot-Dry | PG&E | All | Electric & Gas | Com Electric Storage Water Heater (0.92 UEF - 50 Gal) - FS Future Baseline 2030 | Efficient | 2030 |  | 1 | Conventional | WaterHeat | Com - Warehouse | Com | ROB and NEW | 0 | 1000 sqft2 of floor space | 1000 sqft served | 13 | DEER:Indoor_CFL_Ltg | 32.5196 | 0.00048985 | -1.8998 | SWWH031-04 | 4.9815 | 2024 | 2.9512 | 2024 | 0 | 0 | SWWH031-04 | Com Small Gas Water Heaters - ZEAS 2030 - Hot-Dry ¦ PG&E ¦ Hot-Dry | Com Small Gas Water Heaters - ZEAS 2030 - Hot-Dry | 0.1976 | 0.546 | 0 | CBSA 2019 | -1.7382 | 2012 | 1 | SWWH031-04
COM-WATERHEAT-FS-10C-ZEAS.25 | Com ¦ Com Electric Storage Water Heater (0.92 UEF - 50 Gal) - FS Future Baseline 2030 - ZEAS 2030 - Cold ¦ PG&E ¦ Cold | Com ¦ Com Electric Storage Water Heater (0.92 UEF - 50 Gal) - FS Future Baseline 2030 - ZEAS 2030 - Cold | PG&E ¦ Cold | PG&E | All | Electric & Gas | Com Electric Storage Water Heater (0.92 UEF - 50 Gal) - FS Future Baseline 2030 | Efficient | 2030 |  | 1 | Conventional | WaterHeat | Com - College | Com | ROB and NEW | 0 | 1000 sqft2 of floor space | 1000 sqft served | 13 | DEER:Indoor_CFL_Ltg | 2498.7388 | 0.12009 | -143.1668 | SWWH031-04 | 346.2063 | 2024 | 205.1057 | 2024 | 0 | 0 | SWWH031-04 | Com Small Gas Water Heaters - ZEAS 2030 - Cold ¦ PG&E ¦ Cold | Com Small Gas Water Heaters - ZEAS 2030 - Cold | 0.74815 | 0.546 | 0 | CBSA 2019 | 283.6077 | 2012 | 1 | SWWH031-04
COM-WATERHEAT-FS-10C-ZEAS.26 | Com ¦ Com Electric Storage Water Heater (0.92 UEF - 50 Gal) - FS Future Baseline 2030 - ZEAS 2030 - Cold ¦ PG&E ¦ Cold | Com ¦ Com Electric Storage Water Heater (0.92 UEF - 50 Gal) - FS Future Baseline 2030 - ZEAS 2030 - Cold | PG&E ¦ Cold | PG&E | All | Electric & Gas | Com Electric Storage Water Heater (0.92 UEF - 50 Gal) - FS Future Baseline 2030 | Efficient | 2030 |  | 1 | Conventional | WaterHeat | Com - Grocery | Com | ROB and NEW | 0 | 1000 sqft2 of floor space | 1000 sqft served | 13 | DEER:Indoor_CFL_Ltg | 0 | 0 | 0 | SWWH031-04 | 202.482 | 2024 | 123.4818 | 2024 | 0 | 0 | SWWH031-04 | Com Small Gas Water Heaters - ZEAS 2030 - Cold ¦ PG&E ¦ Cold | Com Small Gas Water Heaters - ZEAS 2030 - Cold | 0.59609 | 0.546 | 0 | CBSA 2019 | 0 | 2012 | 1 | SWWH031-04
COM-WATERHEAT-FS-10C-ZEAS.27 | Com ¦ Com Electric Storage Water Heater (0.92 UEF - 50 Gal) - FS Future Baseline 2030 - ZEAS 2030 - Cold ¦ PG&E ¦ Cold | Com ¦ Com Electric Storage Water Heater (0.92 UEF - 50 Gal) - FS Future Baseline 2030 - ZEAS 2030 - Cold | PG&E ¦ Cold | PG&E | All | Electric & Gas | Com Electric Storage Water Heater (0.92 UEF - 50 Gal) - FS Future Baseline 2030 | Efficient | 2030 |  | 1 | Conventional | WaterHeat | Com - Health | Com | ROB and NEW | 0 | 1000 sqft2 of floor space | 1000 sqft served | 13 | DEER:Indoor_CFL_Ltg | 7079.7553 | 0.34672 | -403.9298 | SWWH031-04 | 524.3885 | 2024 | 310.6675 | 2024 | 0 | 0 | SWWH031-04 | Com Small Gas Water Heaters - ZEAS 2030 - Cold ¦ PG&E ¦ Cold | Com Small Gas Water Heaters - ZEAS 2030 - Cold | 0.52611 | 0.546 | 0 | CBSA 2019 | 677.6569 | 2012 | 1 | SWWH031-04
COM-WATERHEAT-FS-10C-ZEAS.28 | Com ¦ Com Electric Storage Water Heater (0.92 UEF - 50 Gal) - FS Future Baseline 2030 - ZEAS 2030 - Cold ¦ PG&E ¦ Cold | Com ¦ Com Electric Storage Water Heater (0.92 UEF - 50 Gal) - FS Future Baseline 2030 - ZEAS 2030 - Cold | PG&E ¦ Cold | PG&E | All | Electric & Gas | Com Electric Storage Water Heater (0.92 UEF - 50 Gal) - FS Future Baseline 2030 | Efficient | 2030 |  | 1 | Conventional | WaterHeat | Com - Lodging | Com | ROB and NEW | 0 | 1000 sqft2 of floor space | 1000 sqft served | 13 | DEER:Indoor_CFL_Ltg | 5454.957 | 0.26983 | -309.2482 | SWWH031-04 | 329.9498 | 2024 | 195.4747 | 2024 | 0 | 0 | SWWH031-04 | Com Small Gas Water Heaters - ZEAS 2030 - Cold ¦ PG&E ¦ Cold | Com Small Gas Water Heaters - ZEAS 2030 - Cold | 0.73871 | 0.546 | 0 | CBSA 2019 | 2194.7105 | 2012 | 1 | SWWH031-04
COM-WATERHEAT-FS-10C-ZEAS.29 | Com ¦ Com Electric Storage Water Heater (0.92 UEF - 50 Gal) - FS Future Baseline 2030 - ZEAS 2030 - Cold ¦ PG&E ¦ Cold | Com ¦ Com Electric Storage Water Heater (0.92 UEF - 50 Gal) - FS Future Baseline 2030 - ZEAS 2030 - Cold | PG&E ¦ Cold | PG&E | All | Electric & Gas | Com Electric Storage Water Heater (0.92 UEF - 50 Gal) - FS Future Baseline 2030 | Efficient | 2030 |  | 1 | Conventional | WaterHeat | Com - Office (Large) | Com | ROB and NEW | 0 | 1000 sqft2 of floor space | 1000 sqft served | 13 | DEER:Indoor_CFL_Ltg | 700.3171 | 0.015124 | -40.346 | SWWH031-04 | 107.7311 | 2024 | 63.824 | 2024 | 0 | 0 | SWWH031-04 | Com Small Gas Water Heaters - ZEAS 2030 - Cold ¦ PG&E ¦ Cold | Com Small Gas Water Heaters - ZEAS 2030 - Cold | 0.46177 | 0.546 | 0 | CBSA 2019 | 111.5339 | 2012 | 1 | SWWH031-04
COM-WATERHEAT-FS-10C-ZEAS.30 | Com ¦ Com Electric Storage Water Heater (0.92 UEF - 50 Gal) - FS Future Baseline 2030 - ZEAS 2030 - Cold ¦ PG&E ¦ Cold | Com ¦ Com Electric Storage Water Heater (0.92 UEF - 50 Gal) - FS Future Baseline 2030 - ZEAS 2030 - Cold | PG&E ¦ Cold | PG&E | All | Electric & Gas | Com Electric Storage Water Heater (0.92 UEF - 50 Gal) - FS Future Baseline 2030 | Efficient | 2030 |  | 1 | Conventional | WaterHeat | Com - Office (Small) | Com | ROB and NEW | 0 | 1000 sqft2 of floor space | 1000 sqft served | 13 | DEER:Indoor_CFL_Ltg | 644.0549 | 0.002212 | -37.0146 | SWWH031-04 | 107.7311 | 2024 | 63.824 | 2024 | 0 | 0 | SWWH031-04 | Com Small Gas Water Heaters - ZEAS 2030 - Cold ¦ PG&E ¦ Cold | Com Small Gas Water Heaters - ZEAS 2030 - Cold | 0.46177 | 0.546 | 0 | CBSA 2019 | 43.7483 | 2012 | 1 | SWWH031-04
COM-WATERHEAT-FS-10C-ZEAS.31 | Com ¦ Com Electric Storage Water Heater (0.92 UEF - 50 Gal) - FS Future Baseline 2030 - ZEAS 2030 - Cold ¦ PG&E ¦ Cold | Com ¦ Com Electric Storage Water Heater (0.92 UEF - 50 Gal) - FS Future Baseline 2030 - ZEAS 2030 - Cold | PG&E ¦ Cold | PG&E | All | Electric & Gas | Com Electric Storage Water Heater (0.92 UEF - 50 Gal) - FS Future Baseline 2030 | Efficient | 2030 |  | 1 | Conventional | WaterHeat | Com - Other | Com | ROB and NEW | 0 | 1000 sqft2 of floor space | 1000 sqft served | 13 | DEER:Indoor_CFL_Ltg | 8216.5643 | 0.49593 | -468.3809 | SWWH031-04 | 890.9952 | 2024 | 527.8592 | 2024 | 0 | 0 | SWWH031-04 | Com Small Gas Water Heaters - ZEAS 2030 - Cold ¦ PG&E ¦ Cold | Com Small Gas Water Heaters - ZEAS 2030 - Cold | 0.5433 | 0.546 | 0 | CBSA 2019 | 1214.4589 | 2012 | 1 | SWWH031-04
COM-WATERHEAT-FS-10C-ZEAS.32 | Com ¦ Com Electric Storage Water Heater (0.92 UEF - 50 Gal) - FS Future Baseline 2030 - ZEAS 2030 - Cold ¦ PG&E ¦ Cold | Com ¦ Com Electric Storage Water Heater (0.92 UEF - 50 Gal) - FS Future Baseline 2030 - ZEAS 2030 - Cold | PG&E ¦ Cold | PG&E | All | Electric & Gas | Com Electric Storage Water Heater (0.92 UEF - 50 Gal) - FS Future Baseline 2030 | Efficient | 2030 |  | 1 | Conventional | WaterHeat | Com - Refrig. Warehouse | Com | ROB and NEW | 0 | 1000 sqft2 of floor space | 1000 sqft served | 13 | DEER:Indoor_CFL_Ltg | 717.1425 | 0.025263 | -40.5639 | SWWH031-04 | 49.8149 | 2024 | 29.5122 | 2024 | 0 | 0 | SWWH031-04 | Com Small Gas Water Heaters - ZEAS 2030 - Cold ¦ PG&E ¦ Cold | Com Small Gas Water Heaters - ZEAS 2030 - Cold | 0.22621 | 0.546 | 0 | CBSA 2019 | 17.6408 | 2012 | 1 | SWWH031-04
COM-WATERHEAT-FS-10C-ZEAS.33 | Com ¦ Com Electric Storage Water Heater (0.92 UEF - 50 Gal) - FS Future Baseline 2030 - ZEAS 2030 - Cold ¦ PG&E ¦ Cold | Com ¦ Com Electric Storage Water Heater (0.92 UEF - 50 Gal) - FS Future Baseline 2030 - ZEAS 2030 - Cold | PG&E ¦ Cold | PG&E | All | Electric & Gas | Com Electric Storage Water Heater (0.92 UEF - 50 Gal) - FS Future Baseline 2030 | Efficient | 2030 |  | 1 | Conventional | WaterHeat | Com - Restaurant | Com | ROB and NEW | 0 | 1000 sqft2 of floor space | 1000 sqft served | 13 | DEER:Indoor_CFL_Ltg | 30707.1361 | 2.4691 | -1787.3839 | SWWH031-04 | 4666.8833 | 2024 | 2764.8377 | 2024 | 0 | 0 | SWWH031-04 | Com Small Gas Water Heaters - ZEAS 2030 - Cold ¦ PG&E ¦ Cold | Com Small Gas Water Heaters - ZEAS 2030 - Cold | 0.79319 | 0.546 | 0 | CBSA 2019 | 797.0512 | 2012 | 1 | SWWH031-04
COM-WATERHEAT-FS-10C-ZEAS.34 | Com ¦ Com Electric Storage Water Heater (0.92 UEF - 50 Gal) - FS Future Baseline 2030 - ZEAS 2030 - Cold ¦ PG&E ¦ Cold | Com ¦ Com Electric Storage Water Heater (0.92 UEF - 50 Gal) - FS Future Baseline 2030 - ZEAS 2030 - Cold | PG&E ¦ Cold | PG&E | All | Electric & Gas | Com Electric Storage Water Heater (0.92 UEF - 50 Gal) - FS Future Baseline 2030 | Efficient | 2030 |  | 1 | Conventional | WaterHeat | Com - Retail | Com | ROB and NEW | 0 | 1000 sqft2 of floor space | 1000 sqft served | 13 | DEER:Indoor_CFL_Ltg | 457.5881 | 0.028779 | -26.5374 | SWWH031-04 | 66.7285 | 2024 | 39.5325 | 2024 | 0 | 0 | SWWH031-04 | Com Small Gas Water Heaters - ZEAS 2030 - Cold ¦ PG&E ¦ Cold | Com Small Gas Water Heaters - ZEAS 2030 - Cold | 0.40063 | 0.546 | 0 | CBSA 2019 | -29.6342 | 2012 | 1 | SWWH031-04
COM-WATERHEAT-FS-10C-ZEAS.35 | Com ¦ Com Electric Storage Water Heater (0.92 UEF - 50 Gal) - FS Future Baseline 2030 - ZEAS 2030 - Cold ¦ PG&E ¦ Cold | Com ¦ Com Electric Storage Water Heater (0.92 UEF - 50 Gal) - FS Future Baseline 2030 - ZEAS 2030 - Cold | PG&E ¦ Cold | PG&E | All | Electric & Gas | Com Electric Storage Water Heater (0.92 UEF - 50 Gal) - FS Future Baseline 2030 | Efficient | 2030 |  | 1 | Conventional | WaterHeat | Com - School | Com | ROB and NEW | 0 | 1000 sqft2 of floor space | 1000 sqft served | 13 | DEER:Indoor_CFL_Ltg | 2526.2015 | -0.00051862 | -147.1997 | SWWH031-04 | 549.668 | 2024 | 325.6441 | 2024 | 0 | 0 | SWWH031-04 | Com Small Gas Water Heaters - ZEAS 2030 - Cold ¦ PG&E ¦ Cold | Com Small Gas Water Heaters - ZEAS 2030 - Cold | 0.76922 | 0.546 | 0 | CBSA 2019 | -79.6158 | 2012 | 1 | SWWH031-04
COM-WATERHEAT-FS-10C-ZEAS.36 | Com ¦ Com Electric Storage Water Heater (0.92 UEF - 50 Gal) - FS Future Baseline 2030 - ZEAS 2030 - Cold ¦ PG&E ¦ Cold | Com ¦ Com Electric Storage Water Heater (0.92 UEF - 50 Gal) - FS Future Baseline 2030 - ZEAS 2030 - Cold | PG&E ¦ Cold | PG&E | All | Electric & Gas | Com Electric Storage Water Heater (0.92 UEF - 50 Gal) - FS Future Baseline 2030 | Efficient | 2030 |  | 1 | Conventional | WaterHeat | Com - Warehouse | Com | ROB and NEW | 0 | 1000 sqft2 of floor space | 1000 sqft served | 13 | DEER:Indoor_CFL_Ltg | 75.377 | 0.0010824 | -4.2447 | SWWH031-04 | 9.963 | 2024 | 5.9024 | 2024 | 0 | 0 | SWWH031-04 | Com Small Gas Water Heaters - ZEAS 2030 - Cold ¦ PG&E ¦ Cold | Com Small Gas Water Heaters - ZEAS 2030 - Cold | 0.1976 | 0.546 | 0 | CBSA 2019 | -4.699 | 2012 | 1 | SWWH031-04
COM-WATERHEAT-FS-10C-ZEAS.37 | Com ¦ Com Electric Storage Water Heater (0.92 UEF - 50 Gal) - FS Future Baseline 2030 - ZEAS 2030 - Marine ¦ SCG ¦ Marine | Com ¦ Com Electric Storage Water Heater (0.92 UEF - 50 Gal) - FS Future Baseline 2030 - ZEAS 2030 - Marine | SCG ¦ Marine | SCG | All | Electric & Gas | Com Electric Storage Water Heater (0.92 UEF - 50 Gal) - FS Future Baseline 2030 | Efficient | 2030 |  | 1 | Conventional | WaterHeat | Com - College | Com | ROB and NEW | 0 | 1000 sqft2 of floor space | 1000 sqft served | 13 | DEER:Indoor_CFL_Ltg | 2093.7201 | 0.23824 | -123.9986 | SWWH031-04 | 346.2063 | 2024 | 205.1057 | 2024 | 0 | 0 | SWWH031-04 | Com Small Gas Water Heaters - ZEAS 2030 - Marine ¦ SCG ¦ Marine | Com Small Gas Water Heaters - ZEAS 2030 - Marine | 0.74815 | 0.546 | 0 | CBSA 2019 | 250.9565 | 2012 | 1 | SWWH031-04
COM-WATERHEAT-FS-10C-ZEAS.38 | Com ¦ Com Electric Storage Water Heater (0.92 UEF - 50 Gal) - FS Future Baseline 2030 - ZEAS 2030 - Marine ¦ SCG ¦ Marine | Com ¦ Com Electric Storage Water Heater (0.92 UEF - 50 Gal) - FS Future Baseline 2030 - ZEAS 2030 - Marine | SCG ¦ Marine | SCG | All | Electric & Gas | Com Electric Storage Water Heater (0.92 UEF - 50 Gal) - FS Future Baseline 2030 | Efficient | 2030 |  | 1 | Conventional | WaterHeat | Com - Grocery | Com | ROB and NEW | 0 | 1000 sqft2 of floor space | 1000 sqft served | 13 | DEER:Indoor_CFL_Ltg | 0 | 0 | 0 | SWWH031-04 | 202.482 | 2024 | 123.4818 | 2024 | 0 | 0 | SWWH031-04 | Com Small Gas Water Heaters - ZEAS 2030 - Marine ¦ SCG ¦ Marine | Com Small Gas Water Heaters - ZEAS 2030 - Marine | 0.59609 | 0.546 | 0 | CBSA 2019 | 0 | 2012 | 1 | SWWH031-04
COM-WATERHEAT-FS-10C-ZEAS.39 | Com ¦ Com Electric Storage Water Heater (0.92 UEF - 50 Gal) - FS Future Baseline 2030 - ZEAS 2030 - Marine ¦ SCG ¦ Marine | Com ¦ Com Electric Storage Water Heater (0.92 UEF - 50 Gal) - FS Future Baseline 2030 - ZEAS 2030 - Marine | SCG ¦ Marine | SCG | All | Electric & Gas | Com Electric Storage Water Heater (0.92 UEF - 50 Gal) - FS Future Baseline 2030 | Efficient | 2030 |  | 1 | Conventional | WaterHeat | Com - Health | Com | ROB and NEW | 0 | 1000 sqft2 of floor space | 1000 sqft served | 13 | DEER:Indoor_CFL_Ltg | 6015.6079 | 0.32005 | -350.4213 | SWWH031-04 | 524.3885 | 2024 | 310.6675 | 2024 | 0 | 0 | SWWH031-04 | Com Small Gas Water Heaters - ZEAS 2030 - Marine ¦ SCG ¦ Marine | Com Small Gas Water Heaters - ZEAS 2030 - Marine | 0.52611 | 0.546 | 0 | CBSA 2019 | 596.1521 | 2012 | 1 | SWWH031-04
COM-WATERHEAT-FS-10C-ZEAS.40 | Com ¦ Com Electric Storage Water Heater (0.92 UEF - 50 Gal) - FS Future Baseline 2030 - ZEAS 2030 - Marine ¦ SCG ¦ Marine | Com ¦ Com Electric Storage Water Heater (0.92 UEF - 50 Gal) - FS Future Baseline 2030 - ZEAS 2030 - Marine | SCG ¦ Marine | SCG | All | Electric & Gas | Com Electric Storage Water Heater (0.92 UEF - 50 Gal) - FS Future Baseline 2030 | Efficient | 2030 |  | 1 | Conventional | WaterHeat | Com - Lodging | Com | ROB and NEW | 0 | 1000 sqft2 of floor space | 1000 sqft served | 13 | DEER:Indoor_CFL_Ltg | 4637.7613 | 0.24893 | -267.9555 | SWWH031-04 | 329.9498 | 2024 | 195.4747 | 2024 | 0 | 0 | SWWH031-04 | Com Small Gas Water Heaters - ZEAS 2030 - Marine ¦ SCG ¦ Marine | Com Small Gas Water Heaters - ZEAS 2030 - Marine | 0.73871 | 0.546 | 0 | CBSA 2019 | 1915.6648 | 2012 | 1 | SWWH031-04
COM-WATERHEAT-FS-10C-ZEAS.41 | Com ¦ Com Electric Storage Water Heater (0.92 UEF - 50 Gal) - FS Future Baseline 2030 - ZEAS 2030 - Marine ¦ SCG ¦ Marine | Com ¦ Com Electric Storage Water Heater (0.92 UEF - 50 Gal) - FS Future Baseline 2030 - ZEAS 2030 - Marine | SCG ¦ Marine | SCG | All | Electric & Gas | Com Electric Storage Water Heater (0.92 UEF - 50 Gal) - FS Future Baseline 2030 | Efficient | 2030 |  | 1 | Conventional | WaterHeat | Com - Office (Large) | Com | ROB and NEW | 0 | 1000 sqft2 of floor space | 1000 sqft served | 13 | DEER:Indoor_CFL_Ltg | 590.0135 | 0.014125 | -35.0899 | SWWH031-04 | 107.7311 | 2024 | 63.824 | 2024 | 0 | 0 | SWWH031-04 | Com Small Gas Water Heaters - ZEAS 2030 - Marine ¦ SCG ¦ Marine | Com Small Gas Water Heaters - ZEAS 2030 - Marine | 0.46177 | 0.546 | 0 | CBSA 2019 | 98.9003 | 2012 | 1 | SWWH031-04
COM-WATERHEAT-FS-10C-ZEAS.42 | Com ¦ Com Electric Storage Water Heater (0.92 UEF - 50 Gal) - FS Future Baseline 2030 - ZEAS 2030 - Marine ¦ SCG ¦ Marine | Com ¦ Com Electric Storage Water Heater (0.92 UEF - 50 Gal) - FS Future Baseline 2030 - ZEAS 2030 - Marine | SCG ¦ Marine | SCG | All | Electric & Gas | Com Electric Storage Water Heater (0.92 UEF - 50 Gal) - FS Future Baseline 2030 | Efficient | 2030 |  | 1 | Conventional | WaterHeat | Com - Office (Small) | Com | ROB and NEW | 0 | 1000 sqft2 of floor space | 1000 sqft served | 13 | DEER:Indoor_CFL_Ltg | 542.2646 | 0.0021787 | -32.3508 | SWWH031-04 | 107.7311 | 2024 | 63.824 | 2024 | 0 | 0 | SWWH031-04 | Com Small Gas Water Heaters - ZEAS 2030 - Marine ¦ SCG ¦ Marine | Com Small Gas Water Heaters - ZEAS 2030 - Marine | 0.46177 | 0.546 | 0 | CBSA 2019 | 39.1823 | 2012 | 1 | SWWH031-04
COM-WATERHEAT-FS-10C-ZEAS.43 | Com ¦ Com Electric Storage Water Heater (0.92 UEF - 50 Gal) - FS Future Baseline 2030 - ZEAS 2030 - Marine ¦ SCG ¦ Marine | Com ¦ Com Electric Storage Water Heater (0.92 UEF - 50 Gal) - FS Future Baseline 2030 - ZEAS 2030 - Marine | SCG ¦ Marine | SCG | All | Electric & Gas | Com Electric Storage Water Heater (0.92 UEF - 50 Gal) - FS Future Baseline 2030 | Efficient | 2030 |  | 1 | Conventional | WaterHeat | Com - Other | Com | ROB and NEW | 0 | 1000 sqft2 of floor space | 1000 sqft served | 13 | DEER:Indoor_CFL_Ltg | 6979.7938 | 0.46103 | -407.1546 | SWWH031-04 | 890.9952 | 2024 | 527.8592 | 2024 | 0 | 0 | SWWH031-04 | Com Small Gas Water Heaters - ZEAS 2030 - Marine ¦ SCG ¦ Marine | Com Small Gas Water Heaters - ZEAS 2030 - Marine | 0.5433 | 0.546 | 0 | CBSA 2019 | 1073.6733 | 2012 | 1 | SWWH031-04
COM-WATERHEAT-FS-10C-ZEAS.44 | Com ¦ Com Electric Storage Water Heater (0.92 UEF - 50 Gal) - FS Future Baseline 2030 - ZEAS 2030 - Marine ¦ SCG ¦ Marine | Com ¦ Com Electric Storage Water Heater (0.92 UEF - 50 Gal) - FS Future Baseline 2030 - ZEAS 2030 - Marine | SCG ¦ Marine | SCG | All | Electric & Gas | Com Electric Storage Water Heater (0.92 UEF - 50 Gal) - FS Future Baseline 2030 | Efficient | 2030 |  | 1 | Conventional | WaterHeat | Com - Refrig. Warehouse | Com | ROB and NEW | 0 | 1000 sqft2 of floor space | 1000 sqft served | 13 | DEER:Indoor_CFL_Ltg | 601.7835 | 0.023414 | -35.0869 | SWWH031-04 | 49.8149 | 2024 | 29.5122 | 2024 | 0 | 0 | SWWH031-04 | Com Small Gas Water Heaters - ZEAS 2030 - Marine ¦ SCG ¦ Marine | Com Small Gas Water Heaters - ZEAS 2030 - Marine | 0.22621 | 0.546 | 0 | CBSA 2019 | 15.59 | 2012 | 1 | SWWH031-04
COM-WATERHEAT-FS-10C-ZEAS.45 | Com ¦ Com Electric Storage Water Heater (0.92 UEF - 50 Gal) - FS Future Baseline 2030 - ZEAS 2030 - Marine ¦ SCG ¦ Marine | Com ¦ Com Electric Storage Water Heater (0.92 UEF - 50 Gal) - FS Future Baseline 2030 - ZEAS 2030 - Marine | SCG ¦ Marine | SCG | All | Electric & Gas | Com Electric Storage Water Heater (0.92 UEF - 50 Gal) - FS Future Baseline 2030 | Efficient | 2030 |  | 1 | Conventional | WaterHeat | Com - Restaurant | Com | ROB and NEW | 0 | 1000 sqft2 of floor space | 1000 sqft served | 13 | DEER:Indoor_CFL_Ltg | 26069.3754 | 2.2889 | -1563.1821 | SWWH031-04 | 4666.8833 | 2024 | 2764.8377 | 2024 | 0 | 0 | SWWH031-04 | Com Small Gas Water Heaters - ZEAS 2030 - Marine ¦ SCG ¦ Marine | Com Small Gas Water Heaters - ZEAS 2030 - Marine | 0.79319 | 0.546 | 0 | CBSA 2019 | 711.0403 | 2012 | 1 | SWWH031-04
COM-WATERHEAT-FS-10C-ZEAS.46 | Com ¦ Com Electric Storage Water Heater (0.92 UEF - 50 Gal) - FS Future Baseline 2030 - ZEAS 2030 - Marine ¦ SCG ¦ Marine | Com ¦ Com Electric Storage Water Heater (0.92 UEF - 50 Gal) - FS Future Baseline 2030 - ZEAS 2030 - Marine | SCG ¦ Marine | SCG | All | Electric & Gas | Com Electric Storage Water Heater (0.92 UEF - 50 Gal) - FS Future Baseline 2030 | Efficient | 2030 |  | 1 | Conventional | WaterHeat | Com - Retail | Com | ROB and NEW | 0 | 1000 sqft2 of floor space | 1000 sqft served | 13 | DEER:Indoor_CFL_Ltg | 389.4442 | 0.026709 | -23.0667 | SWWH031-04 | 66.7285 | 2024 | 39.5325 | 2024 | 0 | 0 | SWWH031-04 | Com Small Gas Water Heaters - ZEAS 2030 - Marine ¦ SCG ¦ Marine | Com Small Gas Water Heaters - ZEAS 2030 - Marine | 0.40063 | 0.546 | 0 | CBSA 2019 | -22.8434 | 2012 | 1 | SWWH031-04
COM-WATERHEAT-FS-10C-ZEAS.47 | Com ¦ Com Electric Storage Water Heater (0.92 UEF - 50 Gal) - FS Future Baseline 2030 - ZEAS 2030 - Marine ¦ SCG ¦ Marine | Com ¦ Com Electric Storage Water Heater (0.92 UEF - 50 Gal) - FS Future Baseline 2030 - ZEAS 2030 - Marine | SCG ¦ Marine | SCG | All | Electric & Gas | Com Electric Storage Water Heater (0.92 UEF - 50 Gal) - FS Future Baseline 2030 | Efficient | 2030 |  | 1 | Conventional | WaterHeat | Com - School | Com | ROB and NEW | 0 | 1000 sqft2 of floor space | 1000 sqft served | 13 | DEER:Indoor_CFL_Ltg | 2103.633 | 0.067536 | -127.9363 | SWWH031-04 | 549.668 | 2024 | 325.6441 | 2024 | 0 | 0 | SWWH031-04 | Com Small Gas Water Heaters - ZEAS 2030 - Marine ¦ SCG ¦ Marine | Com Small Gas Water Heaters - ZEAS 2030 - Marine | 0.76922 | 0.546 | 0 | CBSA 2019 | -54.0535 | 2012 | 1 | SWWH031-04
COM-WATERHEAT-FS-10C-ZEAS.48 | Com ¦ Com Electric Storage Water Heater (0.92 UEF - 50 Gal) - FS Future Baseline 2030 - ZEAS 2030 - Marine ¦ SCG ¦ Marine | Com ¦ Com Electric Storage Water Heater (0.92 UEF - 50 Gal) - FS Future Baseline 2030 - ZEAS 2030 - Marine | SCG ¦ Marine | SCG | All | Electric & Gas | Com Electric Storage Water Heater (0.92 UEF - 50 Gal) - FS Future Baseline 2030 | Efficient | 2030 |  | 1 | Conventional | WaterHeat | Com - Warehouse | Com | ROB and NEW | 0 | 1000 sqft2 of floor space | 1000 sqft served | 13 | DEER:Indoor_CFL_Ltg | 62.9168 | 0.0010187 | -3.697 | SWWH031-04 | 9.963 | 2024 | 5.9024 | 2024 | 0 | 0 | SWWH031-04 | Com Small Gas Water Heaters - ZEAS 2030 - Marine ¦ SCG ¦ Marine | Com Small Gas Water Heaters - ZEAS 2030 - Marine | 0.1976 | 0.546 | 0 | CBSA 2019 | -3.2732 | 2012 | 1 | SWWH031-04
COM-WATERHEAT-FS-10C-ZEAS.49 | Com ¦ Com Electric Storage Water Heater (0.92 UEF - 50 Gal) - FS Future Baseline 2030 - ZEAS 2030 - Hot-Dry ¦ SCG ¦ Hot-Dry | Com ¦ Com Electric Storage Water Heater (0.92 UEF - 50 Gal) - FS Future Baseline 2030 - ZEAS 2030 - Hot-Dry | SCG ¦ Hot-Dry | SCG | All | Electric & Gas | Com Electric Storage Water Heater (0.92 UEF - 50 Gal) - FS Future Baseline 2030 | Efficient | 2030 |  | 1 | Conventional | WaterHeat | Com - College | Com | ROB and NEW | 0 | 1000 sqft2 of floor space | 1000 sqft served | 13 | DEER:Indoor_CFL_Ltg | 1037.5321 | 0.10689 | -60.8662 | SWWH031-04 | 173.1032 | 2024 | 102.5529 | 2024 | 0 | 0 | SWWH031-04 | Com Small Gas Water Heaters - ZEAS 2030 - Hot-Dry ¦ SCG ¦ Hot-Dry | Com Small Gas Water Heaters - ZEAS 2030 - Hot-Dry | 0.74815 | 0.546 | 0 | CBSA 2019 | 122.4449 | 2012 | 1 | SWWH031-04
COM-WATERHEAT-FS-10C-ZEAS.50 | Com ¦ Com Electric Storage Water Heater (0.92 UEF - 50 Gal) - FS Future Baseline 2030 - ZEAS 2030 - Hot-Dry ¦ SCG ¦ Hot-Dry | Com ¦ Com Electric Storage Water Heater (0.92 UEF - 50 Gal) - FS Future Baseline 2030 - ZEAS 2030 - Hot-Dry | SCG ¦ Hot-Dry | SCG | All | Electric & Gas | Com Electric Storage Water Heater (0.92 UEF - 50 Gal) - FS Future Baseline 2030 | Efficient | 2030 |  | 1 | Conventional | WaterHeat | Com - Grocery | Com | ROB and NEW | 0 | 1000 sqft2 of floor space | 1000 sqft served | 13 | DEER:Indoor_CFL_Ltg | 0 | 0 | 0 | SWWH031-04 | 101.241 | 2024 | 61.7409 | 2024 | 0 | 0 | SWWH031-04 | Com Small Gas Water Heaters - ZEAS 2030 - Hot-Dry ¦ SCG ¦ Hot-Dry | Com Small Gas Water Heaters - ZEAS 2030 - Hot-Dry | 0.59609 | 0.546 | 0 | CBSA 2019 | 0 | 2012 | 1 | SWWH031-04
COM-WATERHEAT-FS-10C-ZEAS.51 | Com ¦ Com Electric Storage Water Heater (0.92 UEF - 50 Gal) - FS Future Baseline 2030 - ZEAS 2030 - Hot-Dry ¦ SCG ¦ Hot-Dry | Com ¦ Com Electric Storage Water Heater (0.92 UEF - 50 Gal) - FS Future Baseline 2030 - ZEAS 2030 - Hot-Dry | SCG ¦ Hot-Dry | SCG | All | Electric & Gas | Com Electric Storage Water Heater (0.92 UEF - 50 Gal) - FS Future Baseline 2030 | Efficient | 2030 |  | 1 | Conventional | WaterHeat | Com - Health | Com | ROB and NEW | 0 | 1000 sqft2 of floor space | 1000 sqft served | 13 | DEER:Indoor_CFL_Ltg | 2965.6486 | 0.14484 | -171.6072 | SWWH031-04 | 262.1943 | 2024 | 155.3338 | 2024 | 0 | 0 | SWWH031-04 | Com Small Gas Water Heaters - ZEAS 2030 - Hot-Dry ¦ SCG ¦ Hot-Dry | Com Small Gas Water Heaters - ZEAS 2030 - Hot-Dry | 0.52611 | 0.546 | 0 | CBSA 2019 | 290.6564 | 2012 | 1 | SWWH031-04
COM-WATERHEAT-FS-10C-ZEAS.52 | Com ¦ Com Electric Storage Water Heater (0.92 UEF - 50 Gal) - FS Future Baseline 2030 - ZEAS 2030 - Hot-Dry ¦ SCG ¦ Hot-Dry | Com ¦ Com Electric Storage Water Heater (0.92 UEF - 50 Gal) - FS Future Baseline 2030 - ZEAS 2030 - Hot-Dry | SCG ¦ Hot-Dry | SCG | All | Electric & Gas | Com Electric Storage Water Heater (0.92 UEF - 50 Gal) - FS Future Baseline 2030 | Efficient | 2030 |  | 1 | Conventional | WaterHeat | Com - Lodging | Com | ROB and NEW | 0 | 1000 sqft2 of floor space | 1000 sqft served | 13 | DEER:Indoor_CFL_Ltg | 2286.4512 | 0.11263 | -131.1951 | SWWH031-04 | 164.9749 | 2024 | 97.7373 | 2024 | 0 | 0 | SWWH031-04 | Com Small Gas Water Heaters - ZEAS 2030 - Hot-Dry ¦ SCG ¦ Hot-Dry | Com Small Gas Water Heaters - ZEAS 2030 - Hot-Dry | 0.73871 | 0.546 | 0 | CBSA 2019 | 935.4583 | 2012 | 1 | SWWH031-04
COM-WATERHEAT-FS-10C-ZEAS.53 | Com ¦ Com Electric Storage Water Heater (0.92 UEF - 50 Gal) - FS Future Baseline 2030 - ZEAS 2030 - Hot-Dry ¦ SCG ¦ Hot-Dry | Com ¦ Com Electric Storage Water Heater (0.92 UEF - 50 Gal) - FS Future Baseline 2030 - ZEAS 2030 - Hot-Dry | SCG ¦ Hot-Dry | SCG | All | Electric & Gas | Com Electric Storage Water Heater (0.92 UEF - 50 Gal) - FS Future Baseline 2030 | Efficient | 2030 |  | 1 | Conventional | WaterHeat | Com - Office (Large) | Com | ROB and NEW | 0 | 1000 sqft2 of floor space | 1000 sqft served | 13 | DEER:Indoor_CFL_Ltg | 290.9351 | 0.0063628 | -17.2118 | SWWH031-04 | 53.8656 | 2024 | 31.912 | 2024 | 0 | 0 | SWWH031-04 | Com Small Gas Water Heaters - ZEAS 2030 - Hot-Dry ¦ SCG ¦ Hot-Dry | Com Small Gas Water Heaters - ZEAS 2030 - Hot-Dry | 0.46177 | 0.546 | 0 | CBSA 2019 | 48.3591 | 2012 | 1 | SWWH031-04
COM-WATERHEAT-FS-10C-ZEAS.54 | Com ¦ Com Electric Storage Water Heater (0.92 UEF - 50 Gal) - FS Future Baseline 2030 - ZEAS 2030 - Hot-Dry ¦ SCG ¦ Hot-Dry | Com ¦ Com Electric Storage Water Heater (0.92 UEF - 50 Gal) - FS Future Baseline 2030 - ZEAS 2030 - Hot-Dry | SCG ¦ Hot-Dry | SCG | All | Electric & Gas | Com Electric Storage Water Heater (0.92 UEF - 50 Gal) - FS Future Baseline 2030 | Efficient | 2030 |  | 1 | Conventional | WaterHeat | Com - Office (Small) | Com | ROB and NEW | 0 | 1000 sqft2 of floor space | 1000 sqft served | 13 | DEER:Indoor_CFL_Ltg | 267.986 | 0.00095831 | -15.8608 | SWWH031-04 | 53.8656 | 2024 | 31.912 | 2024 | 0 | 0 | SWWH031-04 | Com Small Gas Water Heaters - ZEAS 2030 - Hot-Dry ¦ SCG ¦ Hot-Dry | Com Small Gas Water Heaters - ZEAS 2030 - Hot-Dry | 0.46177 | 0.546 | 0 | CBSA 2019 | 19.1126 | 2012 | 1 | SWWH031-04
COM-WATERHEAT-FS-10C-ZEAS.55 | Com ¦ Com Electric Storage Water Heater (0.92 UEF - 50 Gal) - FS Future Baseline 2030 - ZEAS 2030 - Hot-Dry ¦ SCG ¦ Hot-Dry | Com ¦ Com Electric Storage Water Heater (0.92 UEF - 50 Gal) - FS Future Baseline 2030 - ZEAS 2030 - Hot-Dry | SCG ¦ Hot-Dry | SCG | All | Electric & Gas | Com Electric Storage Water Heater (0.92 UEF - 50 Gal) - FS Future Baseline 2030 | Efficient | 2030 |  | 1 | Conventional | WaterHeat | Com - Other | Com | ROB and NEW | 0 | 1000 sqft2 of floor space | 1000 sqft served | 13 | DEER:Indoor_CFL_Ltg | 3447.0385 | 0.20848 | -200.516 | SWWH031-04 | 445.4976 | 2024 | 263.9296 | 2024 | 0 | 0 | SWWH031-04 | Com Small Gas Water Heaters - ZEAS 2030 - Hot-Dry ¦ SCG ¦ Hot-Dry | Com Small Gas Water Heaters - ZEAS 2030 - Hot-Dry | 0.5433 | 0.546 | 0 | CBSA 2019 | 527.7015 | 2012 | 1 | SWWH031-04
COM-WATERHEAT-FS-10C-ZEAS.56 | Com ¦ Com Electric Storage Water Heater (0.92 UEF - 50 Gal) - FS Future Baseline 2030 - ZEAS 2030 - Hot-Dry ¦ SCG ¦ Hot-Dry | Com ¦ Com Electric Storage Water Heater (0.92 UEF - 50 Gal) - FS Future Baseline 2030 - ZEAS 2030 - Hot-Dry | SCG ¦ Hot-Dry | SCG | All | Electric & Gas | Com Electric Storage Water Heater (0.92 UEF - 50 Gal) - FS Future Baseline 2030 | Efficient | 2030 |  | 1 | Conventional | WaterHeat | Com - Refrig. Warehouse | Com | ROB and NEW | 0 | 1000 sqft2 of floor space | 1000 sqft served | 13 | DEER:Indoor_CFL_Ltg | 296.9552 | 0.010577 | -17.2011 | SWWH031-04 | 24.9074 | 2024 | 14.7561 | 2024 | 0 | 0 | SWWH031-04 | Com Small Gas Water Heaters - ZEAS 2030 - Hot-Dry ¦ SCG ¦ Hot-Dry | Com Small Gas Water Heaters - ZEAS 2030 - Hot-Dry | 0.22621 | 0.546 | 0 | CBSA 2019 | 7.6084 | 2012 | 1 | SWWH031-04
COM-WATERHEAT-FS-10C-ZEAS.57 | Com ¦ Com Electric Storage Water Heater (0.92 UEF - 50 Gal) - FS Future Baseline 2030 - ZEAS 2030 - Hot-Dry ¦ SCG ¦ Hot-Dry | Com ¦ Com Electric Storage Water Heater (0.92 UEF - 50 Gal) - FS Future Baseline 2030 - ZEAS 2030 - Hot-Dry | SCG ¦ Hot-Dry | SCG | All | Electric & Gas | Com Electric Storage Water Heater (0.92 UEF - 50 Gal) - FS Future Baseline 2030 | Efficient | 2030 |  | 1 | Conventional | WaterHeat | Com - Restaurant | Com | ROB and NEW | 0 | 1000 sqft2 of floor space | 1000 sqft served | 13 | DEER:Indoor_CFL_Ltg | 12865.6159 | 1.0211 | -766.4289 | SWWH031-04 | 2333.4416 | 2024 | 1382.4189 | 2024 | 0 | 0 | SWWH031-04 | Com Small Gas Water Heaters - ZEAS 2030 - Hot-Dry ¦ SCG ¦ Hot-Dry | Com Small Gas Water Heaters - ZEAS 2030 - Hot-Dry | 0.79319 | 0.546 | 0 | CBSA 2019 | 347.1344 | 2012 | 1 | SWWH031-04
COM-WATERHEAT-FS-10C-ZEAS.58 | Com ¦ Com Electric Storage Water Heater (0.92 UEF - 50 Gal) - FS Future Baseline 2030 - ZEAS 2030 - Hot-Dry ¦ SCG ¦ Hot-Dry | Com ¦ Com Electric Storage Water Heater (0.92 UEF - 50 Gal) - FS Future Baseline 2030 - ZEAS 2030 - Hot-Dry | SCG ¦ Hot-Dry | SCG | All | Electric & Gas | Com Electric Storage Water Heater (0.92 UEF - 50 Gal) - FS Future Baseline 2030 | Efficient | 2030 |  | 1 | Conventional | WaterHeat | Com - Retail | Com | ROB and NEW | 0 | 1000 sqft2 of floor space | 1000 sqft served | 13 | DEER:Indoor_CFL_Ltg | 192.4342 | 0.011905 | -11.3033 | SWWH031-04 | 33.3643 | 2024 | 19.7663 | 2024 | 0 | 0 | SWWH031-04 | Com Small Gas Water Heaters - ZEAS 2030 - Hot-Dry ¦ SCG ¦ Hot-Dry | Com Small Gas Water Heaters - ZEAS 2030 - Hot-Dry | 0.40063 | 0.546 | 0 | CBSA 2019 | -11.7544 | 2012 | 1 | SWWH031-04
COM-WATERHEAT-FS-10C-ZEAS.59 | Com ¦ Com Electric Storage Water Heater (0.92 UEF - 50 Gal) - FS Future Baseline 2030 - ZEAS 2030 - Hot-Dry ¦ SCG ¦ Hot-Dry | Com ¦ Com Electric Storage Water Heater (0.92 UEF - 50 Gal) - FS Future Baseline 2030 - ZEAS 2030 - Hot-Dry | SCG ¦ Hot-Dry | SCG | All | Electric & Gas | Com Electric Storage Water Heater (0.92 UEF - 50 Gal) - FS Future Baseline 2030 | Efficient | 2030 |  | 1 | Conventional | WaterHeat | Com - School | Com | ROB and NEW | 0 | 1000 sqft2 of floor space | 1000 sqft served | 13 | DEER:Indoor_CFL_Ltg | 1042.4538 | 0.029802 | -62.9294 | SWWH031-04 | 274.834 | 2024 | 162.822 | 2024 | 0 | 0 | SWWH031-04 | Com Small Gas Water Heaters - ZEAS 2030 - Hot-Dry ¦ SCG ¦ Hot-Dry | Com Small Gas Water Heaters - ZEAS 2030 - Hot-Dry | 0.76922 | 0.546 | 0 | CBSA 2019 | -27.8584 | 2012 | 1 | SWWH031-04
COM-WATERHEAT-FS-10C-ZEAS.60 | Com ¦ Com Electric Storage Water Heater (0.92 UEF - 50 Gal) - FS Future Baseline 2030 - ZEAS 2030 - Hot-Dry ¦ SCG ¦ Hot-Dry | Com ¦ Com Electric Storage Water Heater (0.92 UEF - 50 Gal) - FS Future Baseline 2030 - ZEAS 2030 - Hot-Dry | SCG ¦ Hot-Dry | SCG | All | Electric & Gas | Com Electric Storage Water Heater (0.92 UEF - 50 Gal) - FS Future Baseline 2030 | Efficient | 2030 |  | 1 | Conventional | WaterHeat | Com - Warehouse | Com | ROB and NEW | 0 | 1000 sqft2 of floor space | 1000 sqft served | 13 | DEER:Indoor_CFL_Ltg | 30.9107 | 0.0004498 | -1.8143 | SWWH031-04 | 4.9815 | 2024 | 2.9512 | 2024 | 0 | 0 | SWWH031-04 | Com Small Gas Water Heaters - ZEAS 2030 - Hot-Dry ¦ SCG ¦ Hot-Dry | Com Small Gas Water Heaters - ZEAS 2030 - Hot-Dry | 0.1976 | 0.546 | 0 | CBSA 2019 | -1.6168 | 2012 | 1 | SWWH031-04
COM-WATERHEAT-FS-10C-ZEAS.61 | Com ¦ Com Electric Storage Water Heater (0.92 UEF - 50 Gal) - FS Future Baseline 2030 - ZEAS 2030 - Cold ¦ SCG ¦ Cold | Com ¦ Com Electric Storage Water Heater (0.92 UEF - 50 Gal) - FS Future Baseline 2030 - ZEAS 2030 - Cold | SCG ¦ Cold | SCG | All | Electric & Gas | Com Electric Storage Water Heater (0.92 UEF - 50 Gal) - FS Future Baseline 2030 | Efficient | 2030 |  | 1 | Conventional | WaterHeat | Com - College | Com | ROB and NEW | 0 | 1000 sqft2 of floor space | 1000 sqft served | 13 | DEER:Indoor_CFL_Ltg | 2498.7388 | 0.12009 | -143.1668 | SWWH031-04 | 346.2063 | 2024 | 205.1057 | 2024 | 0 | 0 | SWWH031-04 | Com Small Gas Water Heaters - ZEAS 2030 - Cold ¦ SCG ¦ Cold | Com Small Gas Water Heaters - ZEAS 2030 - Cold | 0.74815 | 0.546 | 0 | CBSA 2019 | 283.6077 | 2012 | 1 | SWWH031-04
COM-WATERHEAT-FS-10C-ZEAS.62 | Com ¦ Com Electric Storage Water Heater (0.92 UEF - 50 Gal) - FS Future Baseline 2030 - ZEAS 2030 - Cold ¦ SCG ¦ Cold | Com ¦ Com Electric Storage Water Heater (0.92 UEF - 50 Gal) - FS Future Baseline 2030 - ZEAS 2030 - Cold | SCG ¦ Cold | SCG | All | Electric & Gas | Com Electric Storage Water Heater (0.92 UEF - 50 Gal) - FS Future Baseline 2030 | Efficient | 2030 |  | 1 | Conventional | WaterHeat | Com - Grocery | Com | ROB and NEW | 0 | 1000 sqft2 of floor space | 1000 sqft served | 13 | DEER:Indoor_CFL_Ltg | 0 | 0 | 0 | SWWH031-04 | 202.482 | 2024 | 123.4818 | 2024 | 0 | 0 | SWWH031-04 | Com Small Gas Water Heaters - ZEAS 2030 - Cold ¦ SCG ¦ Cold | Com Small Gas Water Heaters - ZEAS 2030 - Cold | 0.59609 | 0.546 | 0 | CBSA 2019 | 0 | 2012 | 1 | SWWH031-04
COM-WATERHEAT-FS-10C-ZEAS.63 | Com ¦ Com Electric Storage Water Heater (0.92 UEF - 50 Gal) - FS Future Baseline 2030 - ZEAS 2030 - Cold ¦ SCG ¦ Cold | Com ¦ Com Electric Storage Water Heater (0.92 UEF - 50 Gal) - FS Future Baseline 2030 - ZEAS 2030 - Cold | SCG ¦ Cold | SCG | All | Electric & Gas | Com Electric Storage Water Heater (0.92 UEF - 50 Gal) - FS Future Baseline 2030 | Efficient | 2030 |  | 1 | Conventional | WaterHeat | Com - Health | Com | ROB and NEW | 0 | 1000 sqft2 of floor space | 1000 sqft served | 13 | DEER:Indoor_CFL_Ltg | 7079.7553 | 0.34672 | -403.9298 | SWWH031-04 | 524.3885 | 2024 | 310.6675 | 2024 | 0 | 0 | SWWH031-04 | Com Small Gas Water Heaters - ZEAS 2030 - Cold ¦ SCG ¦ Cold | Com Small Gas Water Heaters - ZEAS 2030 - Cold | 0.52611 | 0.546 | 0 | CBSA 2019 | 677.6569 | 2012 | 1 | SWWH031-04
COM-WATERHEAT-FS-10C-ZEAS.64 | Com ¦ Com Electric Storage Water Heater (0.92 UEF - 50 Gal) - FS Future Baseline 2030 - ZEAS 2030 - Cold ¦ SCG ¦ Cold | Com ¦ Com Electric Storage Water Heater (0.92 UEF - 50 Gal) - FS Future Baseline 2030 - ZEAS 2030 - Cold | SCG ¦ Cold | SCG | All | Electric & Gas | Com Electric Storage Water Heater (0.92 UEF - 50 Gal) - FS Future Baseline 2030 | Efficient | 2030 |  | 1 | Conventional | WaterHeat | Com - Lodging | Com | ROB and NEW | 0 | 1000 sqft2 of floor space | 1000 sqft served | 13 | DEER:Indoor_CFL_Ltg | 5454.957 | 0.26983 | -309.2482 | SWWH031-04 | 329.9498 | 2024 | 195.4747 | 2024 | 0 | 0 | SWWH031-04 | Com Small Gas Water Heaters - ZEAS 2030 - Cold ¦ SCG ¦ Cold | Com Small Gas Water Heaters - ZEAS 2030 - Cold | 0.73871 | 0.546 | 0 | CBSA 2019 | 2194.7105 | 2012 | 1 | SWWH031-04
COM-WATERHEAT-FS-10C-ZEAS.65 | Com ¦ Com Electric Storage Water Heater (0.92 UEF - 50 Gal) - FS Future Baseline 2030 - ZEAS 2030 - Cold ¦ SCG ¦ Cold | Com ¦ Com Electric Storage Water Heater (0.92 UEF - 50 Gal) - FS Future Baseline 2030 - ZEAS 2030 - Cold | SCG ¦ Cold | SCG | All | Electric & Gas | Com Electric Storage Water Heater (0.92 UEF - 50 Gal) - FS Future Baseline 2030 | Efficient | 2030 |  | 1 | Conventional | WaterHeat | Com - Office (Large) | Com | ROB and NEW | 0 | 1000 sqft2 of floor space | 1000 sqft served | 13 | DEER:Indoor_CFL_Ltg | 700.3171 | 0.015124 | -40.346 | SWWH031-04 | 107.7311 | 2024 | 63.824 | 2024 | 0 | 0 | SWWH031-04 | Com Small Gas Water Heaters - ZEAS 2030 - Cold ¦ SCG ¦ Cold | Com Small Gas Water Heaters - ZEAS 2030 - Cold | 0.46177 | 0.546 | 0 | CBSA 2019 | 111.5339 | 2012 | 1 | SWWH031-04
COM-WATERHEAT-FS-10C-ZEAS.66 | Com ¦ Com Electric Storage Water Heater (0.92 UEF - 50 Gal) - FS Future Baseline 2030 - ZEAS 2030 - Cold ¦ SCG ¦ Cold | Com ¦ Com Electric Storage Water Heater (0.92 UEF - 50 Gal) - FS Future Baseline 2030 - ZEAS 2030 - Cold | SCG ¦ Cold | SCG | All | Electric & Gas | Com Electric Storage Water Heater (0.92 UEF - 50 Gal) - FS Future Baseline 2030 | Efficient | 2030 |  | 1 | Conventional | WaterHeat | Com - Office (Small) | Com | ROB and NEW | 0 | 1000 sqft2 of floor space | 1000 sqft served | 13 | DEER:Indoor_CFL_Ltg | 644.0549 | 0.002212 | -37.0146 | SWWH031-04 | 107.7311 | 2024 | 63.824 | 2024 | 0 | 0 | SWWH031-04 | Com Small Gas Water Heaters - ZEAS 2030 - Cold ¦ SCG ¦ Cold | Com Small Gas Water Heaters - ZEAS 2030 - Cold | 0.46177 | 0.546 | 0 | CBSA 2019 | 43.7483 | 2012 | 1 | SWWH031-04
COM-WATERHEAT-FS-10C-ZEAS.67 | Com ¦ Com Electric Storage Water Heater (0.92 UEF - 50 Gal) - FS Future Baseline 2030 - ZEAS 2030 - Cold ¦ SCG ¦ Cold | Com ¦ Com Electric Storage Water Heater (0.92 UEF - 50 Gal) - FS Future Baseline 2030 - ZEAS 2030 - Cold | SCG ¦ Cold | SCG | All | Electric & Gas | Com Electric Storage Water Heater (0.92 UEF - 50 Gal) - FS Future Baseline 2030 | Efficient | 2030 |  | 1 | Conventional | WaterHeat | Com - Other | Com | ROB and NEW | 0 | 1000 sqft2 of floor space | 1000 sqft served | 13 | DEER:Indoor_CFL_Ltg | 8216.5643 | 0.49593 | -468.3809 | SWWH031-04 | 890.9952 | 2024 | 527.8592 | 2024 | 0 | 0 | SWWH031-04 | Com Small Gas Water Heaters - ZEAS 2030 - Cold ¦ SCG ¦ Cold | Com Small Gas Water Heaters - ZEAS 2030 - Cold | 0.5433 | 0.546 | 0 | CBSA 2019 | 1214.4589 | 2012 | 1 | SWWH031-04
COM-WATERHEAT-FS-10C-ZEAS.68 | Com ¦ Com Electric Storage Water Heater (0.92 UEF - 50 Gal) - FS Future Baseline 2030 - ZEAS 2030 - Cold ¦ SCG ¦ Cold | Com ¦ Com Electric Storage Water Heater (0.92 UEF - 50 Gal) - FS Future Baseline 2030 - ZEAS 2030 - Cold | SCG ¦ Cold | SCG | All | Electric & Gas | Com Electric Storage Water Heater (0.92 UEF - 50 Gal) - FS Future Baseline 2030 | Efficient | 2030 |  | 1 | Conventional | WaterHeat | Com - Refrig. Warehouse | Com | ROB and NEW | 0 | 1000 sqft2 of floor space | 1000 sqft served | 13 | DEER:Indoor_CFL_Ltg | 717.1425 | 0.025263 | -40.5639 | SWWH031-04 | 49.8149 | 2024 | 29.5122 | 2024 | 0 | 0 | SWWH031-04 | Com Small Gas Water Heaters - ZEAS 2030 - Cold ¦ SCG ¦ Cold | Com Small Gas Water Heaters - ZEAS 2030 - Cold | 0.22621 | 0.546 | 0 | CBSA 2019 | 17.6408 | 2012 | 1 | SWWH031-04
COM-WATERHEAT-FS-10C-ZEAS.69 | Com ¦ Com Electric Storage Water Heater (0.92 UEF - 50 Gal) - FS Future Baseline 2030 - ZEAS 2030 - Cold ¦ SCG ¦ Cold | Com ¦ Com Electric Storage Water Heater (0.92 UEF - 50 Gal) - FS Future Baseline 2030 - ZEAS 2030 - Cold | SCG ¦ Cold | SCG | All | Electric & Gas | Com Electric Storage Water Heater (0.92 UEF - 50 Gal) - FS Future Baseline 2030 | Efficient | 2030 |  | 1 | Conventional | WaterHeat | Com - Restaurant | Com | ROB and NEW | 0 | 1000 sqft2 of floor space | 1000 sqft served | 13 | DEER:Indoor_CFL_Ltg | 30707.1361 | 2.4691 | -1787.3839 | SWWH031-04 | 4666.8833 | 2024 | 2764.8377 | 2024 | 0 | 0 | SWWH031-04 | Com Small Gas Water Heaters - ZEAS 2030 - Cold ¦ SCG ¦ Cold | Com Small Gas Water Heaters - ZEAS 2030 - Cold | 0.79319 | 0.546 | 0 | CBSA 2019 | 797.0512 | 2012 | 1 | SWWH031-04
COM-WATERHEAT-FS-10C-ZEAS.70 | Com ¦ Com Electric Storage Water Heater (0.92 UEF - 50 Gal) - FS Future Baseline 2030 - ZEAS 2030 - Cold ¦ SCG ¦ Cold | Com ¦ Com Electric Storage Water Heater (0.92 UEF - 50 Gal) - FS Future Baseline 2030 - ZEAS 2030 - Cold | SCG ¦ Cold | SCG | All | Electric & Gas | Com Electric Storage Water Heater (0.92 UEF - 50 Gal) - FS Future Baseline 2030 | Efficient | 2030 |  | 1 | Conventional | WaterHeat | Com - Retail | Com | ROB and NEW | 0 | 1000 sqft2 of floor space | 1000 sqft served | 13 | DEER:Indoor_CFL_Ltg | 457.5881 | 0.028779 | -26.5374 | SWWH031-04 | 66.7285 | 2024 | 39.5325 | 2024 | 0 | 0 | SWWH031-04 | Com Small Gas Water Heaters - ZEAS 2030 - Cold ¦ SCG ¦ Cold | Com Small Gas Water Heaters - ZEAS 2030 - Cold | 0.40063 | 0.546 | 0 | CBSA 2019 | -29.6342 | 2012 | 1 | SWWH031-04
COM-WATERHEAT-FS-10C-ZEAS.71 | Com ¦ Com Electric Storage Water Heater (0.92 UEF - 50 Gal) - FS Future Baseline 2030 - ZEAS 2030 - Cold ¦ SCG ¦ Cold | Com ¦ Com Electric Storage Water Heater (0.92 UEF - 50 Gal) - FS Future Baseline 2030 - ZEAS 2030 - Cold | SCG ¦ Cold | SCG | All | Electric & Gas | Com Electric Storage Water Heater (0.92 UEF - 50 Gal) - FS Future Baseline 2030 | Efficient | 2030 |  | 1 | Conventional | WaterHeat | Com - School | Com | ROB and NEW | 0 | 1000 sqft2 of floor space | 1000 sqft served | 13 | DEER:Indoor_CFL_Ltg | 2526.2015 | -0.00051862 | -147.1997 | SWWH031-04 | 549.668 | 2024 | 325.6441 | 2024 | 0 | 0 | SWWH031-04 | Com Small Gas Water Heaters - ZEAS 2030 - Cold ¦ SCG ¦ Cold | Com Small Gas Water Heaters - ZEAS 2030 - Cold | 0.76922 | 0.546 | 0 | CBSA 2019 | -79.6158 | 2012 | 1 | SWWH031-04
COM-WATERHEAT-FS-10C-ZEAS.72 | Com ¦ Com Electric Storage Water Heater (0.92 UEF - 50 Gal) - FS Future Baseline 2030 - ZEAS 2030 - Cold ¦ SCG ¦ Cold | Com ¦ Com Electric Storage Water Heater (0.92 UEF - 50 Gal) - FS Future Baseline 2030 - ZEAS 2030 - Cold | SCG ¦ Cold | SCG | All | Electric & Gas | Com Electric Storage Water Heater (0.92 UEF - 50 Gal) - FS Future Baseline 2030 | Efficient | 2030 |  | 1 | Conventional | WaterHeat | Com - Warehouse | Com | ROB and NEW | 0 | 1000 sqft2 of floor space | 1000 sqft served | 13 | DEER:Indoor_CFL_Ltg | 75.377 | 0.0010824 | -4.2447 | SWWH031-04 | 9.963 | 2024 | 5.9024 | 2024 | 0 | 0 | SWWH031-04 | Com Small Gas Water Heaters - ZEAS 2030 - Cold ¦ SCG ¦ Cold | Com Small Gas Water Heaters - ZEAS 2030 - Cold | 0.1976 | 0.546 | 0 | CBSA 2019 | -4.699 | 2012 | 1 | SWWH031-04
COM-WATERHEAT-FS-10C-ZEAS.73 | Com ¦ Com Electric Storage Water Heater (0.92 UEF - 50 Gal) - FS Future Baseline 2030 - ZEAS 2030 - Marine ¦ SDG&E ¦ Marine | Com ¦ Com Electric Storage Water Heater (0.92 UEF - 50 Gal) - FS Future Baseline 2030 - ZEAS 2030 - Marine | SDG&E ¦ Marine | SDG&E | All | Electric & Gas | Com Electric Storage Water Heater (0.92 UEF - 50 Gal) - FS Future Baseline 2030 | Efficient | 2030 |  | 1 | Conventional | WaterHeat | Com - College | Com | ROB and NEW | 0 | 1000 sqft2 of floor space | 1000 sqft served | 13 | DEER:Indoor_CFL_Ltg | 2093.7201 | 0.23824 | -123.9986 | SWWH031-04 | 346.2063 | 2024 | 205.1057 | 2024 | 0 | 0 | SWWH031-04 | Com Small Gas Water Heaters - ZEAS 2030 - Marine ¦ SDG&E ¦ Marine | Com Small Gas Water Heaters - ZEAS 2030 - Marine | 0.74815 | 0.546 | 0 | CBSA 2019 | 250.9565 | 2012 | 1 | SWWH031-04
COM-WATERHEAT-FS-10C-ZEAS.74 | Com ¦ Com Electric Storage Water Heater (0.92 UEF - 50 Gal) - FS Future Baseline 2030 - ZEAS 2030 - Marine ¦ SDG&E ¦ Marine | Com ¦ Com Electric Storage Water Heater (0.92 UEF - 50 Gal) - FS Future Baseline 2030 - ZEAS 2030 - Marine | SDG&E ¦ Marine | SDG&E | All | Electric & Gas | Com Electric Storage Water Heater (0.92 UEF - 50 Gal) - FS Future Baseline 2030 | Efficient | 2030 |  | 1 | Conventional | WaterHeat | Com - Grocery | Com | ROB and NEW | 0 | 1000 sqft2 of floor space | 1000 sqft served | 13 | DEER:Indoor_CFL_Ltg | 0 | 0 | 0 | SWWH031-04 | 202.482 | 2024 | 123.4818 | 2024 | 0 | 0 | SWWH031-04 | Com Small Gas Water Heaters - ZEAS 2030 - Marine ¦ SDG&E ¦ Marine | Com Small Gas Water Heaters - ZEAS 2030 - Marine | 0.59609 | 0.546 | 0 | CBSA 2019 | 0 | 2012 | 1 | SWWH031-04
COM-WATERHEAT-FS-10C-ZEAS.75 | Com ¦ Com Electric Storage Water Heater (0.92 UEF - 50 Gal) - FS Future Baseline 2030 - ZEAS 2030 - Marine ¦ SDG&E ¦ Marine | Com ¦ Com Electric Storage Water Heater (0.92 UEF - 50 Gal) - FS Future Baseline 2030 - ZEAS 2030 - Marine | SDG&E ¦ Marine | SDG&E | All | Electric & Gas | Com Electric Storage Water Heater (0.92 UEF - 50 Gal) - FS Future Baseline 2030 | Efficient | 2030 |  | 1 | Conventional | WaterHeat | Com - Health | Com | ROB and NEW | 0 | 1000 sqft2 of floor space | 1000 sqft served | 13 | DEER:Indoor_CFL_Ltg | 6015.6079 | 0.32005 | -350.4213 | SWWH031-04 | 524.3885 | 2024 | 310.6675 | 2024 | 0 | 0 | SWWH031-04 | Com Small Gas Water Heaters - ZEAS 2030 - Marine ¦ SDG&E ¦ Marine | Com Small Gas Water Heaters - ZEAS 2030 - Marine | 0.52611 | 0.546 | 0 | CBSA 2019 | 596.1521 | 2012 | 1 | SWWH031-04
COM-WATERHEAT-FS-10C-ZEAS.76 | Com ¦ Com Electric Storage Water Heater (0.92 UEF - 50 Gal) - FS Future Baseline 2030 - ZEAS 2030 - Marine ¦ SDG&E ¦ Marine | Com ¦ Com Electric Storage Water Heater (0.92 UEF - 50 Gal) - FS Future Baseline 2030 - ZEAS 2030 - Marine | SDG&E ¦ Marine | SDG&E | All | Electric & Gas | Com Electric Storage Water Heater (0.92 UEF - 50 Gal) - FS Future Baseline 2030 | Efficient | 2030 |  | 1 | Conventional | WaterHeat | Com - Lodging | Com | ROB and NEW | 0 | 1000 sqft2 of floor space | 1000 sqft served | 13 | DEER:Indoor_CFL_Ltg | 4637.7613 | 0.24893 | -267.9555 | SWWH031-04 | 329.9498 | 2024 | 195.4747 | 2024 | 0 | 0 | SWWH031-04 | Com Small Gas Water Heaters - ZEAS 2030 - Marine ¦ SDG&E ¦ Marine | Com Small Gas Water Heaters - ZEAS 2030 - Marine | 0.73871 | 0.546 | 0 | CBSA 2019 | 1915.6648 | 2012 | 1 | SWWH031-04
COM-WATERHEAT-FS-10C-ZEAS.77 | Com ¦ Com Electric Storage Water Heater (0.92 UEF - 50 Gal) - FS Future Baseline 2030 - ZEAS 2030 - Marine ¦ SDG&E ¦ Marine | Com ¦ Com Electric Storage Water Heater (0.92 UEF - 50 Gal) - FS Future Baseline 2030 - ZEAS 2030 - Marine | SDG&E ¦ Marine | SDG&E | All | Electric & Gas | Com Electric Storage Water Heater (0.92 UEF - 50 Gal) - FS Future Baseline 2030 | Efficient | 2030 |  | 1 | Conventional | WaterHeat | Com - Office (Large) | Com | ROB and NEW | 0 | 1000 sqft2 of floor space | 1000 sqft served | 13 | DEER:Indoor_CFL_Ltg | 590.0135 | 0.014125 | -35.0899 | SWWH031-04 | 107.7311 | 2024 | 63.824 | 2024 | 0 | 0 | SWWH031-04 | Com Small Gas Water Heaters - ZEAS 2030 - Marine ¦ SDG&E ¦ Marine | Com Small Gas Water Heaters - ZEAS 2030 - Marine | 0.46177 | 0.546 | 0 | CBSA 2019 | 98.9003 | 2012 | 1 | SWWH031-04
COM-WATERHEAT-FS-10C-ZEAS.78 | Com ¦ Com Electric Storage Water Heater (0.92 UEF - 50 Gal) - FS Future Baseline 2030 - ZEAS 2030 - Marine ¦ SDG&E ¦ Marine | Com ¦ Com Electric Storage Water Heater (0.92 UEF - 50 Gal) - FS Future Baseline 2030 - ZEAS 2030 - Marine | SDG&E ¦ Marine | SDG&E | All | Electric & Gas | Com Electric Storage Water Heater (0.92 UEF - 50 Gal) - FS Future Baseline 2030 | Efficient | 2030 |  | 1 | Conventional | WaterHeat | Com - Office (Small) | Com | ROB and NEW | 0 | 1000 sqft2 of floor space | 1000 sqft served | 13 | DEER:Indoor_CFL_Ltg | 542.2646 | 0.0021787 | -32.3508 | SWWH031-04 | 107.7311 | 2024 | 63.824 | 2024 | 0 | 0 | SWWH031-04 | Com Small Gas Water Heaters - ZEAS 2030 - Marine ¦ SDG&E ¦ Marine | Com Small Gas Water Heaters - ZEAS 2030 - Marine | 0.46177 | 0.546 | 0 | CBSA 2019 | 39.1823 | 2012 | 1 | SWWH031-04
COM-WATERHEAT-FS-10C-ZEAS.79 | Com ¦ Com Electric Storage Water Heater (0.92 UEF - 50 Gal) - FS Future Baseline 2030 - ZEAS 2030 - Marine ¦ SDG&E ¦ Marine | Com ¦ Com Electric Storage Water Heater (0.92 UEF - 50 Gal) - FS Future Baseline 2030 - ZEAS 2030 - Marine | SDG&E ¦ Marine | SDG&E | All | Electric & Gas | Com Electric Storage Water Heater (0.92 UEF - 50 Gal) - FS Future Baseline 2030 | Efficient | 2030 |  | 1 | Conventional | WaterHeat | Com - Other | Com | ROB and NEW | 0 | 1000 sqft2 of floor space | 1000 sqft served | 13 | DEER:Indoor_CFL_Ltg | 6979.7938 | 0.46103 | -407.1546 | SWWH031-04 | 890.9952 | 2024 | 527.8592 | 2024 | 0 | 0 | SWWH031-04 | Com Small Gas Water Heaters - ZEAS 2030 - Marine ¦ SDG&E ¦ Marine | Com Small Gas Water Heaters - ZEAS 2030 - Marine | 0.5433 | 0.546 | 0 | CBSA 2019 | 1073.6733 | 2012 | 1 | SWWH031-04
COM-WATERHEAT-FS-10C-ZEAS.80 | Com ¦ Com Electric Storage Water Heater (0.92 UEF - 50 Gal) - FS Future Baseline 2030 - ZEAS 2030 - Marine ¦ SDG&E ¦ Marine | Com ¦ Com Electric Storage Water Heater (0.92 UEF - 50 Gal) - FS Future Baseline 2030 - ZEAS 2030 - Marine | SDG&E ¦ Marine | SDG&E | All | Electric & Gas | Com Electric Storage Water Heater (0.92 UEF - 50 Gal) - FS Future Baseline 2030 | Efficient | 2030 |  | 1 | Conventional | WaterHeat | Com - Refrig. Warehouse | Com | ROB and NEW | 0 | 1000 sqft2 of floor space | 1000 sqft served | 13 | DEER:Indoor_CFL_Ltg | 601.7835 | 0.023414 | -35.0869 | SWWH031-04 | 49.8149 | 2024 | 29.5122 | 2024 | 0 | 0 | SWWH031-04 | Com Small Gas Water Heaters - ZEAS 2030 - Marine ¦ SDG&E ¦ Marine | Com Small Gas Water Heaters - ZEAS 2030 - Marine | 0.22621 | 0.546 | 0 | CBSA 2019 | 15.59 | 2012 | 1 | SWWH031-04
COM-WATERHEAT-FS-10C-ZEAS.81 | Com ¦ Com Electric Storage Water Heater (0.92 UEF - 50 Gal) - FS Future Baseline 2030 - ZEAS 2030 - Marine ¦ SDG&E ¦ Marine | Com ¦ Com Electric Storage Water Heater (0.92 UEF - 50 Gal) - FS Future Baseline 2030 - ZEAS 2030 - Marine | SDG&E ¦ Marine | SDG&E | All | Electric & Gas | Com Electric Storage Water Heater (0.92 UEF - 50 Gal) - FS Future Baseline 2030 | Efficient | 2030 |  | 1 | Conventional | WaterHeat | Com - Restaurant | Com | ROB and NEW | 0 | 1000 sqft2 of floor space | 1000 sqft served | 13 | DEER:Indoor_CFL_Ltg | 26069.3754 | 2.2889 | -1563.1821 | SWWH031-04 | 4666.8833 | 2024 | 2764.8377 | 2024 | 0 | 0 | SWWH031-04 | Com Small Gas Water Heaters - ZEAS 2030 - Marine ¦ SDG&E ¦ Marine | Com Small Gas Water Heaters - ZEAS 2030 - Marine | 0.79319 | 0.546 | 0 | CBSA 2019 | 711.0403 | 2012 | 1 | SWWH031-04
COM-WATERHEAT-FS-10C-ZEAS.82 | Com ¦ Com Electric Storage Water Heater (0.92 UEF - 50 Gal) - FS Future Baseline 2030 - ZEAS 2030 - Marine ¦ SDG&E ¦ Marine | Com ¦ Com Electric Storage Water Heater (0.92 UEF - 50 Gal) - FS Future Baseline 2030 - ZEAS 2030 - Marine | SDG&E ¦ Marine | SDG&E | All | Electric & Gas | Com Electric Storage Water Heater (0.92 UEF - 50 Gal) - FS Future Baseline 2030 | Efficient | 2030 |  | 1 | Conventional | WaterHeat | Com - Retail | Com | ROB and NEW | 0 | 1000 sqft2 of floor space | 1000 sqft served | 13 | DEER:Indoor_CFL_Ltg | 389.4442 | 0.026709 | -23.0667 | SWWH031-04 | 66.7285 | 2024 | 39.5325 | 2024 | 0 | 0 | SWWH031-04 | Com Small Gas Water Heaters - ZEAS 2030 - Marine ¦ SDG&E ¦ Marine | Com Small Gas Water Heaters - ZEAS 2030 - Marine | 0.40063 | 0.546 | 0 | CBSA 2019 | -22.8434 | 2012 | 1 | SWWH031-04
COM-WATERHEAT-FS-10C-ZEAS.83 | Com ¦ Com Electric Storage Water Heater (0.92 UEF - 50 Gal) - FS Future Baseline 2030 - ZEAS 2030 - Marine ¦ SDG&E ¦ Marine | Com ¦ Com Electric Storage Water Heater (0.92 UEF - 50 Gal) - FS Future Baseline 2030 - ZEAS 2030 - Marine | SDG&E ¦ Marine | SDG&E | All | Electric & Gas | Com Electric Storage Water Heater (0.92 UEF - 50 Gal) - FS Future Baseline 2030 | Efficient | 2030 |  | 1 | Conventional | WaterHeat | Com - School | Com | ROB and NEW | 0 | 1000 sqft2 of floor space | 1000 sqft served | 13 | DEER:Indoor_CFL_Ltg | 2103.633 | 0.067536 | -127.9363 | SWWH031-04 | 549.668 | 2024 | 325.6441 | 2024 | 0 | 0 | SWWH031-04 | Com Small Gas Water Heaters - ZEAS 2030 - Marine ¦ SDG&E ¦ Marine | Com Small Gas Water Heaters - ZEAS 2030 - Marine | 0.76922 | 0.546 | 0 | CBSA 2019 | -54.0535 | 2012 | 1 | SWWH031-04
COM-WATERHEAT-FS-10C-ZEAS.84 | Com ¦ Com Electric Storage Water Heater (0.92 UEF - 50 Gal) - FS Future Baseline 2030 - ZEAS 2030 - Marine ¦ SDG&E ¦ Marine | Com ¦ Com Electric Storage Water Heater (0.92 UEF - 50 Gal) - FS Future Baseline 2030 - ZEAS 2030 - Marine | SDG&E ¦ Marine | SDG&E | All | Electric & Gas | Com Electric Storage Water Heater (0.92 UEF - 50 Gal) - FS Future Baseline 2030 | Efficient | 2030 |  | 1 | Conventional | WaterHeat | Com - Warehouse | Com | ROB and NEW | 0 | 1000 sqft2 of floor space | 1000 sqft served | 13 | DEER:Indoor_CFL_Ltg | 62.9168 | 0.0010187 | -3.697 | SWWH031-04 | 9.963 | 2024 | 5.9024 | 2024 | 0 | 0 | SWWH031-04 | Com Small Gas Water Heaters - ZEAS 2030 - Marine ¦ SDG&E ¦ Marine | Com Small Gas Water Heaters - ZEAS 2030 - Marine | 0.1976 | 0.546 | 0 | CBSA 2019 | -3.2732 | 2012 | 1 | SWWH031-04
COM-WATERHEAT-FS-10C-ZEAS.85 | Com ¦ Com Electric Storage Water Heater (0.92 UEF - 50 Gal) - FS Future Baseline 2030 - ZEAS 2030 - Hot-Dry ¦ SDG&E ¦ Hot-Dry | Com ¦ Com Electric Storage Water Heater (0.92 UEF - 50 Gal) - FS Future Baseline 2030 - ZEAS 2030 - Hot-Dry | SDG&E ¦ Hot-Dry | SDG&E | All | Electric & Gas | Com Electric Storage Water Heater (0.92 UEF - 50 Gal) - FS Future Baseline 2030 | Efficient | 2030 |  | 1 | Conventional | WaterHeat | Com - College | Com | ROB and NEW | 0 | 1000 sqft2 of floor space | 1000 sqft served | 13 | DEER:Indoor_CFL_Ltg | 1044.2321 | 0.12126 | -61.9617 | SWWH031-04 | 173.1032 | 2024 | 102.5529 | 2024 | 0 | 0 | SWWH031-04 | Com Small Gas Water Heaters - ZEAS 2030 - Hot-Dry ¦ SDG&E ¦ Hot-Dry | Com Small Gas Water Heaters - ZEAS 2030 - Hot-Dry | 0.74815 | 0.546 | 0 | CBSA 2019 | 125.5526 | 2012 | 1 | SWWH031-04
COM-WATERHEAT-FS-10C-ZEAS.86 | Com ¦ Com Electric Storage Water Heater (0.92 UEF - 50 Gal) - FS Future Baseline 2030 - ZEAS 2030 - Hot-Dry ¦ SDG&E ¦ Hot-Dry | Com ¦ Com Electric Storage Water Heater (0.92 UEF - 50 Gal) - FS Future Baseline 2030 - ZEAS 2030 - Hot-Dry | SDG&E ¦ Hot-Dry | SDG&E | All | Electric & Gas | Com Electric Storage Water Heater (0.92 UEF - 50 Gal) - FS Future Baseline 2030 | Efficient | 2030 |  | 1 | Conventional | WaterHeat | Com - Grocery | Com | ROB and NEW | 0 | 1000 sqft2 of floor space | 1000 sqft served | 13 | DEER:Indoor_CFL_Ltg | 0 | 0 | 0 | SWWH031-04 | 101.241 | 2024 | 61.7409 | 2024 | 0 | 0 | SWWH031-04 | Com Small Gas Water Heaters - ZEAS 2030 - Hot-Dry ¦ SDG&E ¦ Hot-Dry | Com Small Gas Water Heaters - ZEAS 2030 - Hot-Dry | 0.59609 | 0.546 | 0 | CBSA 2019 | 0 | 2012 | 1 | SWWH031-04
COM-WATERHEAT-FS-10C-ZEAS.87 | Com ¦ Com Electric Storage Water Heater (0.92 UEF - 50 Gal) - FS Future Baseline 2030 - ZEAS 2030 - Hot-Dry ¦ SDG&E ¦ Hot-Dry | Com ¦ Com Electric Storage Water Heater (0.92 UEF - 50 Gal) - FS Future Baseline 2030 - ZEAS 2030 - Hot-Dry | SDG&E ¦ Hot-Dry | SDG&E | All | Electric & Gas | Com Electric Storage Water Heater (0.92 UEF - 50 Gal) - FS Future Baseline 2030 | Efficient | 2030 |  | 1 | Conventional | WaterHeat | Com - Health | Com | ROB and NEW | 0 | 1000 sqft2 of floor space | 1000 sqft served | 13 | DEER:Indoor_CFL_Ltg | 2998.5731 | 0.16264 | -174.6924 | SWWH031-04 | 262.1943 | 2024 | 155.3338 | 2024 | 0 | 0 | SWWH031-04 | Com Small Gas Water Heaters - ZEAS 2030 - Hot-Dry ¦ SDG&E ¦ Hot-Dry | Com Small Gas Water Heaters - ZEAS 2030 - Hot-Dry | 0.52611 | 0.546 | 0 | CBSA 2019 | 297.2161 | 2012 | 1 | SWWH031-04
COM-WATERHEAT-FS-10C-ZEAS.88 | Com ¦ Com Electric Storage Water Heater (0.92 UEF - 50 Gal) - FS Future Baseline 2030 - ZEAS 2030 - Hot-Dry ¦ SDG&E ¦ Hot-Dry | Com ¦ Com Electric Storage Water Heater (0.92 UEF - 50 Gal) - FS Future Baseline 2030 - ZEAS 2030 - Hot-Dry | SDG&E ¦ Hot-Dry | SDG&E | All | Electric & Gas | Com Electric Storage Water Heater (0.92 UEF - 50 Gal) - FS Future Baseline 2030 | Efficient | 2030 |  | 1 | Conventional | WaterHeat | Com - Lodging | Com | ROB and NEW | 0 | 1000 sqft2 of floor space | 1000 sqft served | 13 | DEER:Indoor_CFL_Ltg | 2309.9831 | 0.12649 | -133.4281 | SWWH031-04 | 164.9749 | 2024 | 97.7373 | 2024 | 0 | 0 | SWWH031-04 | Com Small Gas Water Heaters - ZEAS 2030 - Hot-Dry ¦ SDG&E ¦ Hot-Dry | Com Small Gas Water Heaters - ZEAS 2030 - Hot-Dry | 0.73871 | 0.546 | 0 | CBSA 2019 | 953.8057 | 2012 | 1 | SWWH031-04
COM-WATERHEAT-FS-10C-ZEAS.89 | Com ¦ Com Electric Storage Water Heater (0.92 UEF - 50 Gal) - FS Future Baseline 2030 - ZEAS 2030 - Hot-Dry ¦ SDG&E ¦ Hot-Dry | Com ¦ Com Electric Storage Water Heater (0.92 UEF - 50 Gal) - FS Future Baseline 2030 - ZEAS 2030 - Hot-Dry | SDG&E ¦ Hot-Dry | SDG&E | All | Electric & Gas | Com Electric Storage Water Heater (0.92 UEF - 50 Gal) - FS Future Baseline 2030 | Efficient | 2030 |  | 1 | Conventional | WaterHeat | Com - Office (Large) | Com | ROB and NEW | 0 | 1000 sqft2 of floor space | 1000 sqft served | 13 | DEER:Indoor_CFL_Ltg | 293.7112 | 0.0071623 | -17.4894 | SWWH031-04 | 53.8656 | 2024 | 31.912 | 2024 | 0 | 0 | SWWH031-04 | Com Small Gas Water Heaters - ZEAS 2030 - Hot-Dry ¦ SDG&E ¦ Hot-Dry | Com Small Gas Water Heaters - ZEAS 2030 - Hot-Dry | 0.46177 | 0.546 | 0 | CBSA 2019 | 49.3296 | 2012 | 1 | SWWH031-04
COM-WATERHEAT-FS-10C-ZEAS.90 | Com ¦ Com Electric Storage Water Heater (0.92 UEF - 50 Gal) - FS Future Baseline 2030 - ZEAS 2030 - Hot-Dry ¦ SDG&E ¦ Hot-Dry | Com ¦ Com Electric Storage Water Heater (0.92 UEF - 50 Gal) - FS Future Baseline 2030 - ZEAS 2030 - Hot-Dry | SDG&E ¦ Hot-Dry | SDG&E | All | Electric & Gas | Com Electric Storage Water Heater (0.92 UEF - 50 Gal) - FS Future Baseline 2030 | Efficient | 2030 |  | 1 | Conventional | WaterHeat | Com - Office (Small) | Com | ROB and NEW | 0 | 1000 sqft2 of floor space | 1000 sqft served | 13 | DEER:Indoor_CFL_Ltg | 270.9472 | 0.0011049 | -16.1384 | SWWH031-04 | 53.8656 | 2024 | 31.912 | 2024 | 0 | 0 | SWWH031-04 | Com Small Gas Water Heaters - ZEAS 2030 - Hot-Dry ¦ SDG&E ¦ Hot-Dry | Com Small Gas Water Heaters - ZEAS 2030 - Hot-Dry | 0.46177 | 0.546 | 0 | CBSA 2019 | 19.5264 | 2012 | 1 | SWWH031-04
COM-WATERHEAT-FS-10C-ZEAS.91 | Com ¦ Com Electric Storage Water Heater (0.92 UEF - 50 Gal) - FS Future Baseline 2030 - ZEAS 2030 - Hot-Dry ¦ SDG&E ¦ Hot-Dry | Com ¦ Com Electric Storage Water Heater (0.92 UEF - 50 Gal) - FS Future Baseline 2030 - ZEAS 2030 - Hot-Dry | SDG&E ¦ Hot-Dry | SDG&E | All | Electric & Gas | Com Electric Storage Water Heater (0.92 UEF - 50 Gal) - FS Future Baseline 2030 | Efficient | 2030 |  | 1 | Conventional | WaterHeat | Com - Other | Com | ROB and NEW | 0 | 1000 sqft2 of floor space | 1000 sqft served | 13 | DEER:Indoor_CFL_Ltg | 3480.713 | 0.23419 | -203.5773 | SWWH031-04 | 445.4976 | 2024 | 263.9296 | 2024 | 0 | 0 | SWWH031-04 | Com Small Gas Water Heaters - ZEAS 2030 - Hot-Dry ¦ SDG&E ¦ Hot-Dry | Com Small Gas Water Heaters - ZEAS 2030 - Hot-Dry | 0.5433 | 0.546 | 0 | CBSA 2019 | 537.8508 | 2012 | 1 | SWWH031-04
COM-WATERHEAT-FS-10C-ZEAS.92 | Com ¦ Com Electric Storage Water Heater (0.92 UEF - 50 Gal) - FS Future Baseline 2030 - ZEAS 2030 - Hot-Dry ¦ SDG&E ¦ Hot-Dry | Com ¦ Com Electric Storage Water Heater (0.92 UEF - 50 Gal) - FS Future Baseline 2030 - ZEAS 2030 - Hot-Dry | SDG&E ¦ Hot-Dry | SDG&E | All | Electric & Gas | Com Electric Storage Water Heater (0.92 UEF - 50 Gal) - FS Future Baseline 2030 | Efficient | 2030 |  | 1 | Conventional | WaterHeat | Com - Refrig. Warehouse | Com | ROB and NEW | 0 | 1000 sqft2 of floor space | 1000 sqft served | 13 | DEER:Indoor_CFL_Ltg | 300.8918 | 0.011912 | -17.5435 | SWWH031-04 | 24.9074 | 2024 | 14.7561 | 2024 | 0 | 0 | SWWH031-04 | Com Small Gas Water Heaters - ZEAS 2030 - Hot-Dry ¦ SDG&E ¦ Hot-Dry | Com Small Gas Water Heaters - ZEAS 2030 - Hot-Dry | 0.22621 | 0.546 | 0 | CBSA 2019 | 7.795 | 2012 | 1 | SWWH031-04
COM-WATERHEAT-FS-10C-ZEAS.93 | Com ¦ Com Electric Storage Water Heater (0.92 UEF - 50 Gal) - FS Future Baseline 2030 - ZEAS 2030 - Hot-Dry ¦ SDG&E ¦ Hot-Dry | Com ¦ Com Electric Storage Water Heater (0.92 UEF - 50 Gal) - FS Future Baseline 2030 - ZEAS 2030 - Hot-Dry | SDG&E ¦ Hot-Dry | SDG&E | All | Electric & Gas | Com Electric Storage Water Heater (0.92 UEF - 50 Gal) - FS Future Baseline 2030 | Efficient | 2030 |  | 1 | Conventional | WaterHeat | Com - Restaurant | Com | ROB and NEW | 0 | 1000 sqft2 of floor space | 1000 sqft served | 13 | DEER:Indoor_CFL_Ltg | 13015.113 | 1.1589 | -779.9876 | SWWH031-04 | 2333.4416 | 2024 | 1382.4189 | 2024 | 0 | 0 | SWWH031-04 | Com Small Gas Water Heaters - ZEAS 2030 - Hot-Dry ¦ SDG&E ¦ Hot-Dry | Com Small Gas Water Heaters - ZEAS 2030 - Hot-Dry | 0.79319 | 0.546 | 0 | CBSA 2019 | 354.6634 | 2012 | 1 | SWWH031-04
COM-WATERHEAT-FS-10C-ZEAS.94 | Com ¦ Com Electric Storage Water Heater (0.92 UEF - 50 Gal) - FS Future Baseline 2030 - ZEAS 2030 - Hot-Dry ¦ SDG&E ¦ Hot-Dry | Com ¦ Com Electric Storage Water Heater (0.92 UEF - 50 Gal) - FS Future Baseline 2030 - ZEAS 2030 - Hot-Dry | SDG&E ¦ Hot-Dry | SDG&E | All | Electric & Gas | Com Electric Storage Water Heater (0.92 UEF - 50 Gal) - FS Future Baseline 2030 | Efficient | 2030 |  | 1 | Conventional | WaterHeat | Com - Retail | Com | ROB and NEW | 0 | 1000 sqft2 of floor space | 1000 sqft served | 13 | DEER:Indoor_CFL_Ltg | 194.4506 | 0.013575 | -11.5052 | SWWH031-04 | 33.3643 | 2024 | 19.7663 | 2024 | 0 | 0 | SWWH031-04 | Com Small Gas Water Heaters - ZEAS 2030 - Hot-Dry ¦ SDG&E ¦ Hot-Dry | Com Small Gas Water Heaters - ZEAS 2030 - Hot-Dry | 0.40063 | 0.546 | 0 | CBSA 2019 | -11.4651 | 2012 | 1 | SWWH031-04
COM-WATERHEAT-FS-10C-ZEAS.95 | Com ¦ Com Electric Storage Water Heater (0.92 UEF - 50 Gal) - FS Future Baseline 2030 - ZEAS 2030 - Hot-Dry ¦ SDG&E ¦ Hot-Dry | Com ¦ Com Electric Storage Water Heater (0.92 UEF - 50 Gal) - FS Future Baseline 2030 - ZEAS 2030 - Hot-Dry | SDG&E ¦ Hot-Dry | SDG&E | All | Electric & Gas | Com Electric Storage Water Heater (0.92 UEF - 50 Gal) - FS Future Baseline 2030 | Efficient | 2030 |  | 1 | Conventional | WaterHeat | Com - School | Com | ROB and NEW | 0 | 1000 sqft2 of floor space | 1000 sqft served | 13 | DEER:Indoor_CFL_Ltg | 1046.4742 | 0.034035 | -63.6849 | SWWH031-04 | 274.834 | 2024 | 162.822 | 2024 | 0 | 0 | SWWH031-04 | Com Small Gas Water Heaters - ZEAS 2030 - Hot-Dry ¦ SDG&E ¦ Hot-Dry | Com Small Gas Water Heaters - ZEAS 2030 - Hot-Dry | 0.76922 | 0.546 | 0 | CBSA 2019 | -26.7944 | 2012 | 1 | SWWH031-04
COM-WATERHEAT-FS-10C-ZEAS.96 | Com ¦ Com Electric Storage Water Heater (0.92 UEF - 50 Gal) - FS Future Baseline 2030 - ZEAS 2030 - Hot-Dry ¦ SDG&E ¦ Hot-Dry | Com ¦ Com Electric Storage Water Heater (0.92 UEF - 50 Gal) - FS Future Baseline 2030 - ZEAS 2030 - Hot-Dry | SDG&E ¦ Hot-Dry | SDG&E | All | Electric & Gas | Com Electric Storage Water Heater (0.92 UEF - 50 Gal) - FS Future Baseline 2030 | Efficient | 2030 |  | 1 | Conventional | WaterHeat | Com - Warehouse | Com | ROB and NEW | 0 | 1000 sqft2 of floor space | 1000 sqft served | 13 | DEER:Indoor_CFL_Ltg | 31.3557 | 0.00051347 | -1.8485 | SWWH031-04 | 4.9815 | 2024 | 2.9512 | 2024 | 0 | 0 | SWWH031-04 | Com Small Gas Water Heaters - ZEAS 2030 - Hot-Dry ¦ SDG&E ¦ Hot-Dry | Com Small Gas Water Heaters - ZEAS 2030 - Hot-Dry | 0.1976 | 0.546 | 0 | CBSA 2019 | -1.6058 | 2012 | 1 | SWWH031-04
COM-WATERHEAT-FS-11-ZEAS.1 | Com ¦ Com Efficient Gas Storage Water Heater (0.68 UEF - 50 Gal) - ZEAS 2030 - Marine ¦ PG&E ¦ Marine | Com ¦ Com Efficient Gas Storage Water Heater (0.68 UEF - 50 Gal) - ZEAS 2030 - Marine | PG&E ¦ Marine | PG&E | All | Electric & Gas | Efficient Gas Storage WH (0.68 UEF - 50 Gal) | Efficient |  | 2030 | 1 | Conventional | WaterHeat | Com - College | Com | ROB and NEW | 0 | 1000 sqft2 of floor space | 1000 sqft served | 13 | DEER:Indoor_CFL_Ltg | 0 | 0 | -0.55902 | SWWH007-06 | 135.6155 | 2022 | 74.4043 | 2022 | 0 | 0 | SWWH007-06 | Com Small Gas Water Heaters - ZEAS 2030 - Marine ¦ PG&E ¦ Marine | Com Small Gas Water Heaters - ZEAS 2030 - Marine | 0.74815 | 0.546 | 0.025 | CBSA 2019 | 1.844 | 2032 | 1 | SWWH007-06
COM-WATERHEAT-FS-11-ZEAS.2 | Com ¦ Com Efficient Gas Storage Water Heater (0.68 UEF - 50 Gal) - ZEAS 2030 - Marine ¦ PG&E ¦ Marine | Com ¦ Com Efficient Gas Storage Water Heater (0.68 UEF - 50 Gal) - ZEAS 2030 - Marine | PG&E ¦ Marine | PG&E | All | Electric & Gas | Efficient Gas Storage WH (0.68 UEF - 50 Gal) | Efficient |  | 2030 | 1 | Conventional | WaterHeat | Com - Grocery | Com | ROB and NEW | 0 | 1000 sqft2 of floor space | 1000 sqft served | 13 | DEER:Indoor_CFL_Ltg | 0 | 0 | 0 | SWWH007-06 | 101.241 | 2022 | 61.7409 | 2022 | 0 | 0 | SWWH007-06 | Com Small Gas Water Heaters - ZEAS 2030 - Marine ¦ PG&E ¦ Marine | Com Small Gas Water Heaters - ZEAS 2030 - Marine | 0.59609 | 0.546 | 0.025 | CBSA 2019 | 0 | 2032 | 1 | SWWH007-06
COM-WATERHEAT-FS-11-ZEAS.3 | Com ¦ Com Efficient Gas Storage Water Heater (0.68 UEF - 50 Gal) - ZEAS 2030 - Marine ¦ PG&E ¦ Marine | Com ¦ Com Efficient Gas Storage Water Heater (0.68 UEF - 50 Gal) - ZEAS 2030 - Marine | PG&E ¦ Marine | PG&E | All | Electric & Gas | Efficient Gas Storage WH (0.68 UEF - 50 Gal) | Efficient |  | 2030 | 1 | Conventional | WaterHeat | Com - Health | Com | ROB and NEW | 0 | 1000 sqft2 of floor space | 1000 sqft served | 13 | DEER:Indoor_CFL_Ltg | 0 | 0 | -0.5958 | SWWH007-06 | 205.4128 | 2022 | 112.698 | 2022 | 0 | 0 | SWWH007-06 | Com Small Gas Water Heaters - ZEAS 2030 - Marine ¦ PG&E ¦ Marine | Com Small Gas Water Heaters - ZEAS 2030 - Marine | 0.52611 | 0.546 | 0.025 | CBSA 2019 | 1.6829 | 2032 | 1 | SWWH007-06
COM-WATERHEAT-FS-11-ZEAS.4 | Com ¦ Com Efficient Gas Storage Water Heater (0.68 UEF - 50 Gal) - ZEAS 2030 - Marine ¦ PG&E ¦ Marine | Com ¦ Com Efficient Gas Storage Water Heater (0.68 UEF - 50 Gal) - ZEAS 2030 - Marine | PG&E ¦ Marine | PG&E | All | Electric & Gas | Efficient Gas Storage WH (0.68 UEF - 50 Gal) | Efficient |  | 2030 | 1 | Conventional | WaterHeat | Com - Lodging | Com | ROB and NEW | 0 | 1000 sqft2 of floor space | 1000 sqft served | 13 | DEER:Indoor_CFL_Ltg | 0 | 0 | -0.31379 | SWWH007-06 | 129.2475 | 2022 | 70.9106 | 2022 | 0 | 0 | SWWH007-06 | Com Small Gas Water Heaters - ZEAS 2030 - Marine ¦ PG&E ¦ Marine | Com Small Gas Water Heaters - ZEAS 2030 - Marine | 0.73871 | 0.546 | 0.025 | CBSA 2019 | 3.0997 | 2032 | 1 | SWWH007-06
COM-WATERHEAT-FS-11-ZEAS.5 | Com ¦ Com Efficient Gas Storage Water Heater (0.68 UEF - 50 Gal) - ZEAS 2030 - Marine ¦ PG&E ¦ Marine | Com ¦ Com Efficient Gas Storage Water Heater (0.68 UEF - 50 Gal) - ZEAS 2030 - Marine | PG&E ¦ Marine | PG&E | All | Electric & Gas | Efficient Gas Storage WH (0.68 UEF - 50 Gal) | Efficient |  | 2030 | 1 | Conventional | WaterHeat | Com - Office (Large) | Com | ROB and NEW | 0 | 1000 sqft2 of floor space | 1000 sqft served | 13 | DEER:Indoor_CFL_Ltg | 0 | 0 | -0.16897 | SWWH007-06 | 42.2003 | 2022 | 23.1528 | 2022 | 0 | 0 | SWWH007-06 | Com Small Gas Water Heaters - ZEAS 2030 - Marine ¦ PG&E ¦ Marine | Com Small Gas Water Heaters - ZEAS 2030 - Marine | 0.46177 | 0.546 | 0.025 | CBSA 2019 | 0.7588 | 2032 | 1 | SWWH007-06
COM-WATERHEAT-FS-11-ZEAS.6 | Com ¦ Com Efficient Gas Storage Water Heater (0.68 UEF - 50 Gal) - ZEAS 2030 - Marine ¦ PG&E ¦ Marine | Com ¦ Com Efficient Gas Storage Water Heater (0.68 UEF - 50 Gal) - ZEAS 2030 - Marine | PG&E ¦ Marine | PG&E | All | Electric & Gas | Efficient Gas Storage WH (0.68 UEF - 50 Gal) | Efficient |  | 2030 | 1 | Conventional | WaterHeat | Com - Office (Small) | Com | ROB and NEW | 0 | 1000 sqft2 of floor space | 1000 sqft served | 13 | DEER:Indoor_CFL_Ltg | 0 | 0 | -0.17216 | SWWH007-06 | 42.2003 | 2022 | 23.1528 | 2022 | 0 | 0 | SWWH007-06 | Com Small Gas Water Heaters - ZEAS 2030 - Marine ¦ PG&E ¦ Marine | Com Small Gas Water Heaters - ZEAS 2030 - Marine | 0.46177 | 0.546 | 0.025 | CBSA 2019 | 0.34082 | 2032 | 1 | SWWH007-06
COM-WATERHEAT-FS-11-ZEAS.7 | Com ¦ Com Efficient Gas Storage Water Heater (0.68 UEF - 50 Gal) - ZEAS 2030 - Marine ¦ PG&E ¦ Marine | Com ¦ Com Efficient Gas Storage Water Heater (0.68 UEF - 50 Gal) - ZEAS 2030 - Marine | PG&E ¦ Marine | PG&E | All | Electric & Gas | Efficient Gas Storage WH (0.68 UEF - 50 Gal) | Efficient |  | 2030 | 1 | Conventional | WaterHeat | Com - Other | Com | ROB and NEW | 0 | 1000 sqft2 of floor space | 1000 sqft served | 13 | DEER:Indoor_CFL_Ltg | 0 | 0 | -1.2481 | SWWH007-06 | 349.0195 | 2022 | 191.4867 | 2022 | 0 | 0 | SWWH007-06 | Com Small Gas Water Heaters - ZEAS 2030 - Marine ¦ PG&E ¦ Marine | Com Small Gas Water Heaters - ZEAS 2030 - Marine | 0.5433 | 0.546 | 0.025 | CBSA 2019 | 5.6538 | 2032 | 1 | SWWH007-06
COM-WATERHEAT-FS-11-ZEAS.8 | Com ¦ Com Efficient Gas Storage Water Heater (0.68 UEF - 50 Gal) - ZEAS 2030 - Marine ¦ PG&E ¦ Marine | Com ¦ Com Efficient Gas Storage Water Heater (0.68 UEF - 50 Gal) - ZEAS 2030 - Marine | PG&E ¦ Marine | PG&E | All | Electric & Gas | Efficient Gas Storage WH (0.68 UEF - 50 Gal) | Efficient |  | 2030 | 1 | Conventional | WaterHeat | Com - Refrig. Warehouse | Com | ROB and NEW | 0 | 1000 sqft2 of floor space | 1000 sqft served | 13 | DEER:Indoor_CFL_Ltg | 0 | 0 | -0.0543 | SWWH007-06 | 19.5134 | 2022 | 10.7059 | 2022 | 0 | 0 | SWWH007-06 | Com Small Gas Water Heaters - ZEAS 2030 - Marine ¦ PG&E ¦ Marine | Com Small Gas Water Heaters - ZEAS 2030 - Marine | 0.22621 | 0.546 | 0.025 | CBSA 2019 | 0.040768 | 2032 | 1 | SWWH007-06
COM-WATERHEAT-FS-11-ZEAS.9 | Com ¦ Com Efficient Gas Storage Water Heater (0.68 UEF - 50 Gal) - ZEAS 2030 - Marine ¦ PG&E ¦ Marine | Com ¦ Com Efficient Gas Storage Water Heater (0.68 UEF - 50 Gal) - ZEAS 2030 - Marine | PG&E ¦ Marine | PG&E | All | Electric & Gas | Efficient Gas Storage WH (0.68 UEF - 50 Gal) | Efficient |  | 2030 | 1 | Conventional | WaterHeat | Com - Restaurant | Com | ROB and NEW | 0 | 1000 sqft2 of floor space | 1000 sqft served | 13 | DEER:Indoor_CFL_Ltg | 0 | 0 | -7.6753 | SWWH007-06 | 1828.1059 | 2022 | 1002.975 | 2022 | 0 | 0 | SWWH007-06 | Com Small Gas Water Heaters - ZEAS 2030 - Marine ¦ PG&E ¦ Marine | Com Small Gas Water Heaters - ZEAS 2030 - Marine | 0.79319 | 0.546 | 0.025 | CBSA 2019 | 5.766 | 2032 | 1 | SWWH007-06
COM-WATERHEAT-FS-11-ZEAS.10 | Com ¦ Com Efficient Gas Storage Water Heater (0.68 UEF - 50 Gal) - ZEAS 2030 - Marine ¦ PG&E ¦ Marine | Com ¦ Com Efficient Gas Storage Water Heater (0.68 UEF - 50 Gal) - ZEAS 2030 - Marine | PG&E ¦ Marine | PG&E | All | Electric & Gas | Efficient Gas Storage WH (0.68 UEF - 50 Gal) | Efficient |  | 2030 | 1 | Conventional | WaterHeat | Com - Retail | Com | ROB and NEW | 0 | 1000 sqft2 of floor space | 1000 sqft served | 13 | DEER:Indoor_CFL_Ltg | 0 | 0 | -0.10901 | SWWH007-06 | 26.1388 | 2022 | 14.3408 | 2022 | 0 | 0 | SWWH007-06 | Com Small Gas Water Heaters - ZEAS 2030 - Marine ¦ PG&E ¦ Marine | Com Small Gas Water Heaters - ZEAS 2030 - Marine | 0.40063 | 0.546 | 0.025 | CBSA 2019 | 0.53863 | 2032 | 1 | SWWH007-06
COM-WATERHEAT-FS-11-ZEAS.11 | Com ¦ Com Efficient Gas Storage Water Heater (0.68 UEF - 50 Gal) - ZEAS 2030 - Marine ¦ PG&E ¦ Marine | Com ¦ Com Efficient Gas Storage Water Heater (0.68 UEF - 50 Gal) - ZEAS 2030 - Marine | PG&E ¦ Marine | PG&E | All | Electric & Gas | Efficient Gas Storage WH (0.68 UEF - 50 Gal) | Efficient |  | 2030 | 1 | Conventional | WaterHeat | Com - School | Com | ROB and NEW | 0 | 1000 sqft2 of floor space | 1000 sqft served | 13 | DEER:Indoor_CFL_Ltg | 0 | 0 | -0.96391 | SWWH007-06 | 215.3153 | 2022 | 118.1309 | 2022 | 0 | 0 | SWWH007-06 | Com Small Gas Water Heaters - ZEAS 2030 - Marine ¦ PG&E ¦ Marine | Com Small Gas Water Heaters - ZEAS 2030 - Marine | 0.76922 | 0.546 | 0.025 | CBSA 2019 | 2.2023 | 2032 | 1 | SWWH007-06
COM-WATERHEAT-FS-11-ZEAS.12 | Com ¦ Com Efficient Gas Storage Water Heater (0.68 UEF - 50 Gal) - ZEAS 2030 - Marine ¦ PG&E ¦ Marine | Com ¦ Com Efficient Gas Storage Water Heater (0.68 UEF - 50 Gal) - ZEAS 2030 - Marine | PG&E ¦ Marine | PG&E | All | Electric & Gas | Efficient Gas Storage WH (0.68 UEF - 50 Gal) | Efficient |  | 2030 | 1 | Conventional | WaterHeat | Com - Warehouse | Com | ROB and NEW | 0 | 1000 sqft2 of floor space | 1000 sqft served | 13 | DEER:Indoor_CFL_Ltg | 0 | 0 | -0.015971 | SWWH007-06 | 3.9027 | 2022 | 2.1412 | 2022 | 0 | 0 | SWWH007-06 | Com Small Gas Water Heaters - ZEAS 2030 - Marine ¦ PG&E ¦ Marine | Com Small Gas Water Heaters - ZEAS 2030 - Marine | 0.1976 | 0.546 | 0.025 | CBSA 2019 | 0.067323 | 2032 | 1 | SWWH007-06
COM-WATERHEAT-FS-11-ZEAS.13 | Com ¦ Com Efficient Gas Storage Water Heater (0.68 UEF - 50 Gal) - ZEAS 2030 - Hot-Dry ¦ PG&E ¦ Hot-Dry | Com ¦ Com Efficient Gas Storage Water Heater (0.68 UEF - 50 Gal) - ZEAS 2030 - Hot-Dry | PG&E ¦ Hot-Dry | PG&E | All | Electric & Gas | Efficient Gas Storage WH (0.68 UEF - 50 Gal) | Efficient |  | 2030 | 1 | Conventional | WaterHeat | Com - College | Com | ROB and NEW | 0 | 1000 sqft2 of floor space | 1000 sqft served | 13 | DEER:Indoor_CFL_Ltg | 0 | 0 | -0.52892 | SWWH007-06 | 135.6155 | 2022 | 74.4043 | 2022 | 0 | 0 | SWWH007-06 | Com Small Gas Water Heaters - ZEAS 2030 - Hot-Dry ¦ PG&E ¦ Hot-Dry | Com Small Gas Water Heaters - ZEAS 2030 - Hot-Dry | 0.74815 | 0.546 | 0.025 | CBSA 2019 | 1.7447 | 2032 | 1 | SWWH007-06
COM-WATERHEAT-FS-11-ZEAS.14 | Com ¦ Com Efficient Gas Storage Water Heater (0.68 UEF - 50 Gal) - ZEAS 2030 - Hot-Dry ¦ PG&E ¦ Hot-Dry | Com ¦ Com Efficient Gas Storage Water Heater (0.68 UEF - 50 Gal) - ZEAS 2030 - Hot-Dry | PG&E ¦ Hot-Dry | PG&E | All | Electric & Gas | Efficient Gas Storage WH (0.68 UEF - 50 Gal) | Efficient |  | 2030 | 1 | Conventional | WaterHeat | Com - Grocery | Com | ROB and NEW | 0 | 1000 sqft2 of floor space | 1000 sqft served | 13 | DEER:Indoor_CFL_Ltg | 0 | 0 | 0 | SWWH007-06 | 101.241 | 2022 | 61.7409 | 2022 | 0 | 0 | SWWH007-06 | Com Small Gas Water Heaters - ZEAS 2030 - Hot-Dry ¦ PG&E ¦ Hot-Dry | Com Small Gas Water Heaters - ZEAS 2030 - Hot-Dry | 0.59609 | 0.546 | 0.025 | CBSA 2019 | 0 | 2032 | 1 | SWWH007-06
COM-WATERHEAT-FS-11-ZEAS.15 | Com ¦ Com Efficient Gas Storage Water Heater (0.68 UEF - 50 Gal) - ZEAS 2030 - Hot-Dry ¦ PG&E ¦ Hot-Dry | Com ¦ Com Efficient Gas Storage Water Heater (0.68 UEF - 50 Gal) - ZEAS 2030 - Hot-Dry | PG&E ¦ Hot-Dry | PG&E | All | Electric & Gas | Efficient Gas Storage WH (0.68 UEF - 50 Gal) | Efficient |  | 2030 | 1 | Conventional | WaterHeat | Com - Health | Com | ROB and NEW | 0 | 1000 sqft2 of floor space | 1000 sqft served | 13 | DEER:Indoor_CFL_Ltg | 0 | 0 | -0.58506 | SWWH007-06 | 205.4128 | 2022 | 112.698 | 2022 | 0 | 0 | SWWH007-06 | Com Small Gas Water Heaters - ZEAS 2030 - Hot-Dry ¦ PG&E ¦ Hot-Dry | Com Small Gas Water Heaters - ZEAS 2030 - Hot-Dry | 0.52611 | 0.546 | 0.025 | CBSA 2019 | 1.6526 | 2032 | 1 | SWWH007-06
COM-WATERHEAT-FS-11-ZEAS.16 | Com ¦ Com Efficient Gas Storage Water Heater (0.68 UEF - 50 Gal) - ZEAS 2030 - Hot-Dry ¦ PG&E ¦ Hot-Dry | Com ¦ Com Efficient Gas Storage Water Heater (0.68 UEF - 50 Gal) - ZEAS 2030 - Hot-Dry | PG&E ¦ Hot-Dry | PG&E | All | Electric & Gas | Efficient Gas Storage WH (0.68 UEF - 50 Gal) | Efficient |  | 2030 | 1 | Conventional | WaterHeat | Com - Lodging | Com | ROB and NEW | 0 | 1000 sqft2 of floor space | 1000 sqft served | 13 | DEER:Indoor_CFL_Ltg | 0 | 0 | -0.31177 | SWWH007-06 | 129.2475 | 2022 | 70.9106 | 2022 | 0 | 0 | SWWH007-06 | Com Small Gas Water Heaters - ZEAS 2030 - Hot-Dry ¦ PG&E ¦ Hot-Dry | Com Small Gas Water Heaters - ZEAS 2030 - Hot-Dry | 0.73871 | 0.546 | 0.025 | CBSA 2019 | 3.0798 | 2032 | 1 | SWWH007-06
COM-WATERHEAT-FS-11-ZEAS.17 | Com ¦ Com Efficient Gas Storage Water Heater (0.68 UEF - 50 Gal) - ZEAS 2030 - Hot-Dry ¦ PG&E ¦ Hot-Dry | Com ¦ Com Efficient Gas Storage Water Heater (0.68 UEF - 50 Gal) - ZEAS 2030 - Hot-Dry | PG&E ¦ Hot-Dry | PG&E | All | Electric & Gas | Efficient Gas Storage WH (0.68 UEF - 50 Gal) | Efficient |  | 2030 | 1 | Conventional | WaterHeat | Com - Office (Large) | Com | ROB and NEW | 0 | 1000 sqft2 of floor space | 1000 sqft served | 13 | DEER:Indoor_CFL_Ltg | 0 | 0 | -0.16472 | SWWH007-06 | 42.2003 | 2022 | 23.1528 | 2022 | 0 | 0 | SWWH007-06 | Com Small Gas Water Heaters - ZEAS 2030 - Hot-Dry ¦ PG&E ¦ Hot-Dry | Com Small Gas Water Heaters - ZEAS 2030 - Hot-Dry | 0.46177 | 0.546 | 0.025 | CBSA 2019 | 0.73971 | 2032 | 1 | SWWH007-06
COM-WATERHEAT-FS-11-ZEAS.18 | Com ¦ Com Efficient Gas Storage Water Heater (0.68 UEF - 50 Gal) - ZEAS 2030 - Hot-Dry ¦ PG&E ¦ Hot-Dry | Com ¦ Com Efficient Gas Storage Water Heater (0.68 UEF - 50 Gal) - ZEAS 2030 - Hot-Dry | PG&E ¦ Hot-Dry | PG&E | All | Electric & Gas | Efficient Gas Storage WH (0.68 UEF - 50 Gal) | Efficient |  | 2030 | 1 | Conventional | WaterHeat | Com - Office (Small) | Com | ROB and NEW | 0 | 1000 sqft2 of floor space | 1000 sqft served | 13 | DEER:Indoor_CFL_Ltg | 0 | 0 | -0.16791 | SWWH007-06 | 42.2003 | 2022 | 23.1528 | 2022 | 0 | 0 | SWWH007-06 | Com Small Gas Water Heaters - ZEAS 2030 - Hot-Dry ¦ PG&E ¦ Hot-Dry | Com Small Gas Water Heaters - ZEAS 2030 - Hot-Dry | 0.46177 | 0.546 | 0.025 | CBSA 2019 | 0.33241 | 2032 | 1 | SWWH007-06
COM-WATERHEAT-FS-11-ZEAS.19 | Com ¦ Com Efficient Gas Storage Water Heater (0.68 UEF - 50 Gal) - ZEAS 2030 - Hot-Dry ¦ PG&E ¦ Hot-Dry | Com ¦ Com Efficient Gas Storage Water Heater (0.68 UEF - 50 Gal) - ZEAS 2030 - Hot-Dry | PG&E ¦ Hot-Dry | PG&E | All | Electric & Gas | Efficient Gas Storage WH (0.68 UEF - 50 Gal) | Efficient |  | 2030 | 1 | Conventional | WaterHeat | Com - Other | Com | ROB and NEW | 0 | 1000 sqft2 of floor space | 1000 sqft served | 13 | DEER:Indoor_CFL_Ltg | 0 | 0 | -1.2173 | SWWH007-06 | 349.0195 | 2022 | 191.4867 | 2022 | 0 | 0 | SWWH007-06 | Com Small Gas Water Heaters - ZEAS 2030 - Hot-Dry ¦ PG&E ¦ Hot-Dry | Com Small Gas Water Heaters - ZEAS 2030 - Hot-Dry | 0.5433 | 0.546 | 0.025 | CBSA 2019 | 5.5144 | 2032 | 1 | SWWH007-06
COM-WATERHEAT-FS-11-ZEAS.20 | Com ¦ Com Efficient Gas Storage Water Heater (0.68 UEF - 50 Gal) - ZEAS 2030 - Hot-Dry ¦ PG&E ¦ Hot-Dry | Com ¦ Com Efficient Gas Storage Water Heater (0.68 UEF - 50 Gal) - ZEAS 2030 - Hot-Dry | PG&E ¦ Hot-Dry | PG&E | All | Electric & Gas | Efficient Gas Storage WH (0.68 UEF - 50 Gal) | Efficient |  | 2030 | 1 | Conventional | WaterHeat | Com - Refrig. Warehouse | Com | ROB and NEW | 0 | 1000 sqft2 of floor space | 1000 sqft served | 13 | DEER:Indoor_CFL_Ltg | 0 | 0 | -0.053317 | SWWH007-06 | 19.5134 | 2022 | 10.7059 | 2022 | 0 | 0 | SWWH007-06 | Com Small Gas Water Heaters - ZEAS 2030 - Hot-Dry ¦ PG&E ¦ Hot-Dry | Com Small Gas Water Heaters - ZEAS 2030 - Hot-Dry | 0.22621 | 0.546 | 0.025 | CBSA 2019 | 0.04003 | 2032 | 1 | SWWH007-06
COM-WATERHEAT-FS-11-ZEAS.21 | Com ¦ Com Efficient Gas Storage Water Heater (0.68 UEF - 50 Gal) - ZEAS 2030 - Hot-Dry ¦ PG&E ¦ Hot-Dry | Com ¦ Com Efficient Gas Storage Water Heater (0.68 UEF - 50 Gal) - ZEAS 2030 - Hot-Dry | PG&E ¦ Hot-Dry | PG&E | All | Electric & Gas | Efficient Gas Storage WH (0.68 UEF - 50 Gal) | Efficient |  | 2030 | 1 | Conventional | WaterHeat | Com - Restaurant | Com | ROB and NEW | 0 | 1000 sqft2 of floor space | 1000 sqft served | 13 | DEER:Indoor_CFL_Ltg | 0 | 0 | -7.261 | SWWH007-06 | 1828.1059 | 2022 | 1002.975 | 2022 | 0 | 0 | SWWH007-06 | Com Small Gas Water Heaters - ZEAS 2030 - Hot-Dry ¦ PG&E ¦ Hot-Dry | Com Small Gas Water Heaters - ZEAS 2030 - Hot-Dry | 0.79319 | 0.546 | 0.025 | CBSA 2019 | 5.4547 | 2032 | 1 | SWWH007-06
COM-WATERHEAT-FS-11-ZEAS.22 | Com ¦ Com Efficient Gas Storage Water Heater (0.68 UEF - 50 Gal) - ZEAS 2030 - Hot-Dry ¦ PG&E ¦ Hot-Dry | Com ¦ Com Efficient Gas Storage Water Heater (0.68 UEF - 50 Gal) - ZEAS 2030 - Hot-Dry | PG&E ¦ Hot-Dry | PG&E | All | Electric & Gas | Efficient Gas Storage WH (0.68 UEF - 50 Gal) | Efficient |  | 2030 | 1 | Conventional | WaterHeat | Com - Retail | Com | ROB and NEW | 0 | 1000 sqft2 of floor space | 1000 sqft served | 13 | DEER:Indoor_CFL_Ltg | 0 | 0 | -0.10308 | SWWH007-06 | 26.1388 | 2022 | 14.3408 | 2022 | 0 | 0 | SWWH007-06 | Com Small Gas Water Heaters - ZEAS 2030 - Hot-Dry ¦ PG&E ¦ Hot-Dry | Com Small Gas Water Heaters - ZEAS 2030 - Hot-Dry | 0.40063 | 0.546 | 0.025 | CBSA 2019 | 0.50935 | 2032 | 1 | SWWH007-06
COM-WATERHEAT-FS-11-ZEAS.23 | Com ¦ Com Efficient Gas Storage Water Heater (0.68 UEF - 50 Gal) - ZEAS 2030 - Hot-Dry ¦ PG&E ¦ Hot-Dry | Com ¦ Com Efficient Gas Storage Water Heater (0.68 UEF - 50 Gal) - ZEAS 2030 - Hot-Dry | PG&E ¦ Hot-Dry | PG&E | All | Electric & Gas | Efficient Gas Storage WH (0.68 UEF - 50 Gal) | Efficient |  | 2030 | 1 | Conventional | WaterHeat | Com - School | Com | ROB and NEW | 0 | 1000 sqft2 of floor space | 1000 sqft served | 13 | DEER:Indoor_CFL_Ltg | 0 | 0 | -0.9132 | SWWH007-06 | 215.3153 | 2022 | 118.1309 | 2022 | 0 | 0 | SWWH007-06 | Com Small Gas Water Heaters - ZEAS 2030 - Hot-Dry ¦ PG&E ¦ Hot-Dry | Com Small Gas Water Heaters - ZEAS 2030 - Hot-Dry | 0.76922 | 0.546 | 0.025 | CBSA 2019 | 2.0864 | 2032 | 1 | SWWH007-06
COM-WATERHEAT-FS-11-ZEAS.24 | Com ¦ Com Efficient Gas Storage Water Heater (0.68 UEF - 50 Gal) - ZEAS 2030 - Hot-Dry ¦ PG&E ¦ Hot-Dry | Com ¦ Com Efficient Gas Storage Water Heater (0.68 UEF - 50 Gal) - ZEAS 2030 - Hot-Dry | PG&E ¦ Hot-Dry | PG&E | All | Electric & Gas | Efficient Gas Storage WH (0.68 UEF - 50 Gal) | Efficient |  | 2030 | 1 | Conventional | WaterHeat | Com - Warehouse | Com | ROB and NEW | 0 | 1000 sqft2 of floor space | 1000 sqft served | 13 | DEER:Indoor_CFL_Ltg | 0 | 0 | -0.015086 | SWWH007-06 | 3.9027 | 2022 | 2.1412 | 2022 | 0 | 0 | SWWH007-06 | Com Small Gas Water Heaters - ZEAS 2030 - Hot-Dry ¦ PG&E ¦ Hot-Dry | Com Small Gas Water Heaters - ZEAS 2030 - Hot-Dry | 0.1976 | 0.546 | 0.025 | CBSA 2019 | 0.063595 | 2032 | 1 | SWWH007-06
COM-WATERHEAT-FS-11-ZEAS.25 | Com ¦ Com Efficient Gas Storage Water Heater (0.68 UEF - 50 Gal) - ZEAS 2030 - Cold ¦ PG&E ¦ Cold | Com ¦ Com Efficient Gas Storage Water Heater (0.68 UEF - 50 Gal) - ZEAS 2030 - Cold | PG&E ¦ Cold | PG&E | All | Electric & Gas | Efficient Gas Storage WH (0.68 UEF - 50 Gal) | Efficient |  | 2030 | 1 | Conventional | WaterHeat | Com - College | Com | ROB and NEW | 0 | 1000 sqft2 of floor space | 1000 sqft served | 13 | DEER:Indoor_CFL_Ltg | 0 | 0 | -1.003 | SWWH007-06 | 271.2311 | 2022 | 148.8087 | 2022 | 0 | 0 | SWWH007-06 | Com Small Gas Water Heaters - ZEAS 2030 - Cold ¦ PG&E ¦ Cold | Com Small Gas Water Heaters - ZEAS 2030 - Cold | 0.74815 | 0.546 | 0.025 | CBSA 2019 | 3.3086 | 2032 | 1 | SWWH007-06
COM-WATERHEAT-FS-11-ZEAS.26 | Com ¦ Com Efficient Gas Storage Water Heater (0.68 UEF - 50 Gal) - ZEAS 2030 - Cold ¦ PG&E ¦ Cold | Com ¦ Com Efficient Gas Storage Water Heater (0.68 UEF - 50 Gal) - ZEAS 2030 - Cold | PG&E ¦ Cold | PG&E | All | Electric & Gas | Efficient Gas Storage WH (0.68 UEF - 50 Gal) | Efficient |  | 2030 | 1 | Conventional | WaterHeat | Com - Grocery | Com | ROB and NEW | 0 | 1000 sqft2 of floor space | 1000 sqft served | 13 | DEER:Indoor_CFL_Ltg | 0 | 0 | 0 | SWWH007-06 | 202.482 | 2022 | 123.4818 | 2022 | 0 | 0 | SWWH007-06 | Com Small Gas Water Heaters - ZEAS 2030 - Cold ¦ PG&E ¦ Cold | Com Small Gas Water Heaters - ZEAS 2030 - Cold | 0.59609 | 0.546 | 0.025 | CBSA 2019 | 0 | 2032 | 1 | SWWH007-06
COM-WATERHEAT-FS-11-ZEAS.27 | Com ¦ Com Efficient Gas Storage Water Heater (0.68 UEF - 50 Gal) - ZEAS 2030 - Cold ¦ PG&E ¦ Cold | Com ¦ Com Efficient Gas Storage Water Heater (0.68 UEF - 50 Gal) - ZEAS 2030 - Cold | PG&E ¦ Cold | PG&E | All | Electric & Gas | Efficient Gas Storage WH (0.68 UEF - 50 Gal) | Efficient |  | 2030 | 1 | Conventional | WaterHeat | Com - Health | Com | ROB and NEW | 0 | 1000 sqft2 of floor space | 1000 sqft served | 13 | DEER:Indoor_CFL_Ltg | 0 | 0 | -1.032 | SWWH007-06 | 410.8257 | 2022 | 225.3961 | 2022 | 0 | 0 | SWWH007-06 | Com Small Gas Water Heaters - ZEAS 2030 - Cold ¦ PG&E ¦ Cold | Com Small Gas Water Heaters - ZEAS 2030 - Cold | 0.52611 | 0.546 | 0.025 | CBSA 2019 | 2.915 | 2032 | 1 | SWWH007-06
COM-WATERHEAT-FS-11-ZEAS.28 | Com ¦ Com Efficient Gas Storage Water Heater (0.68 UEF - 50 Gal) - ZEAS 2030 - Cold ¦ PG&E ¦ Cold | Com ¦ Com Efficient Gas Storage Water Heater (0.68 UEF - 50 Gal) - ZEAS 2030 - Cold | PG&E ¦ Cold | PG&E | All | Electric & Gas | Efficient Gas Storage WH (0.68 UEF - 50 Gal) | Efficient |  | 2030 | 1 | Conventional | WaterHeat | Com - Lodging | Com | ROB and NEW | 0 | 1000 sqft2 of floor space | 1000 sqft served | 13 | DEER:Indoor_CFL_Ltg | 0 | 0 | -0.51722 | SWWH007-06 | 258.4951 | 2022 | 141.8212 | 2022 | 0 | 0 | SWWH007-06 | Com Small Gas Water Heaters - ZEAS 2030 - Cold ¦ PG&E ¦ Cold | Com Small Gas Water Heaters - ZEAS 2030 - Cold | 0.73871 | 0.546 | 0.025 | CBSA 2019 | 5.1092 | 2032 | 1 | SWWH007-06
COM-WATERHEAT-FS-11-ZEAS.29 | Com ¦ Com Efficient Gas Storage Water Heater (0.68 UEF - 50 Gal) - ZEAS 2030 - Cold ¦ PG&E ¦ Cold | Com ¦ Com Efficient Gas Storage Water Heater (0.68 UEF - 50 Gal) - ZEAS 2030 - Cold | PG&E ¦ Cold | PG&E | All | Electric & Gas | Efficient Gas Storage WH (0.68 UEF - 50 Gal) | Efficient |  | 2030 | 1 | Conventional | WaterHeat | Com - Office (Large) | Com | ROB and NEW | 0 | 1000 sqft2 of floor space | 1000 sqft served | 13 | DEER:Indoor_CFL_Ltg | 0 | 0 | -0.31031 | SWWH007-06 | 84.4006 | 2022 | 46.3057 | 2022 | 0 | 0 | SWWH007-06 | Com Small Gas Water Heaters - ZEAS 2030 - Cold ¦ PG&E ¦ Cold | Com Small Gas Water Heaters - ZEAS 2030 - Cold | 0.46177 | 0.546 | 0.025 | CBSA 2019 | 1.3935 | 2032 | 1 | SWWH007-06
COM-WATERHEAT-FS-11-ZEAS.30 | Com ¦ Com Efficient Gas Storage Water Heater (0.68 UEF - 50 Gal) - ZEAS 2030 - Cold ¦ PG&E ¦ Cold | Com ¦ Com Efficient Gas Storage Water Heater (0.68 UEF - 50 Gal) - ZEAS 2030 - Cold | PG&E ¦ Cold | PG&E | All | Electric & Gas | Efficient Gas Storage WH (0.68 UEF - 50 Gal) | Efficient |  | 2030 | 1 | Conventional | WaterHeat | Com - Office (Small) | Com | ROB and NEW | 0 | 1000 sqft2 of floor space | 1000 sqft served | 13 | DEER:Indoor_CFL_Ltg | 0 | 0 | -0.31775 | SWWH007-06 | 84.4006 | 2022 | 46.3057 | 2022 | 0 | 0 | SWWH007-06 | Com Small Gas Water Heaters - ZEAS 2030 - Cold ¦ PG&E ¦ Cold | Com Small Gas Water Heaters - ZEAS 2030 - Cold | 0.46177 | 0.546 | 0.025 | CBSA 2019 | 0.62905 | 2032 | 1 | SWWH007-06
COM-WATERHEAT-FS-11-ZEAS.31 | Com ¦ Com Efficient Gas Storage Water Heater (0.68 UEF - 50 Gal) - ZEAS 2030 - Cold ¦ PG&E ¦ Cold | Com ¦ Com Efficient Gas Storage Water Heater (0.68 UEF - 50 Gal) - ZEAS 2030 - Cold | PG&E ¦ Cold | PG&E | All | Electric & Gas | Efficient Gas Storage WH (0.68 UEF - 50 Gal) | Efficient |  | 2030 | 1 | Conventional | WaterHeat | Com - Other | Com | ROB and NEW | 0 | 1000 sqft2 of floor space | 1000 sqft served | 13 | DEER:Indoor_CFL_Ltg | 0 | 0 | -2.2501 | SWWH007-06 | 698.0391 | 2022 | 382.9733 | 2022 | 0 | 0 | SWWH007-06 | Com Small Gas Water Heaters - ZEAS 2030 - Cold ¦ PG&E ¦ Cold | Com Small Gas Water Heaters - ZEAS 2030 - Cold | 0.5433 | 0.546 | 0.025 | CBSA 2019 | 10.1928 | 2032 | 1 | SWWH007-06
COM-WATERHEAT-FS-11-ZEAS.32 | Com ¦ Com Efficient Gas Storage Water Heater (0.68 UEF - 50 Gal) - ZEAS 2030 - Cold ¦ PG&E ¦ Cold | Com ¦ Com Efficient Gas Storage Water Heater (0.68 UEF - 50 Gal) - ZEAS 2030 - Cold | PG&E ¦ Cold | PG&E | All | Electric & Gas | Efficient Gas Storage WH (0.68 UEF - 50 Gal) | Efficient |  | 2030 | 1 | Conventional | WaterHeat | Com - Refrig. Warehouse | Com | ROB and NEW | 0 | 1000 sqft2 of floor space | 1000 sqft served | 13 | DEER:Indoor_CFL_Ltg | 0 | 0 | -0.092875 | SWWH007-06 | 39.0268 | 2022 | 21.4118 | 2022 | 0 | 0 | SWWH007-06 | Com Small Gas Water Heaters - ZEAS 2030 - Cold ¦ PG&E ¦ Cold | Com Small Gas Water Heaters - ZEAS 2030 - Cold | 0.22621 | 0.546 | 0.025 | CBSA 2019 | 0.06973 | 2032 | 1 | SWWH007-06
COM-WATERHEAT-FS-11-ZEAS.33 | Com ¦ Com Efficient Gas Storage Water Heater (0.68 UEF - 50 Gal) - ZEAS 2030 - Cold ¦ PG&E ¦ Cold | Com ¦ Com Efficient Gas Storage Water Heater (0.68 UEF - 50 Gal) - ZEAS 2030 - Cold | PG&E ¦ Cold | PG&E | All | Electric & Gas | Efficient Gas Storage WH (0.68 UEF - 50 Gal) | Efficient |  | 2030 | 1 | Conventional | WaterHeat | Com - Restaurant | Com | ROB and NEW | 0 | 1000 sqft2 of floor space | 1000 sqft served | 13 | DEER:Indoor_CFL_Ltg | 0 | 0 | -13.8354 | SWWH007-06 | 3656.2117 | 2022 | 2005.9501 | 2022 | 0 | 0 | SWWH007-06 | Com Small Gas Water Heaters - ZEAS 2030 - Cold ¦ PG&E ¦ Cold | Com Small Gas Water Heaters - ZEAS 2030 - Cold | 0.79319 | 0.546 | 0.025 | CBSA 2019 | 10.3937 | 2032 | 1 | SWWH007-06
COM-WATERHEAT-FS-11-ZEAS.34 | Com ¦ Com Efficient Gas Storage Water Heater (0.68 UEF - 50 Gal) - ZEAS 2030 - Cold ¦ PG&E ¦ Cold | Com ¦ Com Efficient Gas Storage Water Heater (0.68 UEF - 50 Gal) - ZEAS 2030 - Cold | PG&E ¦ Cold | PG&E | All | Electric & Gas | Efficient Gas Storage WH (0.68 UEF - 50 Gal) | Efficient |  | 2030 | 1 | Conventional | WaterHeat | Com - Retail | Com | ROB and NEW | 0 | 1000 sqft2 of floor space | 1000 sqft served | 13 | DEER:Indoor_CFL_Ltg | 0 | 0 | -0.1961 | SWWH007-06 | 52.2776 | 2022 | 28.6817 | 2022 | 0 | 0 | SWWH007-06 | Com Small Gas Water Heaters - ZEAS 2030 - Cold ¦ PG&E ¦ Cold | Com Small Gas Water Heaters - ZEAS 2030 - Cold | 0.40063 | 0.546 | 0.025 | CBSA 2019 | 0.96898 | 2032 | 1 | SWWH007-06
COM-WATERHEAT-FS-11-ZEAS.35 | Com ¦ Com Efficient Gas Storage Water Heater (0.68 UEF - 50 Gal) - ZEAS 2030 - Cold ¦ PG&E ¦ Cold | Com ¦ Com Efficient Gas Storage Water Heater (0.68 UEF - 50 Gal) - ZEAS 2030 - Cold | PG&E ¦ Cold | PG&E | All | Electric & Gas | Efficient Gas Storage WH (0.68 UEF - 50 Gal) | Efficient |  | 2030 | 1 | Conventional | WaterHeat | Com - School | Com | ROB and NEW | 0 | 1000 sqft2 of floor space | 1000 sqft served | 13 | DEER:Indoor_CFL_Ltg | 0 | 0 | -1.7629 | SWWH007-06 | 430.6306 | 2022 | 236.2619 | 2022 | 0 | 0 | SWWH007-06 | Com Small Gas Water Heaters - ZEAS 2030 - Cold ¦ PG&E ¦ Cold | Com Small Gas Water Heaters - ZEAS 2030 - Cold | 0.76922 | 0.546 | 0.025 | CBSA 2019 | 4.0277 | 2032 | 1 | SWWH007-06
COM-WATERHEAT-FS-11-ZEAS.36 | Com ¦ Com Efficient Gas Storage Water Heater (0.68 UEF - 50 Gal) - ZEAS 2030 - Cold ¦ PG&E ¦ Cold | Com ¦ Com Efficient Gas Storage Water Heater (0.68 UEF - 50 Gal) - ZEAS 2030 - Cold | PG&E ¦ Cold | PG&E | All | Electric & Gas | Efficient Gas Storage WH (0.68 UEF - 50 Gal) | Efficient |  | 2030 | 1 | Conventional | WaterHeat | Com - Warehouse | Com | ROB and NEW | 0 | 1000 sqft2 of floor space | 1000 sqft served | 13 | DEER:Indoor_CFL_Ltg | 0 | 0 | -0.0286 | SWWH007-06 | 7.8054 | 2022 | 4.2824 | 2022 | 0 | 0 | SWWH007-06 | Com Small Gas Water Heaters - ZEAS 2030 - Cold ¦ PG&E ¦ Cold | Com Small Gas Water Heaters - ZEAS 2030 - Cold | 0.1976 | 0.546 | 0.025 | CBSA 2019 | 0.12056 | 2032 | 1 | SWWH007-06
COM-WATERHEAT-FS-11-ZEAS.37 | Com ¦ Com Efficient Gas Storage Water Heater (0.68 UEF - 50 Gal) - ZEAS 2030 - Marine ¦ SCG ¦ Marine | Com ¦ Com Efficient Gas Storage Water Heater (0.68 UEF - 50 Gal) - ZEAS 2030 - Marine | SCG ¦ Marine | SCG | All | Electric & Gas | Efficient Gas Storage WH (0.68 UEF - 50 Gal) | Efficient |  | 2030 | 1 | Conventional | WaterHeat | Com - College | Com | ROB and NEW | 0 | 1000 sqft2 of floor space | 1000 sqft served | 13 | DEER:Indoor_CFL_Ltg | 0 | 0 | -1.1011 | SWWH007-06 | 271.2311 | 2022 | 148.8087 | 2022 | 0 | 0 | SWWH007-06 | Com Small Gas Water Heaters - ZEAS 2030 - Marine ¦ SCG ¦ Marine | Com Small Gas Water Heaters - ZEAS 2030 - Marine | 0.74815 | 0.546 | 0.025 | CBSA 2019 | 3.6323 | 2032 | 1 | SWWH007-06
COM-WATERHEAT-FS-11-ZEAS.38 | Com ¦ Com Efficient Gas Storage Water Heater (0.68 UEF - 50 Gal) - ZEAS 2030 - Marine ¦ SCG ¦ Marine | Com ¦ Com Efficient Gas Storage Water Heater (0.68 UEF - 50 Gal) - ZEAS 2030 - Marine | SCG ¦ Marine | SCG | All | Electric & Gas | Efficient Gas Storage WH (0.68 UEF - 50 Gal) | Efficient |  | 2030 | 1 | Conventional | WaterHeat | Com - Grocery | Com | ROB and NEW | 0 | 1000 sqft2 of floor space | 1000 sqft served | 13 | DEER:Indoor_CFL_Ltg | 0 | 0 | 0 | SWWH007-06 | 202.482 | 2022 | 123.4818 | 2022 | 0 | 0 | SWWH007-06 | Com Small Gas Water Heaters - ZEAS 2030 - Marine ¦ SCG ¦ Marine | Com Small Gas Water Heaters - ZEAS 2030 - Marine | 0.59609 | 0.546 | 0.025 | CBSA 2019 | 0 | 2032 | 1 | SWWH007-06
COM-WATERHEAT-FS-11-ZEAS.39 | Com ¦ Com Efficient Gas Storage Water Heater (0.68 UEF - 50 Gal) - ZEAS 2030 - Marine ¦ SCG ¦ Marine | Com ¦ Com Efficient Gas Storage Water Heater (0.68 UEF - 50 Gal) - ZEAS 2030 - Marine | SCG ¦ Marine | SCG | All | Electric & Gas | Efficient Gas Storage WH (0.68 UEF - 50 Gal) | Efficient |  | 2030 | 1 | Conventional | WaterHeat | Com - Health | Com | ROB and NEW | 0 | 1000 sqft2 of floor space | 1000 sqft served | 13 | DEER:Indoor_CFL_Ltg | 0 | 0 | -1.2529 | SWWH007-06 | 410.8257 | 2022 | 225.3961 | 2022 | 0 | 0 | SWWH007-06 | Com Small Gas Water Heaters - ZEAS 2030 - Marine ¦ SCG ¦ Marine | Com Small Gas Water Heaters - ZEAS 2030 - Marine | 0.52611 | 0.546 | 0.025 | CBSA 2019 | 3.5389 | 2032 | 1 | SWWH007-06
COM-WATERHEAT-FS-11-ZEAS.40 | Com ¦ Com Efficient Gas Storage Water Heater (0.68 UEF - 50 Gal) - ZEAS 2030 - Marine ¦ SCG ¦ Marine | Com ¦ Com Efficient Gas Storage Water Heater (0.68 UEF - 50 Gal) - ZEAS 2030 - Marine | SCG ¦ Marine | SCG | All | Electric & Gas | Efficient Gas Storage WH (0.68 UEF - 50 Gal) | Efficient |  | 2030 | 1 | Conventional | WaterHeat | Com - Lodging | Com | ROB and NEW | 0 | 1000 sqft2 of floor space | 1000 sqft served | 13 | DEER:Indoor_CFL_Ltg | 0 | 0 | -0.67779 | SWWH007-06 | 258.4951 | 2022 | 141.8212 | 2022 | 0 | 0 | SWWH007-06 | Com Small Gas Water Heaters - ZEAS 2030 - Marine ¦ SCG ¦ Marine | Com Small Gas Water Heaters - ZEAS 2030 - Marine | 0.73871 | 0.546 | 0.025 | CBSA 2019 | 6.6954 | 2032 | 1 | SWWH007-06
COM-WATERHEAT-FS-11-ZEAS.41 | Com ¦ Com Efficient Gas Storage Water Heater (0.68 UEF - 50 Gal) - ZEAS 2030 - Marine ¦ SCG ¦ Marine | Com ¦ Com Efficient Gas Storage Water Heater (0.68 UEF - 50 Gal) - ZEAS 2030 - Marine | SCG ¦ Marine | SCG | All | Electric & Gas | Efficient Gas Storage WH (0.68 UEF - 50 Gal) | Efficient |  | 2030 | 1 | Conventional | WaterHeat | Com - Office (Large) | Com | ROB and NEW | 0 | 1000 sqft2 of floor space | 1000 sqft served | 13 | DEER:Indoor_CFL_Ltg | 0 | 0 | -0.34326 | SWWH007-06 | 84.4006 | 2022 | 46.3057 | 2022 | 0 | 0 | SWWH007-06 | Com Small Gas Water Heaters - ZEAS 2030 - Marine ¦ SCG ¦ Marine | Com Small Gas Water Heaters - ZEAS 2030 - Marine | 0.46177 | 0.546 | 0.025 | CBSA 2019 | 1.5415 | 2032 | 1 | SWWH007-06
COM-WATERHEAT-FS-11-ZEAS.42 | Com ¦ Com Efficient Gas Storage Water Heater (0.68 UEF - 50 Gal) - ZEAS 2030 - Marine ¦ SCG ¦ Marine | Com ¦ Com Efficient Gas Storage Water Heater (0.68 UEF - 50 Gal) - ZEAS 2030 - Marine | SCG ¦ Marine | SCG | All | Electric & Gas | Efficient Gas Storage WH (0.68 UEF - 50 Gal) | Efficient |  | 2030 | 1 | Conventional | WaterHeat | Com - Office (Small) | Com | ROB and NEW | 0 | 1000 sqft2 of floor space | 1000 sqft served | 13 | DEER:Indoor_CFL_Ltg | 0 | 0 | -0.34963 | SWWH007-06 | 84.4006 | 2022 | 46.3057 | 2022 | 0 | 0 | SWWH007-06 | Com Small Gas Water Heaters - ZEAS 2030 - Marine ¦ SCG ¦ Marine | Com Small Gas Water Heaters - ZEAS 2030 - Marine | 0.46177 | 0.546 | 0.025 | CBSA 2019 | 0.69216 | 2032 | 1 | SWWH007-06
COM-WATERHEAT-FS-11-ZEAS.43 | Com ¦ Com Efficient Gas Storage Water Heater (0.68 UEF - 50 Gal) - ZEAS 2030 - Marine ¦ SCG ¦ Marine | Com ¦ Com Efficient Gas Storage Water Heater (0.68 UEF - 50 Gal) - ZEAS 2030 - Marine | SCG ¦ Marine | SCG | All | Electric & Gas | Efficient Gas Storage WH (0.68 UEF - 50 Gal) | Efficient |  | 2030 | 1 | Conventional | WaterHeat | Com - Other | Com | ROB and NEW | 0 | 1000 sqft2 of floor space | 1000 sqft served | 13 | DEER:Indoor_CFL_Ltg | 0 | 0 | -2.5665 | SWWH007-06 | 698.0391 | 2022 | 382.9733 | 2022 | 0 | 0 | SWWH007-06 | Com Small Gas Water Heaters - ZEAS 2030 - Marine ¦ SCG ¦ Marine | Com Small Gas Water Heaters - ZEAS 2030 - Marine | 0.5433 | 0.546 | 0.025 | CBSA 2019 | 11.6261 | 2032 | 1 | SWWH007-06
COM-WATERHEAT-FS-11-ZEAS.44 | Com ¦ Com Efficient Gas Storage Water Heater (0.68 UEF - 50 Gal) - ZEAS 2030 - Marine ¦ SCG ¦ Marine | Com ¦ Com Efficient Gas Storage Water Heater (0.68 UEF - 50 Gal) - ZEAS 2030 - Marine | SCG ¦ Marine | SCG | All | Electric & Gas | Efficient Gas Storage WH (0.68 UEF - 50 Gal) | Efficient |  | 2030 | 1 | Conventional | WaterHeat | Com - Refrig. Warehouse | Com | ROB and NEW | 0 | 1000 sqft2 of floor space | 1000 sqft served | 13 | DEER:Indoor_CFL_Ltg | 0 | 0 | -0.1145 | SWWH007-06 | 39.0268 | 2022 | 21.4118 | 2022 | 0 | 0 | SWWH007-06 | Com Small Gas Water Heaters - ZEAS 2030 - Marine ¦ SCG ¦ Marine | Com Small Gas Water Heaters - ZEAS 2030 - Marine | 0.22621 | 0.546 | 0.025 | CBSA 2019 | 0.085963 | 2032 | 1 | SWWH007-06
COM-WATERHEAT-FS-11-ZEAS.45 | Com ¦ Com Efficient Gas Storage Water Heater (0.68 UEF - 50 Gal) - ZEAS 2030 - Marine ¦ SCG ¦ Marine | Com ¦ Com Efficient Gas Storage Water Heater (0.68 UEF - 50 Gal) - ZEAS 2030 - Marine | SCG ¦ Marine | SCG | All | Electric & Gas | Efficient Gas Storage WH (0.68 UEF - 50 Gal) | Efficient |  | 2030 | 1 | Conventional | WaterHeat | Com - Restaurant | Com | ROB and NEW | 0 | 1000 sqft2 of floor space | 1000 sqft served | 13 | DEER:Indoor_CFL_Ltg | 0 | 0 | -15.0743 | SWWH007-06 | 3656.2117 | 2022 | 2005.9501 | 2022 | 0 | 0 | SWWH007-06 | Com Small Gas Water Heaters - ZEAS 2030 - Marine ¦ SCG ¦ Marine | Com Small Gas Water Heaters - ZEAS 2030 - Marine | 0.79319 | 0.546 | 0.025 | CBSA 2019 | 11.3244 | 2032 | 1 | SWWH007-06
COM-WATERHEAT-FS-11-ZEAS.46 | Com ¦ Com Efficient Gas Storage Water Heater (0.68 UEF - 50 Gal) - ZEAS 2030 - Marine ¦ SCG ¦ Marine | Com ¦ Com Efficient Gas Storage Water Heater (0.68 UEF - 50 Gal) - ZEAS 2030 - Marine | SCG ¦ Marine | SCG | All | Electric & Gas | Efficient Gas Storage WH (0.68 UEF - 50 Gal) | Efficient |  | 2030 | 1 | Conventional | WaterHeat | Com - Retail | Com | ROB and NEW | 0 | 1000 sqft2 of floor space | 1000 sqft served | 13 | DEER:Indoor_CFL_Ltg | 0 | 0 | -0.21413 | SWWH007-06 | 52.2776 | 2022 | 28.6817 | 2022 | 0 | 0 | SWWH007-06 | Com Small Gas Water Heaters - ZEAS 2030 - Marine ¦ SCG ¦ Marine | Com Small Gas Water Heaters - ZEAS 2030 - Marine | 0.40063 | 0.546 | 0.025 | CBSA 2019 | 1.058 | 2032 | 1 | SWWH007-06
COM-WATERHEAT-FS-11-ZEAS.47 | Com ¦ Com Efficient Gas Storage Water Heater (0.68 UEF - 50 Gal) - ZEAS 2030 - Marine ¦ SCG ¦ Marine | Com ¦ Com Efficient Gas Storage Water Heater (0.68 UEF - 50 Gal) - ZEAS 2030 - Marine | SCG ¦ Marine | SCG | All | Electric & Gas | Efficient Gas Storage WH (0.68 UEF - 50 Gal) | Efficient |  | 2030 | 1 | Conventional | WaterHeat | Com - School | Com | ROB and NEW | 0 | 1000 sqft2 of floor space | 1000 sqft served | 13 | DEER:Indoor_CFL_Ltg | 0 | 0 | -1.8806 | SWWH007-06 | 430.6306 | 2022 | 236.2619 | 2022 | 0 | 0 | SWWH007-06 | Com Small Gas Water Heaters - ZEAS 2030 - Marine ¦ SCG ¦ Marine | Com Small Gas Water Heaters - ZEAS 2030 - Marine | 0.76922 | 0.546 | 0.025 | CBSA 2019 | 4.2967 | 2032 | 1 | SWWH007-06
COM-WATERHEAT-FS-11-ZEAS.48 | Com ¦ Com Efficient Gas Storage Water Heater (0.68 UEF - 50 Gal) - ZEAS 2030 - Marine ¦ SCG ¦ Marine | Com ¦ Com Efficient Gas Storage Water Heater (0.68 UEF - 50 Gal) - ZEAS 2030 - Marine | SCG ¦ Marine | SCG | All | Electric & Gas | Efficient Gas Storage WH (0.68 UEF - 50 Gal) | Efficient |  | 2030 | 1 | Conventional | WaterHeat | Com - Warehouse | Com | ROB and NEW | 0 | 1000 sqft2 of floor space | 1000 sqft served | 13 | DEER:Indoor_CFL_Ltg | 0 | 0 | -0.031351 | SWWH007-06 | 7.8054 | 2022 | 4.2824 | 2022 | 0 | 0 | SWWH007-06 | Com Small Gas Water Heaters - ZEAS 2030 - Marine ¦ SCG ¦ Marine | Com Small Gas Water Heaters - ZEAS 2030 - Marine | 0.1976 | 0.546 | 0.025 | CBSA 2019 | 0.13216 | 2032 | 1 | SWWH007-06
COM-WATERHEAT-FS-11-ZEAS.49 | Com ¦ Com Efficient Gas Storage Water Heater (0.68 UEF - 50 Gal) - ZEAS 2030 - Hot-Dry ¦ SCG ¦ Hot-Dry | Com ¦ Com Efficient Gas Storage Water Heater (0.68 UEF - 50 Gal) - ZEAS 2030 - Hot-Dry | SCG ¦ Hot-Dry | SCG | All | Electric & Gas | Efficient Gas Storage WH (0.68 UEF - 50 Gal) | Efficient |  | 2030 | 1 | Conventional | WaterHeat | Com - College | Com | ROB and NEW | 0 | 1000 sqft2 of floor space | 1000 sqft served | 13 | DEER:Indoor_CFL_Ltg | 0 | 0 | -0.54374 | SWWH007-06 | 135.6155 | 2022 | 74.4043 | 2022 | 0 | 0 | SWWH007-06 | Com Small Gas Water Heaters - ZEAS 2030 - Hot-Dry ¦ SCG ¦ Hot-Dry | Com Small Gas Water Heaters - ZEAS 2030 - Hot-Dry | 0.74815 | 0.546 | 0.025 | CBSA 2019 | 1.7936 | 2032 | 1 | SWWH007-06
COM-WATERHEAT-FS-11-ZEAS.50 | Com ¦ Com Efficient Gas Storage Water Heater (0.68 UEF - 50 Gal) - ZEAS 2030 - Hot-Dry ¦ SCG ¦ Hot-Dry | Com ¦ Com Efficient Gas Storage Water Heater (0.68 UEF - 50 Gal) - ZEAS 2030 - Hot-Dry | SCG ¦ Hot-Dry | SCG | All | Electric & Gas | Efficient Gas Storage WH (0.68 UEF - 50 Gal) | Efficient |  | 2030 | 1 | Conventional | WaterHeat | Com - Grocery | Com | ROB and NEW | 0 | 1000 sqft2 of floor space | 1000 sqft served | 13 | DEER:Indoor_CFL_Ltg | 0 | 0 | 0 | SWWH007-06 | 101.241 | 2022 | 61.7409 | 2022 | 0 | 0 | SWWH007-06 | Com Small Gas Water Heaters - ZEAS 2030 - Hot-Dry ¦ SCG ¦ Hot-Dry | Com Small Gas Water Heaters - ZEAS 2030 - Hot-Dry | 0.59609 | 0.546 | 0.025 | CBSA 2019 | 0 | 2032 | 1 | SWWH007-06
COM-WATERHEAT-FS-11-ZEAS.51 | Com ¦ Com Efficient Gas Storage Water Heater (0.68 UEF - 50 Gal) - ZEAS 2030 - Hot-Dry ¦ SCG ¦ Hot-Dry | Com ¦ Com Efficient Gas Storage Water Heater (0.68 UEF - 50 Gal) - ZEAS 2030 - Hot-Dry | SCG ¦ Hot-Dry | SCG | All | Electric & Gas | Efficient Gas Storage WH (0.68 UEF - 50 Gal) | Efficient |  | 2030 | 1 | Conventional | WaterHeat | Com - Health | Com | ROB and NEW | 0 | 1000 sqft2 of floor space | 1000 sqft served | 13 | DEER:Indoor_CFL_Ltg | 0 | 0 | -0.62276 | SWWH007-06 | 205.4128 | 2022 | 112.698 | 2022 | 0 | 0 | SWWH007-06 | Com Small Gas Water Heaters - ZEAS 2030 - Hot-Dry ¦ SCG ¦ Hot-Dry | Com Small Gas Water Heaters - ZEAS 2030 - Hot-Dry | 0.52611 | 0.546 | 0.025 | CBSA 2019 | 1.759 | 2032 | 1 | SWWH007-06
COM-WATERHEAT-FS-11-ZEAS.52 | Com ¦ Com Efficient Gas Storage Water Heater (0.68 UEF - 50 Gal) - ZEAS 2030 - Hot-Dry ¦ SCG ¦ Hot-Dry | Com ¦ Com Efficient Gas Storage Water Heater (0.68 UEF - 50 Gal) - ZEAS 2030 - Hot-Dry | SCG ¦ Hot-Dry | SCG | All | Electric & Gas | Efficient Gas Storage WH (0.68 UEF - 50 Gal) | Efficient |  | 2030 | 1 | Conventional | WaterHeat | Com - Lodging | Com | ROB and NEW | 0 | 1000 sqft2 of floor space | 1000 sqft served | 13 | DEER:Indoor_CFL_Ltg | 0 | 0 | -0.33559 | SWWH007-06 | 129.2475 | 2022 | 70.9106 | 2022 | 0 | 0 | SWWH007-06 | Com Small Gas Water Heaters - ZEAS 2030 - Hot-Dry ¦ SCG ¦ Hot-Dry | Com Small Gas Water Heaters - ZEAS 2030 - Hot-Dry | 0.73871 | 0.546 | 0.025 | CBSA 2019 | 3.3151 | 2032 | 1 | SWWH007-06
COM-WATERHEAT-FS-11-ZEAS.53 | Com ¦ Com Efficient Gas Storage Water Heater (0.68 UEF - 50 Gal) - ZEAS 2030 - Hot-Dry ¦ SCG ¦ Hot-Dry | Com ¦ Com Efficient Gas Storage Water Heater (0.68 UEF - 50 Gal) - ZEAS 2030 - Hot-Dry | SCG ¦ Hot-Dry | SCG | All | Electric & Gas | Efficient Gas Storage WH (0.68 UEF - 50 Gal) | Efficient |  | 2030 | 1 | Conventional | WaterHeat | Com - Office (Large) | Com | ROB and NEW | 0 | 1000 sqft2 of floor space | 1000 sqft served | 13 | DEER:Indoor_CFL_Ltg | 0 | 0 | -0.1695 | SWWH007-06 | 42.2003 | 2022 | 23.1528 | 2022 | 0 | 0 | SWWH007-06 | Com Small Gas Water Heaters - ZEAS 2030 - Hot-Dry ¦ SCG ¦ Hot-Dry | Com Small Gas Water Heaters - ZEAS 2030 - Hot-Dry | 0.46177 | 0.546 | 0.025 | CBSA 2019 | 0.76119 | 2032 | 1 | SWWH007-06
COM-WATERHEAT-FS-11-ZEAS.54 | Com ¦ Com Efficient Gas Storage Water Heater (0.68 UEF - 50 Gal) - ZEAS 2030 - Hot-Dry ¦ SCG ¦ Hot-Dry | Com ¦ Com Efficient Gas Storage Water Heater (0.68 UEF - 50 Gal) - ZEAS 2030 - Hot-Dry | SCG ¦ Hot-Dry | SCG | All | Electric & Gas | Efficient Gas Storage WH (0.68 UEF - 50 Gal) | Efficient |  | 2030 | 1 | Conventional | WaterHeat | Com - Office (Small) | Com | ROB and NEW | 0 | 1000 sqft2 of floor space | 1000 sqft served | 13 | DEER:Indoor_CFL_Ltg | 0 | 0 | -0.17269 | SWWH007-06 | 42.2003 | 2022 | 23.1528 | 2022 | 0 | 0 | SWWH007-06 | Com Small Gas Water Heaters - ZEAS 2030 - Hot-Dry ¦ SCG ¦ Hot-Dry | Com Small Gas Water Heaters - ZEAS 2030 - Hot-Dry | 0.46177 | 0.546 | 0.025 | CBSA 2019 | 0.34187 | 2032 | 1 | SWWH007-06
COM-WATERHEAT-FS-11-ZEAS.55 | Com ¦ Com Efficient Gas Storage Water Heater (0.68 UEF - 50 Gal) - ZEAS 2030 - Hot-Dry ¦ SCG ¦ Hot-Dry | Com ¦ Com Efficient Gas Storage Water Heater (0.68 UEF - 50 Gal) - ZEAS 2030 - Hot-Dry | SCG ¦ Hot-Dry | SCG | All | Electric & Gas | Efficient Gas Storage WH (0.68 UEF - 50 Gal) | Efficient |  | 2030 | 1 | Conventional | WaterHeat | Com - Other | Com | ROB and NEW | 0 | 1000 sqft2 of floor space | 1000 sqft served | 13 | DEER:Indoor_CFL_Ltg | 0 | 0 | -1.2701 | SWWH007-06 | 349.0195 | 2022 | 191.4867 | 2022 | 0 | 0 | SWWH007-06 | Com Small Gas Water Heaters - ZEAS 2030 - Hot-Dry ¦ SCG ¦ Hot-Dry | Com Small Gas Water Heaters - ZEAS 2030 - Hot-Dry | 0.5433 | 0.546 | 0.025 | CBSA 2019 | 5.7533 | 2032 | 1 | SWWH007-06
COM-WATERHEAT-FS-11-ZEAS.56 | Com ¦ Com Efficient Gas Storage Water Heater (0.68 UEF - 50 Gal) - ZEAS 2030 - Hot-Dry ¦ SCG ¦ Hot-Dry | Com ¦ Com Efficient Gas Storage Water Heater (0.68 UEF - 50 Gal) - ZEAS 2030 - Hot-Dry | SCG ¦ Hot-Dry | SCG | All | Electric & Gas | Efficient Gas Storage WH (0.68 UEF - 50 Gal) | Efficient |  | 2030 | 1 | Conventional | WaterHeat | Com - Refrig. Warehouse | Com | ROB and NEW | 0 | 1000 sqft2 of floor space | 1000 sqft served | 13 | DEER:Indoor_CFL_Ltg | 0 | 0 | -0.057003 | SWWH007-06 | 19.5134 | 2022 | 10.7059 | 2022 | 0 | 0 | SWWH007-06 | Com Small Gas Water Heaters - ZEAS 2030 - Hot-Dry ¦ SCG ¦ Hot-Dry | Com Small Gas Water Heaters - ZEAS 2030 - Hot-Dry | 0.22621 | 0.546 | 0.025 | CBSA 2019 | 0.042797 | 2032 | 1 | SWWH007-06
COM-WATERHEAT-FS-11-ZEAS.57 | Com ¦ Com Efficient Gas Storage Water Heater (0.68 UEF - 50 Gal) - ZEAS 2030 - Hot-Dry ¦ SCG ¦ Hot-Dry | Com ¦ Com Efficient Gas Storage Water Heater (0.68 UEF - 50 Gal) - ZEAS 2030 - Hot-Dry | SCG ¦ Hot-Dry | SCG | All | Electric & Gas | Efficient Gas Storage WH (0.68 UEF - 50 Gal) | Efficient |  | 2030 | 1 | Conventional | WaterHeat | Com - Restaurant | Com | ROB and NEW | 0 | 1000 sqft2 of floor space | 1000 sqft served | 13 | DEER:Indoor_CFL_Ltg | 0 | 0 | -7.4451 | SWWH007-06 | 1828.1059 | 2022 | 1002.975 | 2022 | 0 | 0 | SWWH007-06 | Com Small Gas Water Heaters - ZEAS 2030 - Hot-Dry ¦ SCG ¦ Hot-Dry | Com Small Gas Water Heaters - ZEAS 2030 - Hot-Dry | 0.79319 | 0.546 | 0.025 | CBSA 2019 | 5.593 | 2032 | 1 | SWWH007-06
COM-WATERHEAT-FS-11-ZEAS.58 | Com ¦ Com Efficient Gas Storage Water Heater (0.68 UEF - 50 Gal) - ZEAS 2030 - Hot-Dry ¦ SCG ¦ Hot-Dry | Com ¦ Com Efficient Gas Storage Water Heater (0.68 UEF - 50 Gal) - ZEAS 2030 - Hot-Dry | SCG ¦ Hot-Dry | SCG | All | Electric & Gas | Efficient Gas Storage WH (0.68 UEF - 50 Gal) | Efficient |  | 2030 | 1 | Conventional | WaterHeat | Com - Retail | Com | ROB and NEW | 0 | 1000 sqft2 of floor space | 1000 sqft served | 13 | DEER:Indoor_CFL_Ltg | 0 | 0 | -0.10575 | SWWH007-06 | 26.1388 | 2022 | 14.3408 | 2022 | 0 | 0 | SWWH007-06 | Com Small Gas Water Heaters - ZEAS 2030 - Hot-Dry ¦ SCG ¦ Hot-Dry | Com Small Gas Water Heaters - ZEAS 2030 - Hot-Dry | 0.40063 | 0.546 | 0.025 | CBSA 2019 | 0.5225 | 2032 | 1 | SWWH007-06
COM-WATERHEAT-FS-11-ZEAS.59 | Com ¦ Com Efficient Gas Storage Water Heater (0.68 UEF - 50 Gal) - ZEAS 2030 - Hot-Dry ¦ SCG ¦ Hot-Dry | Com ¦ Com Efficient Gas Storage Water Heater (0.68 UEF - 50 Gal) - ZEAS 2030 - Hot-Dry | SCG ¦ Hot-Dry | SCG | All | Electric & Gas | Efficient Gas Storage WH (0.68 UEF - 50 Gal) | Efficient |  | 2030 | 1 | Conventional | WaterHeat | Com - School | Com | ROB and NEW | 0 | 1000 sqft2 of floor space | 1000 sqft served | 13 | DEER:Indoor_CFL_Ltg | 0 | 0 | -0.92984 | SWWH007-06 | 215.3153 | 2022 | 118.1309 | 2022 | 0 | 0 | SWWH007-06 | Com Small Gas Water Heaters - ZEAS 2030 - Hot-Dry ¦ SCG ¦ Hot-Dry | Com Small Gas Water Heaters - ZEAS 2030 - Hot-Dry | 0.76922 | 0.546 | 0.025 | CBSA 2019 | 2.1244 | 2032 | 1 | SWWH007-06
COM-WATERHEAT-FS-11-ZEAS.60 | Com ¦ Com Efficient Gas Storage Water Heater (0.68 UEF - 50 Gal) - ZEAS 2030 - Hot-Dry ¦ SCG ¦ Hot-Dry | Com ¦ Com Efficient Gas Storage Water Heater (0.68 UEF - 50 Gal) - ZEAS 2030 - Hot-Dry | SCG ¦ Hot-Dry | SCG | All | Electric & Gas | Efficient Gas Storage WH (0.68 UEF - 50 Gal) | Efficient |  | 2030 | 1 | Conventional | WaterHeat | Com - Warehouse | Com | ROB and NEW | 0 | 1000 sqft2 of floor space | 1000 sqft served | 13 | DEER:Indoor_CFL_Ltg | 0 | 0 | -0.015479 | SWWH007-06 | 3.9027 | 2022 | 2.1412 | 2022 | 0 | 0 | SWWH007-06 | Com Small Gas Water Heaters - ZEAS 2030 - Hot-Dry ¦ SCG ¦ Hot-Dry | Com Small Gas Water Heaters - ZEAS 2030 - Hot-Dry | 0.1976 | 0.546 | 0.025 | CBSA 2019 | 0.065252 | 2032 | 1 | SWWH007-06
COM-WATERHEAT-FS-11-ZEAS.61 | Com ¦ Com Efficient Gas Storage Water Heater (0.68 UEF - 50 Gal) - ZEAS 2030 - Cold ¦ SCG ¦ Cold | Com ¦ Com Efficient Gas Storage Water Heater (0.68 UEF - 50 Gal) - ZEAS 2030 - Cold | SCG ¦ Cold | SCG | All | Electric & Gas | Efficient Gas Storage WH (0.68 UEF - 50 Gal) | Efficient |  | 2030 | 1 | Conventional | WaterHeat | Com - College | Com | ROB and NEW | 0 | 1000 sqft2 of floor space | 1000 sqft served | 13 | DEER:Indoor_CFL_Ltg | 0 | 0 | -1.003 | SWWH007-06 | 271.2311 | 2022 | 148.8087 | 2022 | 0 | 0 | SWWH007-06 | Com Small Gas Water Heaters - ZEAS 2030 - Cold ¦ SCG ¦ Cold | Com Small Gas Water Heaters - ZEAS 2030 - Cold | 0.74815 | 0.546 | 0.025 | CBSA 2019 | 3.3086 | 2032 | 1 | SWWH007-06
COM-WATERHEAT-FS-11-ZEAS.62 | Com ¦ Com Efficient Gas Storage Water Heater (0.68 UEF - 50 Gal) - ZEAS 2030 - Cold ¦ SCG ¦ Cold | Com ¦ Com Efficient Gas Storage Water Heater (0.68 UEF - 50 Gal) - ZEAS 2030 - Cold | SCG ¦ Cold | SCG | All | Electric & Gas | Efficient Gas Storage WH (0.68 UEF - 50 Gal) | Efficient |  | 2030 | 1 | Conventional | WaterHeat | Com - Grocery | Com | ROB and NEW | 0 | 1000 sqft2 of floor space | 1000 sqft served | 13 | DEER:Indoor_CFL_Ltg | 0 | 0 | 0 | SWWH007-06 | 202.482 | 2022 | 123.4818 | 2022 | 0 | 0 | SWWH007-06 | Com Small Gas Water Heaters - ZEAS 2030 - Cold ¦ SCG ¦ Cold | Com Small Gas Water Heaters - ZEAS 2030 - Cold | 0.59609 | 0.546 | 0.025 | CBSA 2019 | 0 | 2032 | 1 | SWWH007-06
COM-WATERHEAT-FS-11-ZEAS.63 | Com ¦ Com Efficient Gas Storage Water Heater (0.68 UEF - 50 Gal) - ZEAS 2030 - Cold ¦ SCG ¦ Cold | Com ¦ Com Efficient Gas Storage Water Heater (0.68 UEF - 50 Gal) - ZEAS 2030 - Cold | SCG ¦ Cold | SCG | All | Electric & Gas | Efficient Gas Storage WH (0.68 UEF - 50 Gal) | Efficient |  | 2030 | 1 | Conventional | WaterHeat | Com - Health | Com | ROB and NEW | 0 | 1000 sqft2 of floor space | 1000 sqft served | 13 | DEER:Indoor_CFL_Ltg | 0 | 0 | -1.032 | SWWH007-06 | 410.8257 | 2022 | 225.3961 | 2022 | 0 | 0 | SWWH007-06 | Com Small Gas Water Heaters - ZEAS 2030 - Cold ¦ SCG ¦ Cold | Com Small Gas Water Heaters - ZEAS 2030 - Cold | 0.52611 | 0.546 | 0.025 | CBSA 2019 | 2.915 | 2032 | 1 | SWWH007-06
COM-WATERHEAT-FS-11-ZEAS.64 | Com ¦ Com Efficient Gas Storage Water Heater (0.68 UEF - 50 Gal) - ZEAS 2030 - Cold ¦ SCG ¦ Cold | Com ¦ Com Efficient Gas Storage Water Heater (0.68 UEF - 50 Gal) - ZEAS 2030 - Cold | SCG ¦ Cold | SCG | All | Electric & Gas | Efficient Gas Storage WH (0.68 UEF - 50 Gal) | Efficient |  | 2030 | 1 | Conventional | WaterHeat | Com - Lodging | Com | ROB and NEW | 0 | 1000 sqft2 of floor space | 1000 sqft served | 13 | DEER:Indoor_CFL_Ltg | 0 | 0 | -0.51722 | SWWH007-06 | 258.4951 | 2022 | 141.8212 | 2022 | 0 | 0 | SWWH007-06 | Com Small Gas Water Heaters - ZEAS 2030 - Cold ¦ SCG ¦ Cold | Com Small Gas Water Heaters - ZEAS 2030 - Cold | 0.73871 | 0.546 | 0.025 | CBSA 2019 | 5.1092 | 2032 | 1 | SWWH007-06
COM-WATERHEAT-FS-11-ZEAS.65 | Com ¦ Com Efficient Gas Storage Water Heater (0.68 UEF - 50 Gal) - ZEAS 2030 - Cold ¦ SCG ¦ Cold | Com ¦ Com Efficient Gas Storage Water Heater (0.68 UEF - 50 Gal) - ZEAS 2030 - Cold | SCG ¦ Cold | SCG | All | Electric & Gas | Efficient Gas Storage WH (0.68 UEF - 50 Gal) | Efficient |  | 2030 | 1 | Conventional | WaterHeat | Com - Office (Large) | Com | ROB and NEW | 0 | 1000 sqft2 of floor space | 1000 sqft served | 13 | DEER:Indoor_CFL_Ltg | 0 | 0 | -0.31031 | SWWH007-06 | 84.4006 | 2022 | 46.3057 | 2022 | 0 | 0 | SWWH007-06 | Com Small Gas Water Heaters - ZEAS 2030 - Cold ¦ SCG ¦ Cold | Com Small Gas Water Heaters - ZEAS 2030 - Cold | 0.46177 | 0.546 | 0.025 | CBSA 2019 | 1.3935 | 2032 | 1 | SWWH007-06
COM-WATERHEAT-FS-11-ZEAS.66 | Com ¦ Com Efficient Gas Storage Water Heater (0.68 UEF - 50 Gal) - ZEAS 2030 - Cold ¦ SCG ¦ Cold | Com ¦ Com Efficient Gas Storage Water Heater (0.68 UEF - 50 Gal) - ZEAS 2030 - Cold | SCG ¦ Cold | SCG | All | Electric & Gas | Efficient Gas Storage WH (0.68 UEF - 50 Gal) | Efficient |  | 2030 | 1 | Conventional | WaterHeat | Com - Office (Small) | Com | ROB and NEW | 0 | 1000 sqft2 of floor space | 1000 sqft served | 13 | DEER:Indoor_CFL_Ltg | 0 | 0 | -0.31775 | SWWH007-06 | 84.4006 | 2022 | 46.3057 | 2022 | 0 | 0 | SWWH007-06 | Com Small Gas Water Heaters - ZEAS 2030 - Cold ¦ SCG ¦ Cold | Com Small Gas Water Heaters - ZEAS 2030 - Cold | 0.46177 | 0.546 | 0.025 | CBSA 2019 | 0.62905 | 2032 | 1 | SWWH007-06
COM-WATERHEAT-FS-11-ZEAS.67 | Com ¦ Com Efficient Gas Storage Water Heater (0.68 UEF - 50 Gal) - ZEAS 2030 - Cold ¦ SCG ¦ Cold | Com ¦ Com Efficient Gas Storage Water Heater (0.68 UEF - 50 Gal) - ZEAS 2030 - Cold | SCG ¦ Cold | SCG | All | Electric & Gas | Efficient Gas Storage WH (0.68 UEF - 50 Gal) | Efficient |  | 2030 | 1 | Conventional | WaterHeat | Com - Other | Com | ROB and NEW | 0 | 1000 sqft2 of floor space | 1000 sqft served | 13 | DEER:Indoor_CFL_Ltg | 0 | 0 | -2.2501 | SWWH007-06 | 698.0391 | 2022 | 382.9733 | 2022 | 0 | 0 | SWWH007-06 | Com Small Gas Water Heaters - ZEAS 2030 - Cold ¦ SCG ¦ Cold | Com Small Gas Water Heaters - ZEAS 2030 - Cold | 0.5433 | 0.546 | 0.025 | CBSA 2019 | 10.1928 | 2032 | 1 | SWWH007-06
COM-WATERHEAT-FS-11-ZEAS.68 | Com ¦ Com Efficient Gas Storage Water Heater (0.68 UEF - 50 Gal) - ZEAS 2030 - Cold ¦ SCG ¦ Cold | Com ¦ Com Efficient Gas Storage Water Heater (0.68 UEF - 50 Gal) - ZEAS 2030 - Cold | SCG ¦ Cold | SCG | All | Electric & Gas | Efficient Gas Storage WH (0.68 UEF - 50 Gal) | Efficient |  | 2030 | 1 | Conventional | WaterHeat | Com - Refrig. Warehouse | Com | ROB and NEW | 0 | 1000 sqft2 of floor space | 1000 sqft served | 13 | DEER:Indoor_CFL_Ltg | 0 | 0 | -0.092875 | SWWH007-06 | 39.0268 | 2022 | 21.4118 | 2022 | 0 | 0 | SWWH007-06 | Com Small Gas Water Heaters - ZEAS 2030 - Cold ¦ SCG ¦ Cold | Com Small Gas Water Heaters - ZEAS 2030 - Cold | 0.22621 | 0.546 | 0.025 | CBSA 2019 | 0.06973 | 2032 | 1 | SWWH007-06
COM-WATERHEAT-FS-11-ZEAS.69 | Com ¦ Com Efficient Gas Storage Water Heater (0.68 UEF - 50 Gal) - ZEAS 2030 - Cold ¦ SCG ¦ Cold | Com ¦ Com Efficient Gas Storage Water Heater (0.68 UEF - 50 Gal) - ZEAS 2030 - Cold | SCG ¦ Cold | SCG | All | Electric & Gas | Efficient Gas Storage WH (0.68 UEF - 50 Gal) | Efficient |  | 2030 | 1 | Conventional | WaterHeat | Com - Restaurant | Com | ROB and NEW | 0 | 1000 sqft2 of floor space | 1000 sqft served | 13 | DEER:Indoor_CFL_Ltg | 0 | 0 | -13.8354 | SWWH007-06 | 3656.2117 | 2022 | 2005.9501 | 2022 | 0 | 0 | SWWH007-06 | Com Small Gas Water Heaters - ZEAS 2030 - Cold ¦ SCG ¦ Cold | Com Small Gas Water Heaters - ZEAS 2030 - Cold | 0.79319 | 0.546 | 0.025 | CBSA 2019 | 10.3937 | 2032 | 1 | SWWH007-06
COM-WATERHEAT-FS-11-ZEAS.70 | Com ¦ Com Efficient Gas Storage Water Heater (0.68 UEF - 50 Gal) - ZEAS 2030 - Cold ¦ SCG ¦ Cold | Com ¦ Com Efficient Gas Storage Water Heater (0.68 UEF - 50 Gal) - ZEAS 2030 - Cold | SCG ¦ Cold | SCG | All | Electric & Gas | Efficient Gas Storage WH (0.68 UEF - 50 Gal) | Efficient |  | 2030 | 1 | Conventional | WaterHeat | Com - Retail | Com | ROB and NEW | 0 | 1000 sqft2 of floor space | 1000 sqft served | 13 | DEER:Indoor_CFL_Ltg | 0 | 0 | -0.1961 | SWWH007-06 | 52.2776 | 2022 | 28.6817 | 2022 | 0 | 0 | SWWH007-06 | Com Small Gas Water Heaters - ZEAS 2030 - Cold ¦ SCG ¦ Cold | Com Small Gas Water Heaters - ZEAS 2030 - Cold | 0.40063 | 0.546 | 0.025 | CBSA 2019 | 0.96898 | 2032 | 1 | SWWH007-06
COM-WATERHEAT-FS-11-ZEAS.71 | Com ¦ Com Efficient Gas Storage Water Heater (0.68 UEF - 50 Gal) - ZEAS 2030 - Cold ¦ SCG ¦ Cold | Com ¦ Com Efficient Gas Storage Water Heater (0.68 UEF - 50 Gal) - ZEAS 2030 - Cold | SCG ¦ Cold | SCG | All | Electric & Gas | Efficient Gas Storage WH (0.68 UEF - 50 Gal) | Efficient |  | 2030 | 1 | Conventional | WaterHeat | Com - School | Com | ROB and NEW | 0 | 1000 sqft2 of floor space | 1000 sqft served | 13 | DEER:Indoor_CFL_Ltg | 0 | 0 | -1.7629 | SWWH007-06 | 430.6306 | 2022 | 236.2619 | 2022 | 0 | 0 | SWWH007-06 | Com Small Gas Water Heaters - ZEAS 2030 - Cold ¦ SCG ¦ Cold | Com Small Gas Water Heaters - ZEAS 2030 - Cold | 0.76922 | 0.546 | 0.025 | CBSA 2019 | 4.0277 | 2032 | 1 | SWWH007-06
COM-WATERHEAT-FS-11-ZEAS.72 | Com ¦ Com Efficient Gas Storage Water Heater (0.68 UEF - 50 Gal) - ZEAS 2030 - Cold ¦ SCG ¦ Cold | Com ¦ Com Efficient Gas Storage Water Heater (0.68 UEF - 50 Gal) - ZEAS 2030 - Cold | SCG ¦ Cold | SCG | All | Electric & Gas | Efficient Gas Storage WH (0.68 UEF - 50 Gal) | Efficient |  | 2030 | 1 | Conventional | WaterHeat | Com - Warehouse | Com | ROB and NEW | 0 | 1000 sqft2 of floor space | 1000 sqft served | 13 | DEER:Indoor_CFL_Ltg | 0 | 0 | -0.0286 | SWWH007-06 | 7.8054 | 2022 | 4.2824 | 2022 | 0 | 0 | SWWH007-06 | Com Small Gas Water Heaters - ZEAS 2030 - Cold ¦ SCG ¦ Cold | Com Small Gas Water Heaters - ZEAS 2030 - Cold | 0.1976 | 0.546 | 0.025 | CBSA 2019 | 0.12056 | 2032 | 1 | SWWH007-06
COM-WATERHEAT-FS-11-ZEAS.73 | Com ¦ Com Efficient Gas Storage Water Heater (0.68 UEF - 50 Gal) - ZEAS 2030 - Marine ¦ SDG&E ¦ Marine | Com ¦ Com Efficient Gas Storage Water Heater (0.68 UEF - 50 Gal) - ZEAS 2030 - Marine | SDG&E ¦ Marine | SDG&E | All | Electric & Gas | Efficient Gas Storage WH (0.68 UEF - 50 Gal) | Efficient |  | 2030 | 1 | Conventional | WaterHeat | Com - College | Com | ROB and NEW | 0 | 1000 sqft2 of floor space | 1000 sqft served | 13 | DEER:Indoor_CFL_Ltg | 0 | 0 | -1.1011 | SWWH007-06 | 271.2311 | 2022 | 148.8087 | 2022 | 0 | 0 | SWWH007-06 | Com Small Gas Water Heaters - ZEAS 2030 - Marine ¦ SDG&E ¦ Marine | Com Small Gas Water Heaters - ZEAS 2030 - Marine | 0.74815 | 0.546 | 0.025 | CBSA 2019 | 3.6323 | 2032 | 1 | SWWH007-06
COM-WATERHEAT-FS-11-ZEAS.74 | Com ¦ Com Efficient Gas Storage Water Heater (0.68 UEF - 50 Gal) - ZEAS 2030 - Marine ¦ SDG&E ¦ Marine | Com ¦ Com Efficient Gas Storage Water Heater (0.68 UEF - 50 Gal) - ZEAS 2030 - Marine | SDG&E ¦ Marine | SDG&E | All | Electric & Gas | Efficient Gas Storage WH (0.68 UEF - 50 Gal) | Efficient |  | 2030 | 1 | Conventional | WaterHeat | Com - Grocery | Com | ROB and NEW | 0 | 1000 sqft2 of floor space | 1000 sqft served | 13 | DEER:Indoor_CFL_Ltg | 0 | 0 | 0 | SWWH007-06 | 202.482 | 2022 | 123.4818 | 2022 | 0 | 0 | SWWH007-06 | Com Small Gas Water Heaters - ZEAS 2030 - Marine ¦ SDG&E ¦ Marine | Com Small Gas Water Heaters - ZEAS 2030 - Marine | 0.59609 | 0.546 | 0.025 | CBSA 2019 | 0 | 2032 | 1 | SWWH007-06
COM-WATERHEAT-FS-11-ZEAS.75 | Com ¦ Com Efficient Gas Storage Water Heater (0.68 UEF - 50 Gal) - ZEAS 2030 - Marine ¦ SDG&E ¦ Marine | Com ¦ Com Efficient Gas Storage Water Heater (0.68 UEF - 50 Gal) - ZEAS 2030 - Marine | SDG&E ¦ Marine | SDG&E | All | Electric & Gas | Efficient Gas Storage WH (0.68 UEF - 50 Gal) | Efficient |  | 2030 | 1 | Conventional | WaterHeat | Com - Health | Com | ROB and NEW | 0 | 1000 sqft2 of floor space | 1000 sqft served | 13 | DEER:Indoor_CFL_Ltg | 0 | 0 | -1.2529 | SWWH007-06 | 410.8257 | 2022 | 225.3961 | 2022 | 0 | 0 | SWWH007-06 | Com Small Gas Water Heaters - ZEAS 2030 - Marine ¦ SDG&E ¦ Marine | Com Small Gas Water Heaters - ZEAS 2030 - Marine | 0.52611 | 0.546 | 0.025 | CBSA 2019 | 3.5389 | 2032 | 1 | SWWH007-06
COM-WATERHEAT-FS-11-ZEAS.76 | Com ¦ Com Efficient Gas Storage Water Heater (0.68 UEF - 50 Gal) - ZEAS 2030 - Marine ¦ SDG&E ¦ Marine | Com ¦ Com Efficient Gas Storage Water Heater (0.68 UEF - 50 Gal) - ZEAS 2030 - Marine | SDG&E ¦ Marine | SDG&E | All | Electric & Gas | Efficient Gas Storage WH (0.68 UEF - 50 Gal) | Efficient |  | 2030 | 1 | Conventional | WaterHeat | Com - Lodging | Com | ROB and NEW | 0 | 1000 sqft2 of floor space | 1000 sqft served | 13 | DEER:Indoor_CFL_Ltg | 0 | 0 | -0.67779 | SWWH007-06 | 258.4951 | 2022 | 141.8212 | 2022 | 0 | 0 | SWWH007-06 | Com Small Gas Water Heaters - ZEAS 2030 - Marine ¦ SDG&E ¦ Marine | Com Small Gas Water Heaters - ZEAS 2030 - Marine | 0.73871 | 0.546 | 0.025 | CBSA 2019 | 6.6954 | 2032 | 1 | SWWH007-06
COM-WATERHEAT-FS-11-ZEAS.77 | Com ¦ Com Efficient Gas Storage Water Heater (0.68 UEF - 50 Gal) - ZEAS 2030 - Marine ¦ SDG&E ¦ Marine | Com ¦ Com Efficient Gas Storage Water Heater (0.68 UEF - 50 Gal) - ZEAS 2030 - Marine | SDG&E ¦ Marine | SDG&E | All | Electric & Gas | Efficient Gas Storage WH (0.68 UEF - 50 Gal) | Efficient |  | 2030 | 1 | Conventional | WaterHeat | Com - Office (Large) | Com | ROB and NEW | 0 | 1000 sqft2 of floor space | 1000 sqft served | 13 | DEER:Indoor_CFL_Ltg | 0 | 0 | -0.34326 | SWWH007-06 | 84.4006 | 2022 | 46.3057 | 2022 | 0 | 0 | SWWH007-06 | Com Small Gas Water Heaters - ZEAS 2030 - Marine ¦ SDG&E ¦ Marine | Com Small Gas Water Heaters - ZEAS 2030 - Marine | 0.46177 | 0.546 | 0.025 | CBSA 2019 | 1.5415 | 2032 | 1 | SWWH007-06
COM-WATERHEAT-FS-11-ZEAS.78 | Com ¦ Com Efficient Gas Storage Water Heater (0.68 UEF - 50 Gal) - ZEAS 2030 - Marine ¦ SDG&E ¦ Marine | Com ¦ Com Efficient Gas Storage Water Heater (0.68 UEF - 50 Gal) - ZEAS 2030 - Marine | SDG&E ¦ Marine | SDG&E | All | Electric & Gas | Efficient Gas Storage WH (0.68 UEF - 50 Gal) | Efficient |  | 2030 | 1 | Conventional | WaterHeat | Com - Office (Small) | Com | ROB and NEW | 0 | 1000 sqft2 of floor space | 1000 sqft served | 13 | DEER:Indoor_CFL_Ltg | 0 | 0 | -0.34963 | SWWH007-06 | 84.4006 | 2022 | 46.3057 | 2022 | 0 | 0 | SWWH007-06 | Com Small Gas Water Heaters - ZEAS 2030 - Marine ¦ SDG&E ¦ Marine | Com Small Gas Water Heaters - ZEAS 2030 - Marine | 0.46177 | 0.546 | 0.025 | CBSA 2019 | 0.69216 | 2032 | 1 | SWWH007-06
COM-WATERHEAT-FS-11-ZEAS.79 | Com ¦ Com Efficient Gas Storage Water Heater (0.68 UEF - 50 Gal) - ZEAS 2030 - Marine ¦ SDG&E ¦ Marine | Com ¦ Com Efficient Gas Storage Water Heater (0.68 UEF - 50 Gal) - ZEAS 2030 - Marine | SDG&E ¦ Marine | SDG&E | All | Electric & Gas | Efficient Gas Storage WH (0.68 UEF - 50 Gal) | Efficient |  | 2030 | 1 | Conventional | WaterHeat | Com - Other | Com | ROB and NEW | 0 | 1000 sqft2 of floor space | 1000 sqft served | 13 | DEER:Indoor_CFL_Ltg | 0 | 0 | -2.5665 | SWWH007-06 | 698.0391 | 2022 | 382.9733 | 2022 | 0 | 0 | SWWH007-06 | Com Small Gas Water Heaters - ZEAS 2030 - Marine ¦ SDG&E ¦ Marine | Com Small Gas Water Heaters - ZEAS 2030 - Marine | 0.5433 | 0.546 | 0.025 | CBSA 2019 | 11.6261 | 2032 | 1 | SWWH007-06
COM-WATERHEAT-FS-11-ZEAS.80 | Com ¦ Com Efficient Gas Storage Water Heater (0.68 UEF - 50 Gal) - ZEAS 2030 - Marine ¦ SDG&E ¦ Marine | Com ¦ Com Efficient Gas Storage Water Heater (0.68 UEF - 50 Gal) - ZEAS 2030 - Marine | SDG&E ¦ Marine | SDG&E | All | Electric & Gas | Efficient Gas Storage WH (0.68 UEF - 50 Gal) | Efficient |  | 2030 | 1 | Conventional | WaterHeat | Com - Refrig. Warehouse | Com | ROB and NEW | 0 | 1000 sqft2 of floor space | 1000 sqft served | 13 | DEER:Indoor_CFL_Ltg | 0 | 0 | -0.1145 | SWWH007-06 | 39.0268 | 2022 | 21.4118 | 2022 | 0 | 0 | SWWH007-06 | Com Small Gas Water Heaters - ZEAS 2030 - Marine ¦ SDG&E ¦ Marine | Com Small Gas Water Heaters - ZEAS 2030 - Marine | 0.22621 | 0.546 | 0.025 | CBSA 2019 | 0.085963 | 2032 | 1 | SWWH007-06
COM-WATERHEAT-FS-11-ZEAS.81 | Com ¦ Com Efficient Gas Storage Water Heater (0.68 UEF - 50 Gal) - ZEAS 2030 - Marine ¦ SDG&E ¦ Marine | Com ¦ Com Efficient Gas Storage Water Heater (0.68 UEF - 50 Gal) - ZEAS 2030 - Marine | SDG&E ¦ Marine | SDG&E | All | Electric & Gas | Efficient Gas Storage WH (0.68 UEF - 50 Gal) | Efficient |  | 2030 | 1 | Conventional | WaterHeat | Com - Restaurant | Com | ROB and NEW | 0 | 1000 sqft2 of floor space | 1000 sqft served | 13 | DEER:Indoor_CFL_Ltg | 0 | 0 | -15.0743 | SWWH007-06 | 3656.2117 | 2022 | 2005.9501 | 2022 | 0 | 0 | SWWH007-06 | Com Small Gas Water Heaters - ZEAS 2030 - Marine ¦ SDG&E ¦ Marine | Com Small Gas Water Heaters - ZEAS 2030 - Marine | 0.79319 | 0.546 | 0.025 | CBSA 2019 | 11.3244 | 2032 | 1 | SWWH007-06
COM-WATERHEAT-FS-11-ZEAS.82 | Com ¦ Com Efficient Gas Storage Water Heater (0.68 UEF - 50 Gal) - ZEAS 2030 - Marine ¦ SDG&E ¦ Marine | Com ¦ Com Efficient Gas Storage Water Heater (0.68 UEF - 50 Gal) - ZEAS 2030 - Marine | SDG&E ¦ Marine | SDG&E | All | Electric & Gas | Efficient Gas Storage WH (0.68 UEF - 50 Gal) | Efficient |  | 2030 | 1 | Conventional | WaterHeat | Com - Retail | Com | ROB and NEW | 0 | 1000 sqft2 of floor space | 1000 sqft served | 13 | DEER:Indoor_CFL_Ltg | 0 | 0 | -0.21413 | SWWH007-06 | 52.2776 | 2022 | 28.6817 | 2022 | 0 | 0 | SWWH007-06 | Com Small Gas Water Heaters - ZEAS 2030 - Marine ¦ SDG&E ¦ Marine | Com Small Gas Water Heaters - ZEAS 2030 - Marine | 0.40063 | 0.546 | 0.025 | CBSA 2019 | 1.058 | 2032 | 1 | SWWH007-06
COM-WATERHEAT-FS-11-ZEAS.83 | Com ¦ Com Efficient Gas Storage Water Heater (0.68 UEF - 50 Gal) - ZEAS 2030 - Marine ¦ SDG&E ¦ Marine | Com ¦ Com Efficient Gas Storage Water Heater (0.68 UEF - 50 Gal) - ZEAS 2030 - Marine | SDG&E ¦ Marine | SDG&E | All | Electric & Gas | Efficient Gas Storage WH (0.68 UEF - 50 Gal) | Efficient |  | 2030 | 1 | Conventional | WaterHeat | Com - School | Com | ROB and NEW | 0 | 1000 sqft2 of floor space | 1000 sqft served | 13 | DEER:Indoor_CFL_Ltg | 0 | 0 | -1.8806 | SWWH007-06 | 430.6306 | 2022 | 236.2619 | 2022 | 0 | 0 | SWWH007-06 | Com Small Gas Water Heaters - ZEAS 2030 - Marine ¦ SDG&E ¦ Marine | Com Small Gas Water Heaters - ZEAS 2030 - Marine | 0.76922 | 0.546 | 0.025 | CBSA 2019 | 4.2967 | 2032 | 1 | SWWH007-06
COM-WATERHEAT-FS-11-ZEAS.84 | Com ¦ Com Efficient Gas Storage Water Heater (0.68 UEF - 50 Gal) - ZEAS 2030 - Marine ¦ SDG&E ¦ Marine | Com ¦ Com Efficient Gas Storage Water Heater (0.68 UEF - 50 Gal) - ZEAS 2030 - Marine | SDG&E ¦ Marine | SDG&E | All | Electric & Gas | Efficient Gas Storage WH (0.68 UEF - 50 Gal) | Efficient |  | 2030 | 1 | Conventional | WaterHeat | Com - Warehouse | Com | ROB and NEW | 0 | 1000 sqft2 of floor space | 1000 sqft served | 13 | DEER:Indoor_CFL_Ltg | 0 | 0 | -0.031351 | SWWH007-06 | 7.8054 | 2022 | 4.2824 | 2022 | 0 | 0 | SWWH007-06 | Com Small Gas Water Heaters - ZEAS 2030 - Marine ¦ SDG&E ¦ Marine | Com Small Gas Water Heaters - ZEAS 2030 - Marine | 0.1976 | 0.546 | 0.025 | CBSA 2019 | 0.13216 | 2032 | 1 | SWWH007-06
COM-WATERHEAT-FS-11-ZEAS.85 | Com ¦ Com Efficient Gas Storage Water Heater (0.68 UEF - 50 Gal) - ZEAS 2030 - Hot-Dry ¦ SDG&E ¦ Hot-Dry | Com ¦ Com Efficient Gas Storage Water Heater (0.68 UEF - 50 Gal) - ZEAS 2030 - Hot-Dry | SDG&E ¦ Hot-Dry | SDG&E | All | Electric & Gas | Efficient Gas Storage WH (0.68 UEF - 50 Gal) | Efficient |  | 2030 | 1 | Conventional | WaterHeat | Com - College | Com | ROB and NEW | 0 | 1000 sqft2 of floor space | 1000 sqft served | 13 | DEER:Indoor_CFL_Ltg | 0 | 0 | -0.55507 | SWWH007-06 | 135.6155 | 2022 | 74.4043 | 2022 | 0 | 0 | SWWH007-06 | Com Small Gas Water Heaters - ZEAS 2030 - Hot-Dry ¦ SDG&E ¦ Hot-Dry | Com Small Gas Water Heaters - ZEAS 2030 - Hot-Dry | 0.74815 | 0.546 | 0.025 | CBSA 2019 | 1.831 | 2032 | 1 | SWWH007-06
COM-WATERHEAT-FS-11-ZEAS.86 | Com ¦ Com Efficient Gas Storage Water Heater (0.68 UEF - 50 Gal) - ZEAS 2030 - Hot-Dry ¦ SDG&E ¦ Hot-Dry | Com ¦ Com Efficient Gas Storage Water Heater (0.68 UEF - 50 Gal) - ZEAS 2030 - Hot-Dry | SDG&E ¦ Hot-Dry | SDG&E | All | Electric & Gas | Efficient Gas Storage WH (0.68 UEF - 50 Gal) | Efficient |  | 2030 | 1 | Conventional | WaterHeat | Com - Grocery | Com | ROB and NEW | 0 | 1000 sqft2 of floor space | 1000 sqft served | 13 | DEER:Indoor_CFL_Ltg | 0 | 0 | 0 | SWWH007-06 | 101.241 | 2022 | 61.7409 | 2022 | 0 | 0 | SWWH007-06 | Com Small Gas Water Heaters - ZEAS 2030 - Hot-Dry ¦ SDG&E ¦ Hot-Dry | Com Small Gas Water Heaters - ZEAS 2030 - Hot-Dry | 0.59609 | 0.546 | 0.025 | CBSA 2019 | 0 | 2032 | 1 | SWWH007-06
COM-WATERHEAT-FS-11-ZEAS.87 | Com ¦ Com Efficient Gas Storage Water Heater (0.68 UEF - 50 Gal) - ZEAS 2030 - Hot-Dry ¦ SDG&E ¦ Hot-Dry | Com ¦ Com Efficient Gas Storage Water Heater (0.68 UEF - 50 Gal) - ZEAS 2030 - Hot-Dry | SDG&E ¦ Hot-Dry | SDG&E | All | Electric & Gas | Efficient Gas Storage WH (0.68 UEF - 50 Gal) | Efficient |  | 2030 | 1 | Conventional | WaterHeat | Com - Health | Com | ROB and NEW | 0 | 1000 sqft2 of floor space | 1000 sqft served | 13 | DEER:Indoor_CFL_Ltg | 0 | 0 | -0.63052 | SWWH007-06 | 205.4128 | 2022 | 112.698 | 2022 | 0 | 0 | SWWH007-06 | Com Small Gas Water Heaters - ZEAS 2030 - Hot-Dry ¦ SDG&E ¦ Hot-Dry | Com Small Gas Water Heaters - ZEAS 2030 - Hot-Dry | 0.52611 | 0.546 | 0.025 | CBSA 2019 | 1.781 | 2032 | 1 | SWWH007-06
COM-WATERHEAT-FS-11-ZEAS.88 | Com ¦ Com Efficient Gas Storage Water Heater (0.68 UEF - 50 Gal) - ZEAS 2030 - Hot-Dry ¦ SDG&E ¦ Hot-Dry | Com ¦ Com Efficient Gas Storage Water Heater (0.68 UEF - 50 Gal) - ZEAS 2030 - Hot-Dry | SDG&E ¦ Hot-Dry | SDG&E | All | Electric & Gas | Efficient Gas Storage WH (0.68 UEF - 50 Gal) | Efficient |  | 2030 | 1 | Conventional | WaterHeat | Com - Lodging | Com | ROB and NEW | 0 | 1000 sqft2 of floor space | 1000 sqft served | 13 | DEER:Indoor_CFL_Ltg | 0 | 0 | -0.3421 | SWWH007-06 | 129.2475 | 2022 | 70.9106 | 2022 | 0 | 0 | SWWH007-06 | Com Small Gas Water Heaters - ZEAS 2030 - Hot-Dry ¦ SDG&E ¦ Hot-Dry | Com Small Gas Water Heaters - ZEAS 2030 - Hot-Dry | 0.73871 | 0.546 | 0.025 | CBSA 2019 | 3.3794 | 2032 | 1 | SWWH007-06
COM-WATERHEAT-FS-11-ZEAS.89 | Com ¦ Com Efficient Gas Storage Water Heater (0.68 UEF - 50 Gal) - ZEAS 2030 - Hot-Dry ¦ SDG&E ¦ Hot-Dry | Com ¦ Com Efficient Gas Storage Water Heater (0.68 UEF - 50 Gal) - ZEAS 2030 - Hot-Dry | SDG&E ¦ Hot-Dry | SDG&E | All | Electric & Gas | Efficient Gas Storage WH (0.68 UEF - 50 Gal) | Efficient |  | 2030 | 1 | Conventional | WaterHeat | Com - Office (Large) | Com | ROB and NEW | 0 | 1000 sqft2 of floor space | 1000 sqft served | 13 | DEER:Indoor_CFL_Ltg | 0 | 0 | -0.17269 | SWWH007-06 | 42.2003 | 2022 | 23.1528 | 2022 | 0 | 0 | SWWH007-06 | Com Small Gas Water Heaters - ZEAS 2030 - Hot-Dry ¦ SDG&E ¦ Hot-Dry | Com Small Gas Water Heaters - ZEAS 2030 - Hot-Dry | 0.46177 | 0.546 | 0.025 | CBSA 2019 | 0.77551 | 2032 | 1 | SWWH007-06
COM-WATERHEAT-FS-11-ZEAS.90 | Com ¦ Com Efficient Gas Storage Water Heater (0.68 UEF - 50 Gal) - ZEAS 2030 - Hot-Dry ¦ SDG&E ¦ Hot-Dry | Com ¦ Com Efficient Gas Storage Water Heater (0.68 UEF - 50 Gal) - ZEAS 2030 - Hot-Dry | SDG&E ¦ Hot-Dry | SDG&E | All | Electric & Gas | Efficient Gas Storage WH (0.68 UEF - 50 Gal) | Efficient |  | 2030 | 1 | Conventional | WaterHeat | Com - Office (Small) | Com | ROB and NEW | 0 | 1000 sqft2 of floor space | 1000 sqft served | 13 | DEER:Indoor_CFL_Ltg | 0 | 0 | -0.17535 | SWWH007-06 | 42.2003 | 2022 | 23.1528 | 2022 | 0 | 0 | SWWH007-06 | Com Small Gas Water Heaters - ZEAS 2030 - Hot-Dry ¦ SDG&E ¦ Hot-Dry | Com Small Gas Water Heaters - ZEAS 2030 - Hot-Dry | 0.46177 | 0.546 | 0.025 | CBSA 2019 | 0.34713 | 2032 | 1 | SWWH007-06
COM-WATERHEAT-FS-11-ZEAS.91 | Com ¦ Com Efficient Gas Storage Water Heater (0.68 UEF - 50 Gal) - ZEAS 2030 - Hot-Dry ¦ SDG&E ¦ Hot-Dry | Com ¦ Com Efficient Gas Storage Water Heater (0.68 UEF - 50 Gal) - ZEAS 2030 - Hot-Dry | SDG&E ¦ Hot-Dry | SDG&E | All | Electric & Gas | Efficient Gas Storage WH (0.68 UEF - 50 Gal) | Efficient |  | 2030 | 1 | Conventional | WaterHeat | Com - Other | Com | ROB and NEW | 0 | 1000 sqft2 of floor space | 1000 sqft served | 13 | DEER:Indoor_CFL_Ltg | 0 | 0 | -1.2876 | SWWH007-06 | 349.0195 | 2022 | 191.4867 | 2022 | 0 | 0 | SWWH007-06 | Com Small Gas Water Heaters - ZEAS 2030 - Hot-Dry ¦ SDG&E ¦ Hot-Dry | Com Small Gas Water Heaters - ZEAS 2030 - Hot-Dry | 0.5433 | 0.546 | 0.025 | CBSA 2019 | 5.833 | 2032 | 1 | SWWH007-06
COM-WATERHEAT-FS-11-ZEAS.92 | Com ¦ Com Efficient Gas Storage Water Heater (0.68 UEF - 50 Gal) - ZEAS 2030 - Hot-Dry ¦ SDG&E ¦ Hot-Dry | Com ¦ Com Efficient Gas Storage Water Heater (0.68 UEF - 50 Gal) - ZEAS 2030 - Hot-Dry | SDG&E ¦ Hot-Dry | SDG&E | All | Electric & Gas | Efficient Gas Storage WH (0.68 UEF - 50 Gal) | Efficient |  | 2030 | 1 | Conventional | WaterHeat | Com - Refrig. Warehouse | Com | ROB and NEW | 0 | 1000 sqft2 of floor space | 1000 sqft served | 13 | DEER:Indoor_CFL_Ltg | 0 | 0 | -0.05774 | SWWH007-06 | 19.5134 | 2022 | 10.7059 | 2022 | 0 | 0 | SWWH007-06 | Com Small Gas Water Heaters - ZEAS 2030 - Hot-Dry ¦ SDG&E ¦ Hot-Dry | Com Small Gas Water Heaters - ZEAS 2030 - Hot-Dry | 0.22621 | 0.546 | 0.025 | CBSA 2019 | 0.04335 | 2032 | 1 | SWWH007-06
COM-WATERHEAT-FS-11-ZEAS.93 | Com ¦ Com Efficient Gas Storage Water Heater (0.68 UEF - 50 Gal) - ZEAS 2030 - Hot-Dry ¦ SDG&E ¦ Hot-Dry | Com ¦ Com Efficient Gas Storage Water Heater (0.68 UEF - 50 Gal) - ZEAS 2030 - Hot-Dry | SDG&E ¦ Hot-Dry | SDG&E | All | Electric & Gas | Efficient Gas Storage WH (0.68 UEF - 50 Gal) | Efficient |  | 2030 | 1 | Conventional | WaterHeat | Com - Restaurant | Com | ROB and NEW | 0 | 1000 sqft2 of floor space | 1000 sqft served | 13 | DEER:Indoor_CFL_Ltg | 0 | 0 | -7.6062 | SWWH007-06 | 1828.1059 | 2022 | 1002.975 | 2022 | 0 | 0 | SWWH007-06 | Com Small Gas Water Heaters - ZEAS 2030 - Hot-Dry ¦ SDG&E ¦ Hot-Dry | Com Small Gas Water Heaters - ZEAS 2030 - Hot-Dry | 0.79319 | 0.546 | 0.025 | CBSA 2019 | 5.7141 | 2032 | 1 | SWWH007-06
COM-WATERHEAT-FS-11-ZEAS.94 | Com ¦ Com Efficient Gas Storage Water Heater (0.68 UEF - 50 Gal) - ZEAS 2030 - Hot-Dry ¦ SDG&E ¦ Hot-Dry | Com ¦ Com Efficient Gas Storage Water Heater (0.68 UEF - 50 Gal) - ZEAS 2030 - Hot-Dry | SDG&E ¦ Hot-Dry | SDG&E | All | Electric & Gas | Efficient Gas Storage WH (0.68 UEF - 50 Gal) | Efficient |  | 2030 | 1 | Conventional | WaterHeat | Com - Retail | Com | ROB and NEW | 0 | 1000 sqft2 of floor space | 1000 sqft served | 13 | DEER:Indoor_CFL_Ltg | 0 | 0 | -0.10805 | SWWH007-06 | 26.1388 | 2022 | 14.3408 | 2022 | 0 | 0 | SWWH007-06 | Com Small Gas Water Heaters - ZEAS 2030 - Hot-Dry ¦ SDG&E ¦ Hot-Dry | Com Small Gas Water Heaters - ZEAS 2030 - Hot-Dry | 0.40063 | 0.546 | 0.025 | CBSA 2019 | 0.53389 | 2032 | 1 | SWWH007-06
COM-WATERHEAT-FS-11-ZEAS.95 | Com ¦ Com Efficient Gas Storage Water Heater (0.68 UEF - 50 Gal) - ZEAS 2030 - Hot-Dry ¦ SDG&E ¦ Hot-Dry | Com ¦ Com Efficient Gas Storage Water Heater (0.68 UEF - 50 Gal) - ZEAS 2030 - Hot-Dry | SDG&E ¦ Hot-Dry | SDG&E | All | Electric & Gas | Efficient Gas Storage WH (0.68 UEF - 50 Gal) | Efficient |  | 2030 | 1 | Conventional | WaterHeat | Com - School | Com | ROB and NEW | 0 | 1000 sqft2 of floor space | 1000 sqft served | 13 | DEER:Indoor_CFL_Ltg | 0 | 0 | -0.94765 | SWWH007-06 | 215.3153 | 2022 | 118.1309 | 2022 | 0 | 0 | SWWH007-06 | Com Small Gas Water Heaters - ZEAS 2030 - Hot-Dry ¦ SDG&E ¦ Hot-Dry | Com Small Gas Water Heaters - ZEAS 2030 - Hot-Dry | 0.76922 | 0.546 | 0.025 | CBSA 2019 | 2.1651 | 2032 | 1 | SWWH007-06
COM-WATERHEAT-FS-11-ZEAS.96 | Com ¦ Com Efficient Gas Storage Water Heater (0.68 UEF - 50 Gal) - ZEAS 2030 - Hot-Dry ¦ SDG&E ¦ Hot-Dry | Com ¦ Com Efficient Gas Storage Water Heater (0.68 UEF - 50 Gal) - ZEAS 2030 - Hot-Dry | SDG&E ¦ Hot-Dry | SDG&E | All | Electric & Gas | Efficient Gas Storage WH (0.68 UEF - 50 Gal) | Efficient |  | 2030 | 1 | Conventional | WaterHeat | Com - Warehouse | Com | ROB and NEW | 0 | 1000 sqft2 of floor space | 1000 sqft served | 13 | DEER:Indoor_CFL_Ltg | 0 | 0 | -0.015823 | SWWH007-06 | 3.9027 | 2022 | 2.1412 | 2022 | 0 | 0 | SWWH007-06 | Com Small Gas Water Heaters - ZEAS 2030 - Hot-Dry ¦ SDG&E ¦ Hot-Dry | Com Small Gas Water Heaters - ZEAS 2030 - Hot-Dry | 0.1976 | 0.546 | 0.025 | CBSA 2019 | 0.066702 | 2032 | 1 | SWWH007-06
COM-WATERHEAT-FS-12-ZEAS.1 | Com ¦ Com Efficient Tankless Gas Water Heater (0.87 UEF - High Draw) - ZEAS 2030 - Marine ¦ PG&E ¦ Marine | Com ¦ Com Efficient Tankless Gas Water Heater (0.87 UEF - High Draw) - ZEAS 2030 - Marine | PG&E ¦ Marine | PG&E | All | Electric & Gas | Tankless Gas WH (0.87 UEF - High Draw) | Efficient |  | 2030 | 1 | Conventional | WaterHeat | Com - College | Com | ROB and NEW | 0 | 1000 sqft2 of floor space | 1000 sqft served | 20 | DEER:Indoor_CFL_Ltg | 0.89595 | 0.00010128 | -8.2803 | SWWH006-08 | 127.5045 | 2022 | 78.9636 | 2022 | 0 | 0 | SWWH006-08 | Com Small Gas Water Heaters - ZEAS 2030 - Marine ¦ PG&E ¦ Marine | Com Small Gas Water Heaters - ZEAS 2030 - Marine | 0.74815 | 0.546 | 0.025 | CBSA 2019 | 27.2461 | 2032 | 1 | SWWH006-08
COM-WATERHEAT-FS-12-ZEAS.2 | Com ¦ Com Efficient Tankless Gas Water Heater (0.87 UEF - High Draw) - ZEAS 2030 - Marine ¦ PG&E ¦ Marine | Com ¦ Com Efficient Tankless Gas Water Heater (0.87 UEF - High Draw) - ZEAS 2030 - Marine | PG&E ¦ Marine | PG&E | All | Electric & Gas | Tankless Gas WH (0.87 UEF - High Draw) | Efficient |  | 2030 | 1 | Conventional | WaterHeat | Com - Grocery | Com | ROB and NEW | 0 | 1000 sqft2 of floor space | 1000 sqft served | 20 | DEER:Indoor_CFL_Ltg | 0 | 0 | 0 | SWWH006-08 | 101.241 | 2022 | 61.7409 | 2022 | 0 | 0 | SWWH006-08 | Com Small Gas Water Heaters - ZEAS 2030 - Marine ¦ PG&E ¦ Marine | Com Small Gas Water Heaters - ZEAS 2030 - Marine | 0.59609 | 0.546 | 0.025 | CBSA 2019 | 0 | 2032 | 1 | SWWH006-08
COM-WATERHEAT-FS-12-ZEAS.3 | Com ¦ Com Efficient Tankless Gas Water Heater (0.87 UEF - High Draw) - ZEAS 2030 - Marine ¦ PG&E ¦ Marine | Com ¦ Com Efficient Tankless Gas Water Heater (0.87 UEF - High Draw) - ZEAS 2030 - Marine | PG&E ¦ Marine | PG&E | All | Electric & Gas | Tankless Gas WH (0.87 UEF - High Draw) | Efficient |  | 2030 | 1 | Conventional | WaterHeat | Com - Health | Com | ROB and NEW | 0 | 1000 sqft2 of floor space | 1000 sqft served | 20 | DEER:Indoor_CFL_Ltg | 2.5993 | 0.00031571 | -21.4557 | SWWH006-08 | 193.1273 | 2022 | 119.6038 | 2022 | 0 | 0 | SWWH006-08 | Com Small Gas Water Heaters - ZEAS 2030 - Marine ¦ PG&E ¦ Marine | Com Small Gas Water Heaters - ZEAS 2030 - Marine | 0.52611 | 0.546 | 0.025 | CBSA 2019 | 60.4333 | 2032 | 1 | SWWH006-08
COM-WATERHEAT-FS-12-ZEAS.4 | Com ¦ Com Efficient Tankless Gas Water Heater (0.87 UEF - High Draw) - ZEAS 2030 - Marine ¦ PG&E ¦ Marine | Com ¦ Com Efficient Tankless Gas Water Heater (0.87 UEF - High Draw) - ZEAS 2030 - Marine | PG&E ¦ Marine | PG&E | All | Electric & Gas | Tankless Gas WH (0.87 UEF - High Draw) | Efficient |  | 2030 | 1 | Conventional | WaterHeat | Com - Lodging | Com | ROB and NEW | 0 | 1000 sqft2 of floor space | 1000 sqft served | 20 | DEER:Indoor_CFL_Ltg | 1.987 | 0.00025471 | -16.0473 | SWWH006-08 | 121.5174 | 2022 | 75.2557 | 2022 | 0 | 0 | SWWH006-08 | Com Small Gas Water Heaters - ZEAS 2030 - Marine ¦ PG&E ¦ Marine | Com Small Gas Water Heaters - ZEAS 2030 - Marine | 0.73871 | 0.546 | 0.025 | CBSA 2019 | 158.2071 | 2032 | 1 | SWWH006-08
COM-WATERHEAT-FS-12-ZEAS.5 | Com ¦ Com Efficient Tankless Gas Water Heater (0.87 UEF - High Draw) - ZEAS 2030 - Marine ¦ PG&E ¦ Marine | Com ¦ Com Efficient Tankless Gas Water Heater (0.87 UEF - High Draw) - ZEAS 2030 - Marine | PG&E ¦ Marine | PG&E | All | Electric & Gas | Tankless Gas WH (0.87 UEF - High Draw) | Efficient |  | 2030 | 1 | Conventional | WaterHeat | Com - Office (Large) | Com | ROB and NEW | 0 | 1000 sqft2 of floor space | 1000 sqft served | 20 | DEER:Indoor_CFL_Ltg | 0.25186 | 1.3018e-05 | -2.3539 | SWWH006-08 | 39.6763 | 2022 | 24.5716 | 2022 | 0 | 0 | SWWH006-08 | Com Small Gas Water Heaters - ZEAS 2030 - Marine ¦ PG&E ¦ Marine | Com Small Gas Water Heaters - ZEAS 2030 - Marine | 0.46177 | 0.546 | 0.025 | CBSA 2019 | 10.5457 | 2032 | 1 | SWWH006-08
COM-WATERHEAT-FS-12-ZEAS.6 | Com ¦ Com Efficient Tankless Gas Water Heater (0.87 UEF - High Draw) - ZEAS 2030 - Marine ¦ PG&E ¦ Marine | Com ¦ Com Efficient Tankless Gas Water Heater (0.87 UEF - High Draw) - ZEAS 2030 - Marine | PG&E ¦ Marine | PG&E | All | Electric & Gas | Tankless Gas WH (0.87 UEF - High Draw) | Efficient |  | 2030 | 1 | Conventional | WaterHeat | Com - Office (Small) | Com | ROB and NEW | 0 | 1000 sqft2 of floor space | 1000 sqft served | 20 | DEER:Indoor_CFL_Ltg | 0.23061 | 1.9979e-06 | -2.1998 | SWWH006-08 | 39.6763 | 2022 | 24.5716 | 2022 | 0 | 0 | SWWH006-08 | Com Small Gas Water Heaters - ZEAS 2030 - Marine ¦ PG&E ¦ Marine | Com Small Gas Water Heaters - ZEAS 2030 - Marine | 0.46177 | 0.546 | 0.025 | CBSA 2019 | 4.3444 | 2032 | 1 | SWWH006-08
COM-WATERHEAT-FS-12-ZEAS.7 | Com ¦ Com Efficient Tankless Gas Water Heater (0.87 UEF - High Draw) - ZEAS 2030 - Marine ¦ PG&E ¦ Marine | Com ¦ Com Efficient Tankless Gas Water Heater (0.87 UEF - High Draw) - ZEAS 2030 - Marine | PG&E ¦ Marine | PG&E | All | Electric & Gas | Tankless Gas WH (0.87 UEF - High Draw) | Efficient |  | 2030 | 1 | Conventional | WaterHeat | Com - Other | Com | ROB and NEW | 0 | 1000 sqft2 of floor space | 1000 sqft served | 20 | DEER:Indoor_CFL_Ltg | 2.9796 | 0.00047462 | -26.0163 | SWWH006-08 | 328.145 | 2022 | 203.2203 | 2022 | 0 | 0 | SWWH006-08 | Com Small Gas Water Heaters - ZEAS 2030 - Marine ¦ PG&E ¦ Marine | Com Small Gas Water Heaters - ZEAS 2030 - Marine | 0.5433 | 0.546 | 0.025 | CBSA 2019 | 117.5248 | 2032 | 1 | SWWH006-08
COM-WATERHEAT-FS-12-ZEAS.8 | Com ¦ Com Efficient Tankless Gas Water Heater (0.87 UEF - High Draw) - ZEAS 2030 - Marine ¦ PG&E ¦ Marine | Com ¦ Com Efficient Tankless Gas Water Heater (0.87 UEF - High Draw) - ZEAS 2030 - Marine | PG&E ¦ Marine | PG&E | All | Electric & Gas | Tankless Gas WH (0.87 UEF - High Draw) | Efficient |  | 2030 | 1 | Conventional | WaterHeat | Com - Refrig. Warehouse | Com | ROB and NEW | 0 | 1000 sqft2 of floor space | 1000 sqft served | 20 | DEER:Indoor_CFL_Ltg | 0.26044 | 2.2506e-05 | -2.1401 | SWWH006-08 | 18.3463 | 2022 | 11.3619 | 2022 | 0 | 0 | SWWH006-08 | Com Small Gas Water Heaters - ZEAS 2030 - Marine ¦ PG&E ¦ Marine | Com Small Gas Water Heaters - ZEAS 2030 - Marine | 0.22621 | 0.546 | 0.025 | CBSA 2019 | 1.6021 | 2032 | 1 | SWWH006-08
COM-WATERHEAT-FS-12-ZEAS.9 | Com ¦ Com Efficient Tankless Gas Water Heater (0.87 UEF - High Draw) - ZEAS 2030 - Marine ¦ PG&E ¦ Marine | Com ¦ Com Efficient Tankless Gas Water Heater (0.87 UEF - High Draw) - ZEAS 2030 - Marine | PG&E ¦ Marine | PG&E | All | Electric & Gas | Tankless Gas WH (0.87 UEF - High Draw) | Efficient |  | 2030 | 1 | Conventional | WaterHeat | Com - Restaurant | Com | ROB and NEW | 0 | 1000 sqft2 of floor space | 1000 sqft served | 20 | DEER:Indoor_CFL_Ltg | 11.195 | 0.0022504 | -105.2071 | SWWH006-08 | 1718.7686 | 2022 | 1064.4341 | 2022 | 0 | 0 | SWWH006-08 | Com Small Gas Water Heaters - ZEAS 2030 - Marine ¦ PG&E ¦ Marine | Com Small Gas Water Heaters - ZEAS 2030 - Marine | 0.79319 | 0.546 | 0.025 | CBSA 2019 | 78.8365 | 2032 | 1 | SWWH006-08
COM-WATERHEAT-FS-12-ZEAS.10 | Com ¦ Com Efficient Tankless Gas Water Heater (0.87 UEF - High Draw) - ZEAS 2030 - Marine ¦ PG&E ¦ Marine | Com ¦ Com Efficient Tankless Gas Water Heater (0.87 UEF - High Draw) - ZEAS 2030 - Marine | PG&E ¦ Marine | PG&E | All | Electric & Gas | Tankless Gas WH (0.87 UEF - High Draw) | Efficient |  | 2030 | 1 | Conventional | WaterHeat | Com - Retail | Com | ROB and NEW | 0 | 1000 sqft2 of floor space | 1000 sqft served | 20 | DEER:Indoor_CFL_Ltg | 0.16606 | 2.6793e-05 | -1.5464 | SWWH006-08 | 24.5755 | 2022 | 15.2196 | 2022 | 0 | 0 | SWWH006-08 | Com Small Gas Water Heaters - ZEAS 2030 - Marine ¦ PG&E ¦ Marine | Com Small Gas Water Heaters - ZEAS 2030 - Marine | 0.40063 | 0.546 | 0.025 | CBSA 2019 | 7.5826 | 2032 | 1 | SWWH006-08
COM-WATERHEAT-FS-12-ZEAS.11 | Com ¦ Com Efficient Tankless Gas Water Heater (0.87 UEF - High Draw) - ZEAS 2030 - Marine ¦ PG&E ¦ Marine | Com ¦ Com Efficient Tankless Gas Water Heater (0.87 UEF - High Draw) - ZEAS 2030 - Marine | PG&E ¦ Marine | PG&E | All | Electric & Gas | Tankless Gas WH (0.87 UEF - High Draw) | Efficient |  | 2030 | 1 | Conventional | WaterHeat | Com - School | Com | ROB and NEW | 0 | 1000 sqft2 of floor space | 1000 sqft served | 20 | DEER:Indoor_CFL_Ltg | 0.88925 | 0 | -9.2447 | SWWH006-08 | 202.4375 | 2022 | 125.3696 | 2022 | 0 | 0 | SWWH006-08 | Com Small Gas Water Heaters - ZEAS 2030 - Marine ¦ PG&E ¦ Marine | Com Small Gas Water Heaters - ZEAS 2030 - Marine | 0.76922 | 0.546 | 0.025 | CBSA 2019 | 20.9754 | 2032 | 1 | SWWH006-08
COM-WATERHEAT-FS-12-ZEAS.12 | Com ¦ Com Efficient Tankless Gas Water Heater (0.87 UEF - High Draw) - ZEAS 2030 - Marine ¦ PG&E ¦ Marine | Com ¦ Com Efficient Tankless Gas Water Heater (0.87 UEF - High Draw) - ZEAS 2030 - Marine | PG&E ¦ Marine | PG&E | All | Electric & Gas | Tankless Gas WH (0.87 UEF - High Draw) | Efficient |  | 2030 | 1 | Conventional | WaterHeat | Com - Warehouse | Com | ROB and NEW | 0 | 1000 sqft2 of floor space | 1000 sqft served | 20 | DEER:Indoor_CFL_Ltg | 0.026781 | 9.2384e-07 | -0.24521 | SWWH006-08 | 3.6693 | 2022 | 2.2724 | 2022 | 0 | 0 | SWWH006-08 | Com Small Gas Water Heaters - ZEAS 2030 - Marine ¦ PG&E ¦ Marine | Com Small Gas Water Heaters - ZEAS 2030 - Marine | 0.1976 | 0.546 | 0.025 | CBSA 2019 | 1.0256 | 2032 | 1 | SWWH006-08
COM-WATERHEAT-FS-12-ZEAS.13 | Com ¦ Com Efficient Tankless Gas Water Heater (0.87 UEF - High Draw) - ZEAS 2030 - Hot-Dry ¦ PG&E ¦ Hot-Dry | Com ¦ Com Efficient Tankless Gas Water Heater (0.87 UEF - High Draw) - ZEAS 2030 - Hot-Dry | PG&E ¦ Hot-Dry | PG&E | All | Electric & Gas | Tankless Gas WH (0.87 UEF - High Draw) | Efficient |  | 2030 | 1 | Conventional | WaterHeat | Com - College | Com | ROB and NEW | 0 | 1000 sqft2 of floor space | 1000 sqft served | 20 | DEER:Indoor_CFL_Ltg | 0.85425 | 9.0242e-05 | -7.8921 | SWWH006-08 | 127.5045 | 2022 | 78.9636 | 2022 | 0 | 0 | SWWH006-08 | Com Small Gas Water Heaters - ZEAS 2030 - Hot-Dry ¦ PG&E ¦ Hot-Dry | Com Small Gas Water Heaters - ZEAS 2030 - Hot-Dry | 0.74815 | 0.546 | 0.025 | CBSA 2019 | 25.9687 | 2032 | 1 | SWWH006-08
COM-WATERHEAT-FS-12-ZEAS.14 | Com ¦ Com Efficient Tankless Gas Water Heater (0.87 UEF - High Draw) - ZEAS 2030 - Hot-Dry ¦ PG&E ¦ Hot-Dry | Com ¦ Com Efficient Tankless Gas Water Heater (0.87 UEF - High Draw) - ZEAS 2030 - Hot-Dry | PG&E ¦ Hot-Dry | PG&E | All | Electric & Gas | Tankless Gas WH (0.87 UEF - High Draw) | Efficient |  | 2030 | 1 | Conventional | WaterHeat | Com - Grocery | Com | ROB and NEW | 0 | 1000 sqft2 of floor space | 1000 sqft served | 20 | DEER:Indoor_CFL_Ltg | 0 | 0 | 0 | SWWH006-08 | 101.241 | 2022 | 61.7409 | 2022 | 0 | 0 | SWWH006-08 | Com Small Gas Water Heaters - ZEAS 2030 - Hot-Dry ¦ PG&E ¦ Hot-Dry | Com Small Gas Water Heaters - ZEAS 2030 - Hot-Dry | 0.59609 | 0.546 | 0.025 | CBSA 2019 | 0 | 2032 | 1 | SWWH006-08
COM-WATERHEAT-FS-12-ZEAS.15 | Com ¦ Com Efficient Tankless Gas Water Heater (0.87 UEF - High Draw) - ZEAS 2030 - Hot-Dry ¦ PG&E ¦ Hot-Dry | Com ¦ Com Efficient Tankless Gas Water Heater (0.87 UEF - High Draw) - ZEAS 2030 - Hot-Dry | PG&E ¦ Hot-Dry | PG&E | All | Electric & Gas | Tankless Gas WH (0.87 UEF - High Draw) | Efficient |  | 2030 | 1 | Conventional | WaterHeat | Com - Health | Com | ROB and NEW | 0 | 1000 sqft2 of floor space | 1000 sqft served | 20 | DEER:Indoor_CFL_Ltg | 2.4635 | 0.00028296 | -20.4399 | SWWH006-08 | 193.1273 | 2022 | 119.6038 | 2022 | 0 | 0 | SWWH006-08 | Com Small Gas Water Heaters - ZEAS 2030 - Hot-Dry ¦ PG&E ¦ Hot-Dry | Com Small Gas Water Heaters - ZEAS 2030 - Hot-Dry | 0.52611 | 0.546 | 0.025 | CBSA 2019 | 57.573 | 2032 | 1 | SWWH006-08
COM-WATERHEAT-FS-12-ZEAS.16 | Com ¦ Com Efficient Tankless Gas Water Heater (0.87 UEF - High Draw) - ZEAS 2030 - Hot-Dry ¦ PG&E ¦ Hot-Dry | Com ¦ Com Efficient Tankless Gas Water Heater (0.87 UEF - High Draw) - ZEAS 2030 - Hot-Dry | PG&E ¦ Hot-Dry | PG&E | All | Electric & Gas | Tankless Gas WH (0.87 UEF - High Draw) | Efficient |  | 2030 | 1 | Conventional | WaterHeat | Com - Lodging | Com | ROB and NEW | 0 | 1000 sqft2 of floor space | 1000 sqft served | 20 | DEER:Indoor_CFL_Ltg | 1.9066 | 0.00022732 | -15.3563 | SWWH006-08 | 121.5174 | 2022 | 75.2557 | 2022 | 0 | 0 | SWWH006-08 | Com Small Gas Water Heaters - ZEAS 2030 - Hot-Dry ¦ PG&E ¦ Hot-Dry | Com Small Gas Water Heaters - ZEAS 2030 - Hot-Dry | 0.73871 | 0.546 | 0.025 | CBSA 2019 | 151.3948 | 2032 | 1 | SWWH006-08
COM-WATERHEAT-FS-12-ZEAS.17 | Com ¦ Com Efficient Tankless Gas Water Heater (0.87 UEF - High Draw) - ZEAS 2030 - Hot-Dry ¦ PG&E ¦ Hot-Dry | Com ¦ Com Efficient Tankless Gas Water Heater (0.87 UEF - High Draw) - ZEAS 2030 - Hot-Dry | PG&E ¦ Hot-Dry | PG&E | All | Electric & Gas | Tankless Gas WH (0.87 UEF - High Draw) | Efficient |  | 2030 | 1 | Conventional | WaterHeat | Com - Office (Large) | Com | ROB and NEW | 0 | 1000 sqft2 of floor space | 1000 sqft served | 20 | DEER:Indoor_CFL_Ltg | 0.23911 | 1.1584e-05 | -2.2477 | SWWH006-08 | 39.6763 | 2022 | 24.5716 | 2022 | 0 | 0 | SWWH006-08 | Com Small Gas Water Heaters - ZEAS 2030 - Hot-Dry ¦ PG&E ¦ Hot-Dry | Com Small Gas Water Heaters - ZEAS 2030 - Hot-Dry | 0.46177 | 0.546 | 0.025 | CBSA 2019 | 10.0697 | 2032 | 1 | SWWH006-08
COM-WATERHEAT-FS-12-ZEAS.18 | Com ¦ Com Efficient Tankless Gas Water Heater (0.87 UEF - High Draw) - ZEAS 2030 - Hot-Dry ¦ PG&E ¦ Hot-Dry | Com ¦ Com Efficient Tankless Gas Water Heater (0.87 UEF - High Draw) - ZEAS 2030 - Hot-Dry | PG&E ¦ Hot-Dry | PG&E | All | Electric & Gas | Tankless Gas WH (0.87 UEF - High Draw) | Efficient |  | 2030 | 1 | Conventional | WaterHeat | Com - Office (Small) | Com | ROB and NEW | 0 | 1000 sqft2 of floor space | 1000 sqft served | 20 | DEER:Indoor_CFL_Ltg | 0.21892 | 1.7854e-06 | -2.1042 | SWWH006-08 | 39.6763 | 2022 | 24.5716 | 2022 | 0 | 0 | SWWH006-08 | Com Small Gas Water Heaters - ZEAS 2030 - Hot-Dry ¦ PG&E ¦ Hot-Dry | Com Small Gas Water Heaters - ZEAS 2030 - Hot-Dry | 0.46177 | 0.546 | 0.025 | CBSA 2019 | 4.1556 | 2032 | 1 | SWWH006-08
COM-WATERHEAT-FS-12-ZEAS.19 | Com ¦ Com Efficient Tankless Gas Water Heater (0.87 UEF - High Draw) - ZEAS 2030 - Hot-Dry ¦ PG&E ¦ Hot-Dry | Com ¦ Com Efficient Tankless Gas Water Heater (0.87 UEF - High Draw) - ZEAS 2030 - Hot-Dry | PG&E ¦ Hot-Dry | PG&E | All | Electric & Gas | Tankless Gas WH (0.87 UEF - High Draw) | Efficient |  | 2030 | 1 | Conventional | WaterHeat | Com - Other | Com | ROB and NEW | 0 | 1000 sqft2 of floor space | 1000 sqft served | 20 | DEER:Indoor_CFL_Ltg | 2.8345 | 0.00042057 | -24.8297 | SWWH006-08 | 328.145 | 2022 | 203.2203 | 2022 | 0 | 0 | SWWH006-08 | Com Small Gas Water Heaters - ZEAS 2030 - Hot-Dry ¦ PG&E ¦ Hot-Dry | Com Small Gas Water Heaters - ZEAS 2030 - Hot-Dry | 0.5433 | 0.546 | 0.025 | CBSA 2019 | 112.1657 | 2032 | 1 | SWWH006-08
COM-WATERHEAT-FS-12-ZEAS.20 | Com ¦ Com Efficient Tankless Gas Water Heater (0.87 UEF - High Draw) - ZEAS 2030 - Hot-Dry ¦ PG&E ¦ Hot-Dry | Com ¦ Com Efficient Tankless Gas Water Heater (0.87 UEF - High Draw) - ZEAS 2030 - Hot-Dry | PG&E ¦ Hot-Dry | PG&E | All | Electric & Gas | Tankless Gas WH (0.87 UEF - High Draw) | Efficient |  | 2030 | 1 | Conventional | WaterHeat | Com - Refrig. Warehouse | Com | ROB and NEW | 0 | 1000 sqft2 of floor space | 1000 sqft served | 20 | DEER:Indoor_CFL_Ltg | 0.24816 | 2.0074e-05 | -2.0418 | SWWH006-08 | 18.3463 | 2022 | 11.3619 | 2022 | 0 | 0 | SWWH006-08 | Com Small Gas Water Heaters - ZEAS 2030 - Hot-Dry ¦ PG&E ¦ Hot-Dry | Com Small Gas Water Heaters - ZEAS 2030 - Hot-Dry | 0.22621 | 0.546 | 0.025 | CBSA 2019 | 1.5285 | 2032 | 1 | SWWH006-08
COM-WATERHEAT-FS-12-ZEAS.21 | Com ¦ Com Efficient Tankless Gas Water Heater (0.87 UEF - High Draw) - ZEAS 2030 - Hot-Dry ¦ PG&E ¦ Hot-Dry | Com ¦ Com Efficient Tankless Gas Water Heater (0.87 UEF - High Draw) - ZEAS 2030 - Hot-Dry | PG&E ¦ Hot-Dry | PG&E | All | Electric & Gas | Tankless Gas WH (0.87 UEF - High Draw) | Efficient |  | 2030 | 1 | Conventional | WaterHeat | Com - Restaurant | Com | ROB and NEW | 0 | 1000 sqft2 of floor space | 1000 sqft served | 20 | DEER:Indoor_CFL_Ltg | 10.6676 | 0.0020038 | -100.1634 | SWWH006-08 | 1718.7686 | 2022 | 1064.4341 | 2022 | 0 | 0 | SWWH006-08 | Com Small Gas Water Heaters - ZEAS 2030 - Hot-Dry ¦ PG&E ¦ Hot-Dry | Com Small Gas Water Heaters - ZEAS 2030 - Hot-Dry | 0.79319 | 0.546 | 0.025 | CBSA 2019 | 75.0569 | 2032 | 1 | SWWH006-08
COM-WATERHEAT-FS-12-ZEAS.22 | Com ¦ Com Efficient Tankless Gas Water Heater (0.87 UEF - High Draw) - ZEAS 2030 - Hot-Dry ¦ PG&E ¦ Hot-Dry | Com ¦ Com Efficient Tankless Gas Water Heater (0.87 UEF - High Draw) - ZEAS 2030 - Hot-Dry | PG&E ¦ Hot-Dry | PG&E | All | Electric & Gas | Tankless Gas WH (0.87 UEF - High Draw) | Efficient |  | 2030 | 1 | Conventional | WaterHeat | Com - Retail | Com | ROB and NEW | 0 | 1000 sqft2 of floor space | 1000 sqft served | 20 | DEER:Indoor_CFL_Ltg | 0.15788 | 2.3891e-05 | -1.4691 | SWWH006-08 | 24.5755 | 2022 | 15.2196 | 2022 | 0 | 0 | SWWH006-08 | Com Small Gas Water Heaters - ZEAS 2030 - Hot-Dry ¦ PG&E ¦ Hot-Dry | Com Small Gas Water Heaters - ZEAS 2030 - Hot-Dry | 0.40063 | 0.546 | 0.025 | CBSA 2019 | 7.2033 | 2032 | 1 | SWWH006-08
COM-WATERHEAT-FS-12-ZEAS.23 | Com ¦ Com Efficient Tankless Gas Water Heater (0.87 UEF - High Draw) - ZEAS 2030 - Hot-Dry ¦ PG&E ¦ Hot-Dry | Com ¦ Com Efficient Tankless Gas Water Heater (0.87 UEF - High Draw) - ZEAS 2030 - Hot-Dry | PG&E ¦ Hot-Dry | PG&E | All | Electric & Gas | Tankless Gas WH (0.87 UEF - High Draw) | Efficient |  | 2030 | 1 | Conventional | WaterHeat | Com - School | Com | ROB and NEW | 0 | 1000 sqft2 of floor space | 1000 sqft served | 20 | DEER:Indoor_CFL_Ltg | 0.85671 | 0 | -8.8459 | SWWH006-08 | 202.4375 | 2022 | 125.3696 | 2022 | 0 | 0 | SWWH006-08 | Com Small Gas Water Heaters - ZEAS 2030 - Hot-Dry ¦ PG&E ¦ Hot-Dry | Com Small Gas Water Heaters - ZEAS 2030 - Hot-Dry | 0.76922 | 0.546 | 0.025 | CBSA 2019 | 20.0694 | 2032 | 1 | SWWH006-08
COM-WATERHEAT-FS-12-ZEAS.24 | Com ¦ Com Efficient Tankless Gas Water Heater (0.87 UEF - High Draw) - ZEAS 2030 - Hot-Dry ¦ PG&E ¦ Hot-Dry | Com ¦ Com Efficient Tankless Gas Water Heater (0.87 UEF - High Draw) - ZEAS 2030 - Hot-Dry | PG&E ¦ Hot-Dry | PG&E | All | Electric & Gas | Tankless Gas WH (0.87 UEF - High Draw) | Efficient |  | 2030 | 1 | Conventional | WaterHeat | Com - Warehouse | Com | ROB and NEW | 0 | 1000 sqft2 of floor space | 1000 sqft served | 20 | DEER:Indoor_CFL_Ltg | 0.025405 | 8.2064e-07 | -0.23342 | SWWH006-08 | 3.6693 | 2022 | 2.2724 | 2022 | 0 | 0 | SWWH006-08 | Com Small Gas Water Heaters - ZEAS 2030 - Hot-Dry ¦ PG&E ¦ Hot-Dry | Com Small Gas Water Heaters - ZEAS 2030 - Hot-Dry | 0.1976 | 0.546 | 0.025 | CBSA 2019 | 0.97634 | 2032 | 1 | SWWH006-08
COM-WATERHEAT-FS-12-ZEAS.25 | Com ¦ Com Efficient Tankless Gas Water Heater (0.87 UEF - High Draw) - ZEAS 2030 - Cold ¦ PG&E ¦ Cold | Com ¦ Com Efficient Tankless Gas Water Heater (0.87 UEF - High Draw) - ZEAS 2030 - Cold | PG&E ¦ Cold | PG&E | All | Electric & Gas | Tankless Gas WH (0.87 UEF - High Draw) | Efficient |  | 2030 | 1 | Conventional | WaterHeat | Com - College | Com | ROB and NEW | 0 | 1000 sqft2 of floor space | 1000 sqft served | 20 | DEER:Indoor_CFL_Ltg | 1.9209 | 0.00020461 | -17.3028 | SWWH006-08 | 255.009 | 2022 | 157.9272 | 2022 | 0 | 0 | SWWH006-08 | Com Small Gas Water Heaters - ZEAS 2030 - Cold ¦ PG&E ¦ Cold | Com Small Gas Water Heaters - ZEAS 2030 - Cold | 0.74815 | 0.546 | 0.025 | CBSA 2019 | 56.931 | 2032 | 1 | SWWH006-08
COM-WATERHEAT-FS-12-ZEAS.26 | Com ¦ Com Efficient Tankless Gas Water Heater (0.87 UEF - High Draw) - ZEAS 2030 - Cold ¦ PG&E ¦ Cold | Com ¦ Com Efficient Tankless Gas Water Heater (0.87 UEF - High Draw) - ZEAS 2030 - Cold | PG&E ¦ Cold | PG&E | All | Electric & Gas | Tankless Gas WH (0.87 UEF - High Draw) | Efficient |  | 2030 | 1 | Conventional | WaterHeat | Com - Grocery | Com | ROB and NEW | 0 | 1000 sqft2 of floor space | 1000 sqft served | 20 | DEER:Indoor_CFL_Ltg | 0 | 0 | 0 | SWWH006-08 | 202.482 | 2022 | 123.4818 | 2022 | 0 | 0 | SWWH006-08 | Com Small Gas Water Heaters - ZEAS 2030 - Cold ¦ PG&E ¦ Cold | Com Small Gas Water Heaters - ZEAS 2030 - Cold | 0.59609 | 0.546 | 0.025 | CBSA 2019 | 0 | 2032 | 1 | SWWH006-08
COM-WATERHEAT-FS-12-ZEAS.27 | Com ¦ Com Efficient Tankless Gas Water Heater (0.87 UEF - High Draw) - ZEAS 2030 - Cold ¦ PG&E ¦ Cold | Com ¦ Com Efficient Tankless Gas Water Heater (0.87 UEF - High Draw) - ZEAS 2030 - Cold | PG&E ¦ Cold | PG&E | All | Electric & Gas | Tankless Gas WH (0.87 UEF - High Draw) | Efficient |  | 2030 | 1 | Conventional | WaterHeat | Com - Health | Com | ROB and NEW | 0 | 1000 sqft2 of floor space | 1000 sqft served | 20 | DEER:Indoor_CFL_Ltg | 5.5399 | 0.00063849 | -45.1499 | SWWH006-08 | 386.2546 | 2022 | 239.2076 | 2022 | 0 | 0 | SWWH006-08 | Com Small Gas Water Heaters - ZEAS 2030 - Cold ¦ PG&E ¦ Cold | Com Small Gas Water Heaters - ZEAS 2030 - Cold | 0.52611 | 0.546 | 0.025 | CBSA 2019 | 127.1671 | 2032 | 1 | SWWH006-08
COM-WATERHEAT-FS-12-ZEAS.28 | Com ¦ Com Efficient Tankless Gas Water Heater (0.87 UEF - High Draw) - ZEAS 2030 - Cold ¦ PG&E ¦ Cold | Com ¦ Com Efficient Tankless Gas Water Heater (0.87 UEF - High Draw) - ZEAS 2030 - Cold | PG&E ¦ Cold | PG&E | All | Electric & Gas | Tankless Gas WH (0.87 UEF - High Draw) | Efficient |  | 2030 | 1 | Conventional | WaterHeat | Com - Lodging | Com | ROB and NEW | 0 | 1000 sqft2 of floor space | 1000 sqft served | 20 | DEER:Indoor_CFL_Ltg | 4.2619 | 0.00051584 | -34.0129 | SWWH006-08 | 243.0347 | 2022 | 150.5115 | 2022 | 0 | 0 | SWWH006-08 | Com Small Gas Water Heaters - ZEAS 2030 - Cold ¦ PG&E ¦ Cold | Com Small Gas Water Heaters - ZEAS 2030 - Cold | 0.73871 | 0.546 | 0.025 | CBSA 2019 | 335.3192 | 2032 | 1 | SWWH006-08
COM-WATERHEAT-FS-12-ZEAS.29 | Com ¦ Com Efficient Tankless Gas Water Heater (0.87 UEF - High Draw) - ZEAS 2030 - Cold ¦ PG&E ¦ Cold | Com ¦ Com Efficient Tankless Gas Water Heater (0.87 UEF - High Draw) - ZEAS 2030 - Cold | PG&E ¦ Cold | PG&E | All | Electric & Gas | Tankless Gas WH (0.87 UEF - High Draw) | Efficient |  | 2030 | 1 | Conventional | WaterHeat | Com - Office (Large) | Com | ROB and NEW | 0 | 1000 sqft2 of floor space | 1000 sqft served | 20 | DEER:Indoor_CFL_Ltg | 0.53667 | 2.6249e-05 | -4.9098 | SWWH006-08 | 79.3527 | 2022 | 49.1432 | 2022 | 0 | 0 | SWWH006-08 | Com Small Gas Water Heaters - ZEAS 2030 - Cold ¦ PG&E ¦ Cold | Com Small Gas Water Heaters - ZEAS 2030 - Cold | 0.46177 | 0.546 | 0.025 | CBSA 2019 | 21.9949 | 2032 | 1 | SWWH006-08
COM-WATERHEAT-FS-12-ZEAS.30 | Com ¦ Com Efficient Tankless Gas Water Heater (0.87 UEF - High Draw) - ZEAS 2030 - Cold ¦ PG&E ¦ Cold | Com ¦ Com Efficient Tankless Gas Water Heater (0.87 UEF - High Draw) - ZEAS 2030 - Cold | PG&E ¦ Cold | PG&E | All | Electric & Gas | Tankless Gas WH (0.87 UEF - High Draw) | Efficient |  | 2030 | 1 | Conventional | WaterHeat | Com - Office (Small) | Com | ROB and NEW | 0 | 1000 sqft2 of floor space | 1000 sqft served | 20 | DEER:Indoor_CFL_Ltg | 0.4931 | 4.0383e-06 | -4.5803 | SWWH006-08 | 79.3527 | 2022 | 49.1432 | 2022 | 0 | 0 | SWWH006-08 | Com Small Gas Water Heaters - ZEAS 2030 - Cold ¦ PG&E ¦ Cold | Com Small Gas Water Heaters - ZEAS 2030 - Cold | 0.46177 | 0.546 | 0.025 | CBSA 2019 | 9.0449 | 2032 | 1 | SWWH006-08
COM-WATERHEAT-FS-12-ZEAS.31 | Com ¦ Com Efficient Tankless Gas Water Heater (0.87 UEF - High Draw) - ZEAS 2030 - Cold ¦ PG&E ¦ Cold | Com ¦ Com Efficient Tankless Gas Water Heater (0.87 UEF - High Draw) - ZEAS 2030 - Cold | PG&E ¦ Cold | PG&E | All | Electric & Gas | Tankless Gas WH (0.87 UEF - High Draw) | Efficient |  | 2030 | 1 | Conventional | WaterHeat | Com - Other | Com | ROB and NEW | 0 | 1000 sqft2 of floor space | 1000 sqft served | 20 | DEER:Indoor_CFL_Ltg | 6.3634 | 0.00095803 | -54.5814 | SWWH006-08 | 656.29 | 2022 | 406.4407 | 2022 | 0 | 0 | SWWH006-08 | Com Small Gas Water Heaters - ZEAS 2030 - Cold ¦ PG&E ¦ Cold | Com Small Gas Water Heaters - ZEAS 2030 - Cold | 0.5433 | 0.546 | 0.025 | CBSA 2019 | 246.5514 | 2032 | 1 | SWWH006-08
COM-WATERHEAT-FS-12-ZEAS.32 | Com ¦ Com Efficient Tankless Gas Water Heater (0.87 UEF - High Draw) - ZEAS 2030 - Cold ¦ PG&E ¦ Cold | Com ¦ Com Efficient Tankless Gas Water Heater (0.87 UEF - High Draw) - ZEAS 2030 - Cold | PG&E ¦ Cold | PG&E | All | Electric & Gas | Tankless Gas WH (0.87 UEF - High Draw) | Efficient |  | 2030 | 1 | Conventional | WaterHeat | Com - Refrig. Warehouse | Com | ROB and NEW | 0 | 1000 sqft2 of floor space | 1000 sqft served | 20 | DEER:Indoor_CFL_Ltg | 0.55528 | 4.5651e-05 | -4.516 | SWWH006-08 | 36.6927 | 2022 | 22.7238 | 2022 | 0 | 0 | SWWH006-08 | Com Small Gas Water Heaters - ZEAS 2030 - Cold ¦ PG&E ¦ Cold | Com Small Gas Water Heaters - ZEAS 2030 - Cold | 0.22621 | 0.546 | 0.025 | CBSA 2019 | 3.3806 | 2032 | 1 | SWWH006-08
COM-WATERHEAT-FS-12-ZEAS.33 | Com ¦ Com Efficient Tankless Gas Water Heater (0.87 UEF - High Draw) - ZEAS 2030 - Cold ¦ PG&E ¦ Cold | Com ¦ Com Efficient Tankless Gas Water Heater (0.87 UEF - High Draw) - ZEAS 2030 - Cold | PG&E ¦ Cold | PG&E | All | Electric & Gas | Tankless Gas WH (0.87 UEF - High Draw) | Efficient |  | 2030 | 1 | Conventional | WaterHeat | Com - Restaurant | Com | ROB and NEW | 0 | 1000 sqft2 of floor space | 1000 sqft served | 20 | DEER:Indoor_CFL_Ltg | 23.9431 | 0.0045293 | -218.6602 | SWWH006-08 | 3437.5372 | 2022 | 2128.8682 | 2022 | 0 | 0 | SWWH006-08 | Com Small Gas Water Heaters - ZEAS 2030 - Cold ¦ PG&E ¦ Cold | Com Small Gas Water Heaters - ZEAS 2030 - Cold | 0.79319 | 0.546 | 0.025 | CBSA 2019 | 163.8402 | 2032 | 1 | SWWH006-08
COM-WATERHEAT-FS-12-ZEAS.34 | Com ¦ Com Efficient Tankless Gas Water Heater (0.87 UEF - High Draw) - ZEAS 2030 - Cold ¦ PG&E ¦ Cold | Com ¦ Com Efficient Tankless Gas Water Heater (0.87 UEF - High Draw) - ZEAS 2030 - Cold | PG&E ¦ Cold | PG&E | All | Electric & Gas | Tankless Gas WH (0.87 UEF - High Draw) | Efficient |  | 2030 | 1 | Conventional | WaterHeat | Com - Retail | Com | ROB and NEW | 0 | 1000 sqft2 of floor space | 1000 sqft served | 20 | DEER:Indoor_CFL_Ltg | 0.35395 | 5.4192e-05 | -3.2162 | SWWH006-08 | 49.151 | 2022 | 30.4392 | 2022 | 0 | 0 | SWWH006-08 | Com Small Gas Water Heaters - ZEAS 2030 - Cold ¦ PG&E ¦ Cold | Com Small Gas Water Heaters - ZEAS 2030 - Cold | 0.40063 | 0.546 | 0.025 | CBSA 2019 | 15.7674 | 2032 | 1 | SWWH006-08
COM-WATERHEAT-FS-12-ZEAS.35 | Com ¦ Com Efficient Tankless Gas Water Heater (0.87 UEF - High Draw) - ZEAS 2030 - Cold ¦ PG&E ¦ Cold | Com ¦ Com Efficient Tankless Gas Water Heater (0.87 UEF - High Draw) - ZEAS 2030 - Cold | PG&E ¦ Cold | PG&E | All | Electric & Gas | Tankless Gas WH (0.87 UEF - High Draw) | Efficient |  | 2030 | 1 | Conventional | WaterHeat | Com - School | Com | ROB and NEW | 0 | 1000 sqft2 of floor space | 1000 sqft served | 20 | DEER:Indoor_CFL_Ltg | 1.9195 | 0 | -19.1557 | SWWH006-08 | 404.875 | 2022 | 250.7392 | 2022 | 0 | 0 | SWWH006-08 | Com Small Gas Water Heaters - ZEAS 2030 - Cold ¦ PG&E ¦ Cold | Com Small Gas Water Heaters - ZEAS 2030 - Cold | 0.76922 | 0.546 | 0.025 | CBSA 2019 | 43.4498 | 2032 | 1 | SWWH006-08
COM-WATERHEAT-FS-12-ZEAS.36 | Com ¦ Com Efficient Tankless Gas Water Heater (0.87 UEF - High Draw) - ZEAS 2030 - Cold ¦ PG&E ¦ Cold | Com ¦ Com Efficient Tankless Gas Water Heater (0.87 UEF - High Draw) - ZEAS 2030 - Cold | PG&E ¦ Cold | PG&E | All | Electric & Gas | Tankless Gas WH (0.87 UEF - High Draw) | Efficient |  | 2030 | 1 | Conventional | WaterHeat | Com - Warehouse | Com | ROB and NEW | 0 | 1000 sqft2 of floor space | 1000 sqft served | 20 | DEER:Indoor_CFL_Ltg | 0.057101 | 1.8673e-06 | -0.51106 | SWWH006-08 | 7.3385 | 2022 | 4.5448 | 2022 | 0 | 0 | SWWH006-08 | Com Small Gas Water Heaters - ZEAS 2030 - Cold ¦ PG&E ¦ Cold | Com Small Gas Water Heaters - ZEAS 2030 - Cold | 0.1976 | 0.546 | 0.025 | CBSA 2019 | 2.1372 | 2032 | 1 | SWWH006-08
COM-WATERHEAT-FS-12-ZEAS.37 | Com ¦ Com Efficient Tankless Gas Water Heater (0.87 UEF - High Draw) - ZEAS 2030 - Marine ¦ SCG ¦ Marine | Com ¦ Com Efficient Tankless Gas Water Heater (0.87 UEF - High Draw) - ZEAS 2030 - Marine | SCG ¦ Marine | SCG | All | Electric & Gas | Tankless Gas WH (0.87 UEF - High Draw) | Efficient |  | 2030 | 1 | Conventional | WaterHeat | Com - College | Com | ROB and NEW | 0 | 1000 sqft2 of floor space | 1000 sqft served | 20 | DEER:Indoor_CFL_Ltg | 1.6503 | 0.00042728 | -15.4409 | SWWH006-08 | 255.009 | 2022 | 157.9272 | 2022 | 0 | 0 | SWWH006-08 | Com Small Gas Water Heaters - ZEAS 2030 - Marine ¦ SCG ¦ Marine | Com Small Gas Water Heaters - ZEAS 2030 - Marine | 0.74815 | 0.546 | 0.025 | CBSA 2019 | 50.8094 | 2032 | 1 | SWWH006-08
COM-WATERHEAT-FS-12-ZEAS.38 | Com ¦ Com Efficient Tankless Gas Water Heater (0.87 UEF - High Draw) - ZEAS 2030 - Marine ¦ SCG ¦ Marine | Com ¦ Com Efficient Tankless Gas Water Heater (0.87 UEF - High Draw) - ZEAS 2030 - Marine | SCG ¦ Marine | SCG | All | Electric & Gas | Tankless Gas WH (0.87 UEF - High Draw) | Efficient |  | 2030 | 1 | Conventional | WaterHeat | Com - Grocery | Com | ROB and NEW | 0 | 1000 sqft2 of floor space | 1000 sqft served | 20 | DEER:Indoor_CFL_Ltg | 0 | 0 | 0 | SWWH006-08 | 202.482 | 2022 | 123.4818 | 2022 | 0 | 0 | SWWH006-08 | Com Small Gas Water Heaters - ZEAS 2030 - Marine ¦ SCG ¦ Marine | Com Small Gas Water Heaters - ZEAS 2030 - Marine | 0.59609 | 0.546 | 0.025 | CBSA 2019 | 0 | 2032 | 1 | SWWH006-08
COM-WATERHEAT-FS-12-ZEAS.39 | Com ¦ Com Efficient Tankless Gas Water Heater (0.87 UEF - High Draw) - ZEAS 2030 - Marine ¦ SCG ¦ Marine | Com ¦ Com Efficient Tankless Gas Water Heater (0.87 UEF - High Draw) - ZEAS 2030 - Marine | SCG ¦ Marine | SCG | All | Electric & Gas | Tankless Gas WH (0.87 UEF - High Draw) | Efficient |  | 2030 | 1 | Conventional | WaterHeat | Com - Health | Com | ROB and NEW | 0 | 1000 sqft2 of floor space | 1000 sqft served | 20 | DEER:Indoor_CFL_Ltg | 4.7865 | 0.00056681 | -39.9126 | SWWH006-08 | 386.2546 | 2022 | 239.2076 | 2022 | 0 | 0 | SWWH006-08 | Com Small Gas Water Heaters - ZEAS 2030 - Marine ¦ SCG ¦ Marine | Com Small Gas Water Heaters - ZEAS 2030 - Marine | 0.52611 | 0.546 | 0.025 | CBSA 2019 | 112.4231 | 2032 | 1 | SWWH006-08
COM-WATERHEAT-FS-12-ZEAS.40 | Com ¦ Com Efficient Tankless Gas Water Heater (0.87 UEF - High Draw) - ZEAS 2030 - Marine ¦ SCG ¦ Marine | Com ¦ Com Efficient Tankless Gas Water Heater (0.87 UEF - High Draw) - ZEAS 2030 - Marine | SCG ¦ Marine | SCG | All | Electric & Gas | Tankless Gas WH (0.87 UEF - High Draw) | Efficient |  | 2030 | 1 | Conventional | WaterHeat | Com - Lodging | Com | ROB and NEW | 0 | 1000 sqft2 of floor space | 1000 sqft served | 20 | DEER:Indoor_CFL_Ltg | 3.6851 | 0.0004578 | -30.1002 | SWWH006-08 | 243.0347 | 2022 | 150.5115 | 2022 | 0 | 0 | SWWH006-08 | Com Small Gas Water Heaters - ZEAS 2030 - Marine ¦ SCG ¦ Marine | Com Small Gas Water Heaters - ZEAS 2030 - Marine | 0.73871 | 0.546 | 0.025 | CBSA 2019 | 296.7592 | 2032 | 1 | SWWH006-08
COM-WATERHEAT-FS-12-ZEAS.41 | Com ¦ Com Efficient Tankless Gas Water Heater (0.87 UEF - High Draw) - ZEAS 2030 - Marine ¦ SCG ¦ Marine | Com ¦ Com Efficient Tankless Gas Water Heater (0.87 UEF - High Draw) - ZEAS 2030 - Marine | SCG ¦ Marine | SCG | All | Electric & Gas | Tankless Gas WH (0.87 UEF - High Draw) | Efficient |  | 2030 | 1 | Conventional | WaterHeat | Com - Office (Large) | Com | ROB and NEW | 0 | 1000 sqft2 of floor space | 1000 sqft served | 20 | DEER:Indoor_CFL_Ltg | 0.46335 | 2.3274e-05 | -4.4209 | SWWH006-08 | 79.3527 | 2022 | 49.1432 | 2022 | 0 | 0 | SWWH006-08 | Com Small Gas Water Heaters - ZEAS 2030 - Marine ¦ SCG ¦ Marine | Com Small Gas Water Heaters - ZEAS 2030 - Marine | 0.46177 | 0.546 | 0.025 | CBSA 2019 | 19.8069 | 2032 | 1 | SWWH006-08
COM-WATERHEAT-FS-12-ZEAS.42 | Com ¦ Com Efficient Tankless Gas Water Heater (0.87 UEF - High Draw) - ZEAS 2030 - Marine ¦ SCG ¦ Marine | Com ¦ Com Efficient Tankless Gas Water Heater (0.87 UEF - High Draw) - ZEAS 2030 - Marine | SCG ¦ Marine | SCG | All | Electric & Gas | Tankless Gas WH (0.87 UEF - High Draw) | Efficient |  | 2030 | 1 | Conventional | WaterHeat | Com - Office (Small) | Com | ROB and NEW | 0 | 1000 sqft2 of floor space | 1000 sqft served | 20 | DEER:Indoor_CFL_Ltg | 0.42509 | 3.5814e-06 | -4.134 | SWWH006-08 | 79.3527 | 2022 | 49.1432 | 2022 | 0 | 0 | SWWH006-08 | Com Small Gas Water Heaters - ZEAS 2030 - Marine ¦ SCG ¦ Marine | Com Small Gas Water Heaters - ZEAS 2030 - Marine | 0.46177 | 0.546 | 0.025 | CBSA 2019 | 8.1645 | 2032 | 1 | SWWH006-08
COM-WATERHEAT-FS-12-ZEAS.43 | Com ¦ Com Efficient Tankless Gas Water Heater (0.87 UEF - High Draw) - ZEAS 2030 - Marine ¦ SCG ¦ Marine | Com ¦ Com Efficient Tankless Gas Water Heater (0.87 UEF - High Draw) - ZEAS 2030 - Marine | SCG ¦ Marine | SCG | All | Electric & Gas | Tankless Gas WH (0.87 UEF - High Draw) | Efficient |  | 2030 | 1 | Conventional | WaterHeat | Com - Other | Com | ROB and NEW | 0 | 1000 sqft2 of floor space | 1000 sqft served | 20 | DEER:Indoor_CFL_Ltg | 5.4933 | 0.00084904 | -48.6047 | SWWH006-08 | 656.29 | 2022 | 406.4407 | 2022 | 0 | 0 | SWWH006-08 | Com Small Gas Water Heaters - ZEAS 2030 - Marine ¦ SCG ¦ Marine | Com Small Gas Water Heaters - ZEAS 2030 - Marine | 0.5433 | 0.546 | 0.025 | CBSA 2019 | 219.573 | 2032 | 1 | SWWH006-08
COM-WATERHEAT-FS-12-ZEAS.44 | Com ¦ Com Efficient Tankless Gas Water Heater (0.87 UEF - High Draw) - ZEAS 2030 - Marine ¦ SCG ¦ Marine | Com ¦ Com Efficient Tankless Gas Water Heater (0.87 UEF - High Draw) - ZEAS 2030 - Marine | SCG ¦ Marine | SCG | All | Electric & Gas | Tankless Gas WH (0.87 UEF - High Draw) | Efficient |  | 2030 | 1 | Conventional | WaterHeat | Com - Refrig. Warehouse | Com | ROB and NEW | 0 | 1000 sqft2 of floor space | 1000 sqft served | 20 | DEER:Indoor_CFL_Ltg | 0.47912 | 4.0246e-05 | -3.9853 | SWWH006-08 | 36.6927 | 2022 | 22.7238 | 2022 | 0 | 0 | SWWH006-08 | Com Small Gas Water Heaters - ZEAS 2030 - Marine ¦ SCG ¦ Marine | Com Small Gas Water Heaters - ZEAS 2030 - Marine | 0.22621 | 0.546 | 0.025 | CBSA 2019 | 2.9835 | 2032 | 1 | SWWH006-08
COM-WATERHEAT-FS-12-ZEAS.45 | Com ¦ Com Efficient Tankless Gas Water Heater (0.87 UEF - High Draw) - ZEAS 2030 - Marine ¦ SCG ¦ Marine | Com ¦ Com Efficient Tankless Gas Water Heater (0.87 UEF - High Draw) - ZEAS 2030 - Marine | SCG ¦ Marine | SCG | All | Electric & Gas | Tankless Gas WH (0.87 UEF - High Draw) | Efficient |  | 2030 | 1 | Conventional | WaterHeat | Com - Restaurant | Com | ROB and NEW | 0 | 1000 sqft2 of floor space | 1000 sqft served | 20 | DEER:Indoor_CFL_Ltg | 20.6907 | 0.0040168 | -196.6439 | SWWH006-08 | 3437.5372 | 2022 | 2128.8682 | 2022 | 0 | 0 | SWWH006-08 | Com Small Gas Water Heaters - ZEAS 2030 - Marine ¦ SCG ¦ Marine | Com Small Gas Water Heaters - ZEAS 2030 - Marine | 0.79319 | 0.546 | 0.025 | CBSA 2019 | 147.3585 | 2032 | 1 | SWWH006-08
COM-WATERHEAT-FS-12-ZEAS.46 | Com ¦ Com Efficient Tankless Gas Water Heater (0.87 UEF - High Draw) - ZEAS 2030 - Marine ¦ SCG ¦ Marine | Com ¦ Com Efficient Tankless Gas Water Heater (0.87 UEF - High Draw) - ZEAS 2030 - Marine | SCG ¦ Marine | SCG | All | Electric & Gas | Tankless Gas WH (0.87 UEF - High Draw) | Efficient |  | 2030 | 1 | Conventional | WaterHeat | Com - Retail | Com | ROB and NEW | 0 | 1000 sqft2 of floor space | 1000 sqft served | 20 | DEER:Indoor_CFL_Ltg | 0.30549 | 4.7888e-05 | -2.8822 | SWWH006-08 | 49.151 | 2022 | 30.4392 | 2022 | 0 | 0 | SWWH006-08 | Com Small Gas Water Heaters - ZEAS 2030 - Marine ¦ SCG ¦ Marine | Com Small Gas Water Heaters - ZEAS 2030 - Marine | 0.40063 | 0.546 | 0.025 | CBSA 2019 | 14.134 | 2032 | 1 | SWWH006-08
COM-WATERHEAT-FS-12-ZEAS.47 | Com ¦ Com Efficient Tankless Gas Water Heater (0.87 UEF - High Draw) - ZEAS 2030 - Marine ¦ SCG ¦ Marine | Com ¦ Com Efficient Tankless Gas Water Heater (0.87 UEF - High Draw) - ZEAS 2030 - Marine | SCG ¦ Marine | SCG | All | Electric & Gas | Tankless Gas WH (0.87 UEF - High Draw) | Efficient |  | 2030 | 1 | Conventional | WaterHeat | Com - School | Com | ROB and NEW | 0 | 1000 sqft2 of floor space | 1000 sqft served | 20 | DEER:Indoor_CFL_Ltg | 1.6484 | 0.00010899 | -17.3508 | SWWH006-08 | 404.875 | 2022 | 250.7392 | 2022 | 0 | 0 | SWWH006-08 | Com Small Gas Water Heaters - ZEAS 2030 - Marine ¦ SCG ¦ Marine | Com Small Gas Water Heaters - ZEAS 2030 - Marine | 0.76922 | 0.546 | 0.025 | CBSA 2019 | 39.3706 | 2032 | 1 | SWWH006-08
COM-WATERHEAT-FS-12-ZEAS.48 | Com ¦ Com Efficient Tankless Gas Water Heater (0.87 UEF - High Draw) - ZEAS 2030 - Marine ¦ SCG ¦ Marine | Com ¦ Com Efficient Tankless Gas Water Heater (0.87 UEF - High Draw) - ZEAS 2030 - Marine | SCG ¦ Marine | SCG | All | Electric & Gas | Tankless Gas WH (0.87 UEF - High Draw) | Efficient |  | 2030 | 1 | Conventional | WaterHeat | Com - Warehouse | Com | ROB and NEW | 0 | 1000 sqft2 of floor space | 1000 sqft served | 20 | DEER:Indoor_CFL_Ltg | 0.049238 | 1.6511e-06 | -0.457 | SWWH006-08 | 7.3385 | 2022 | 4.5448 | 2022 | 0 | 0 | SWWH006-08 | Com Small Gas Water Heaters - ZEAS 2030 - Marine ¦ SCG ¦ Marine | Com Small Gas Water Heaters - ZEAS 2030 - Marine | 0.1976 | 0.546 | 0.025 | CBSA 2019 | 1.9117 | 2032 | 1 | SWWH006-08
COM-WATERHEAT-FS-12-ZEAS.49 | Com ¦ Com Efficient Tankless Gas Water Heater (0.87 UEF - High Draw) - ZEAS 2030 - Hot-Dry ¦ SCG ¦ Hot-Dry | Com ¦ Com Efficient Tankless Gas Water Heater (0.87 UEF - High Draw) - ZEAS 2030 - Hot-Dry | SCG ¦ Hot-Dry | SCG | All | Electric & Gas | Tankless Gas WH (0.87 UEF - High Draw) | Efficient |  | 2030 | 1 | Conventional | WaterHeat | Com - College | Com | ROB and NEW | 0 | 1000 sqft2 of floor space | 1000 sqft served | 20 | DEER:Indoor_CFL_Ltg | 0.80914 | 0.00020339 | -7.5838 | SWWH006-08 | 127.5045 | 2022 | 78.9636 | 2022 | 0 | 0 | SWWH006-08 | Com Small Gas Water Heaters - ZEAS 2030 - Hot-Dry ¦ SCG ¦ Hot-Dry | Com Small Gas Water Heaters - ZEAS 2030 - Hot-Dry | 0.74815 | 0.546 | 0.025 | CBSA 2019 | 24.9553 | 2032 | 1 | SWWH006-08
COM-WATERHEAT-FS-12-ZEAS.50 | Com ¦ Com Efficient Tankless Gas Water Heater (0.87 UEF - High Draw) - ZEAS 2030 - Hot-Dry ¦ SCG ¦ Hot-Dry | Com ¦ Com Efficient Tankless Gas Water Heater (0.87 UEF - High Draw) - ZEAS 2030 - Hot-Dry | SCG ¦ Hot-Dry | SCG | All | Electric & Gas | Tankless Gas WH (0.87 UEF - High Draw) | Efficient |  | 2030 | 1 | Conventional | WaterHeat | Com - Grocery | Com | ROB and NEW | 0 | 1000 sqft2 of floor space | 1000 sqft served | 20 | DEER:Indoor_CFL_Ltg | 0 | 0 | 0 | SWWH006-08 | 101.241 | 2022 | 61.7409 | 2022 | 0 | 0 | SWWH006-08 | Com Small Gas Water Heaters - ZEAS 2030 - Hot-Dry ¦ SCG ¦ Hot-Dry | Com Small Gas Water Heaters - ZEAS 2030 - Hot-Dry | 0.59609 | 0.546 | 0.025 | CBSA 2019 | 0 | 2032 | 1 | SWWH006-08
COM-WATERHEAT-FS-12-ZEAS.51 | Com ¦ Com Efficient Tankless Gas Water Heater (0.87 UEF - High Draw) - ZEAS 2030 - Hot-Dry ¦ SCG ¦ Hot-Dry | Com ¦ Com Efficient Tankless Gas Water Heater (0.87 UEF - High Draw) - ZEAS 2030 - Hot-Dry | SCG ¦ Hot-Dry | SCG | All | Electric & Gas | Tankless Gas WH (0.87 UEF - High Draw) | Efficient |  | 2030 | 1 | Conventional | WaterHeat | Com - Health | Com | ROB and NEW | 0 | 1000 sqft2 of floor space | 1000 sqft served | 20 | DEER:Indoor_CFL_Ltg | 2.3467 | 0.00026807 | -19.5832 | SWWH006-08 | 193.1273 | 2022 | 119.6038 | 2022 | 0 | 0 | SWWH006-08 | Com Small Gas Water Heaters - ZEAS 2030 - Hot-Dry ¦ SCG ¦ Hot-Dry | Com Small Gas Water Heaters - ZEAS 2030 - Hot-Dry | 0.52611 | 0.546 | 0.025 | CBSA 2019 | 55.1608 | 2032 | 1 | SWWH006-08
COM-WATERHEAT-FS-12-ZEAS.52 | Com ¦ Com Efficient Tankless Gas Water Heater (0.87 UEF - High Draw) - ZEAS 2030 - Hot-Dry ¦ SCG ¦ Hot-Dry | Com ¦ Com Efficient Tankless Gas Water Heater (0.87 UEF - High Draw) - ZEAS 2030 - Hot-Dry | SCG ¦ Hot-Dry | SCG | All | Electric & Gas | Tankless Gas WH (0.87 UEF - High Draw) | Efficient |  | 2030 | 1 | Conventional | WaterHeat | Com - Lodging | Com | ROB and NEW | 0 | 1000 sqft2 of floor space | 1000 sqft served | 20 | DEER:Indoor_CFL_Ltg | 1.7946 | 0.00021605 | -14.6985 | SWWH006-08 | 121.5174 | 2022 | 75.2557 | 2022 | 0 | 0 | SWWH006-08 | Com Small Gas Water Heaters - ZEAS 2030 - Hot-Dry ¦ SCG ¦ Hot-Dry | Com Small Gas Water Heaters - ZEAS 2030 - Hot-Dry | 0.73871 | 0.546 | 0.025 | CBSA 2019 | 144.9138 | 2032 | 1 | SWWH006-08
COM-WATERHEAT-FS-12-ZEAS.53 | Com ¦ Com Efficient Tankless Gas Water Heater (0.87 UEF - High Draw) - ZEAS 2030 - Hot-Dry ¦ SCG ¦ Hot-Dry | Com ¦ Com Efficient Tankless Gas Water Heater (0.87 UEF - High Draw) - ZEAS 2030 - Hot-Dry | SCG ¦ Hot-Dry | SCG | All | Electric & Gas | Tankless Gas WH (0.87 UEF - High Draw) | Efficient |  | 2030 | 1 | Conventional | WaterHeat | Com - Office (Large) | Com | ROB and NEW | 0 | 1000 sqft2 of floor space | 1000 sqft served | 20 | DEER:Indoor_CFL_Ltg | 0.22742 | 1.0999e-05 | -2.1679 | SWWH006-08 | 39.6763 | 2022 | 24.5716 | 2022 | 0 | 0 | SWWH006-08 | Com Small Gas Water Heaters - ZEAS 2030 - Hot-Dry ¦ SCG ¦ Hot-Dry | Com Small Gas Water Heaters - ZEAS 2030 - Hot-Dry | 0.46177 | 0.546 | 0.025 | CBSA 2019 | 9.713 | 2032 | 1 | SWWH006-08
COM-WATERHEAT-FS-12-ZEAS.54 | Com ¦ Com Efficient Tankless Gas Water Heater (0.87 UEF - High Draw) - ZEAS 2030 - Hot-Dry ¦ SCG ¦ Hot-Dry | Com ¦ Com Efficient Tankless Gas Water Heater (0.87 UEF - High Draw) - ZEAS 2030 - Hot-Dry | SCG ¦ Hot-Dry | SCG | All | Electric & Gas | Tankless Gas WH (0.87 UEF - High Draw) | Efficient |  | 2030 | 1 | Conventional | WaterHeat | Com - Office (Small) | Com | ROB and NEW | 0 | 1000 sqft2 of floor space | 1000 sqft served | 20 | DEER:Indoor_CFL_Ltg | 0.20829 | 1.695e-06 | -2.0351 | SWWH006-08 | 39.6763 | 2022 | 24.5716 | 2022 | 0 | 0 | SWWH006-08 | Com Small Gas Water Heaters - ZEAS 2030 - Hot-Dry ¦ SCG ¦ Hot-Dry | Com Small Gas Water Heaters - ZEAS 2030 - Hot-Dry | 0.46177 | 0.546 | 0.025 | CBSA 2019 | 4.0193 | 2032 | 1 | SWWH006-08
COM-WATERHEAT-FS-12-ZEAS.55 | Com ¦ Com Efficient Tankless Gas Water Heater (0.87 UEF - High Draw) - ZEAS 2030 - Hot-Dry ¦ SCG ¦ Hot-Dry | Com ¦ Com Efficient Tankless Gas Water Heater (0.87 UEF - High Draw) - ZEAS 2030 - Hot-Dry | SCG ¦ Hot-Dry | SCG | All | Electric & Gas | Tankless Gas WH (0.87 UEF - High Draw) | Efficient |  | 2030 | 1 | Conventional | WaterHeat | Com - Other | Com | ROB and NEW | 0 | 1000 sqft2 of floor space | 1000 sqft served | 20 | DEER:Indoor_CFL_Ltg | 2.6895 | 0.00040079 | -23.8629 | SWWH006-08 | 328.145 | 2022 | 203.2203 | 2022 | 0 | 0 | SWWH006-08 | Com Small Gas Water Heaters - ZEAS 2030 - Hot-Dry ¦ SCG ¦ Hot-Dry | Com Small Gas Water Heaters - ZEAS 2030 - Hot-Dry | 0.5433 | 0.546 | 0.025 | CBSA 2019 | 107.802 | 2032 | 1 | SWWH006-08
COM-WATERHEAT-FS-12-ZEAS.56 | Com ¦ Com Efficient Tankless Gas Water Heater (0.87 UEF - High Draw) - ZEAS 2030 - Hot-Dry ¦ SCG ¦ Hot-Dry | Com ¦ Com Efficient Tankless Gas Water Heater (0.87 UEF - High Draw) - ZEAS 2030 - Hot-Dry | SCG ¦ Hot-Dry | SCG | All | Electric & Gas | Tankless Gas WH (0.87 UEF - High Draw) | Efficient |  | 2030 | 1 | Conventional | WaterHeat | Com - Refrig. Warehouse | Com | ROB and NEW | 0 | 1000 sqft2 of floor space | 1000 sqft served | 20 | DEER:Indoor_CFL_Ltg | 0.23514 | 1.9066e-05 | -1.9533 | SWWH006-08 | 18.3463 | 2022 | 11.3619 | 2022 | 0 | 0 | SWWH006-08 | Com Small Gas Water Heaters - ZEAS 2030 - Hot-Dry ¦ SCG ¦ Hot-Dry | Com Small Gas Water Heaters - ZEAS 2030 - Hot-Dry | 0.22621 | 0.546 | 0.025 | CBSA 2019 | 1.4623 | 2032 | 1 | SWWH006-08
COM-WATERHEAT-FS-12-ZEAS.57 | Com ¦ Com Efficient Tankless Gas Water Heater (0.87 UEF - High Draw) - ZEAS 2030 - Hot-Dry ¦ SCG ¦ Hot-Dry | Com ¦ Com Efficient Tankless Gas Water Heater (0.87 UEF - High Draw) - ZEAS 2030 - Hot-Dry | SCG ¦ Hot-Dry | SCG | All | Electric & Gas | Tankless Gas WH (0.87 UEF - High Draw) | Efficient |  | 2030 | 1 | Conventional | WaterHeat | Com - Restaurant | Com | ROB and NEW | 0 | 1000 sqft2 of floor space | 1000 sqft served | 20 | DEER:Indoor_CFL_Ltg | 10.1402 | 0.0019041 | -96.2706 | SWWH006-08 | 1718.7686 | 2022 | 1064.4341 | 2022 | 0 | 0 | SWWH006-08 | Com Small Gas Water Heaters - ZEAS 2030 - Hot-Dry ¦ SCG ¦ Hot-Dry | Com Small Gas Water Heaters - ZEAS 2030 - Hot-Dry | 0.79319 | 0.546 | 0.025 | CBSA 2019 | 72.1418 | 2032 | 1 | SWWH006-08
COM-WATERHEAT-FS-12-ZEAS.58 | Com ¦ Com Efficient Tankless Gas Water Heater (0.87 UEF - High Draw) - ZEAS 2030 - Hot-Dry ¦ SCG ¦ Hot-Dry | Com ¦ Com Efficient Tankless Gas Water Heater (0.87 UEF - High Draw) - ZEAS 2030 - Hot-Dry | SCG ¦ Hot-Dry | SCG | All | Electric & Gas | Tankless Gas WH (0.87 UEF - High Draw) | Efficient |  | 2030 | 1 | Conventional | WaterHeat | Com - Retail | Com | ROB and NEW | 0 | 1000 sqft2 of floor space | 1000 sqft served | 20 | DEER:Indoor_CFL_Ltg | 0.14969 | 2.2744e-05 | -1.4164 | SWWH006-08 | 24.5755 | 2022 | 15.2196 | 2022 | 0 | 0 | SWWH006-08 | Com Small Gas Water Heaters - ZEAS 2030 - Hot-Dry ¦ SCG ¦ Hot-Dry | Com Small Gas Water Heaters - ZEAS 2030 - Hot-Dry | 0.40063 | 0.546 | 0.025 | CBSA 2019 | 6.9462 | 2032 | 1 | SWWH006-08
COM-WATERHEAT-FS-12-ZEAS.59 | Com ¦ Com Efficient Tankless Gas Water Heater (0.87 UEF - High Draw) - ZEAS 2030 - Hot-Dry ¦ SCG ¦ Hot-Dry | Com ¦ Com Efficient Tankless Gas Water Heater (0.87 UEF - High Draw) - ZEAS 2030 - Hot-Dry | SCG ¦ Hot-Dry | SCG | All | Electric & Gas | Tankless Gas WH (0.87 UEF - High Draw) | Efficient |  | 2030 | 1 | Conventional | WaterHeat | Com - School | Com | ROB and NEW | 0 | 1000 sqft2 of floor space | 1000 sqft served | 20 | DEER:Indoor_CFL_Ltg | 0.80791 | 5.1782e-05 | -8.5398 | SWWH006-08 | 202.4375 | 2022 | 125.3696 | 2022 | 0 | 0 | SWWH006-08 | Com Small Gas Water Heaters - ZEAS 2030 - Hot-Dry ¦ SCG ¦ Hot-Dry | Com Small Gas Water Heaters - ZEAS 2030 - Hot-Dry | 0.76922 | 0.546 | 0.025 | CBSA 2019 | 19.3783 | 2032 | 1 | SWWH006-08
COM-WATERHEAT-FS-12-ZEAS.60 | Com ¦ Com Efficient Tankless Gas Water Heater (0.87 UEF - High Draw) - ZEAS 2030 - Hot-Dry ¦ SCG ¦ Hot-Dry | Com ¦ Com Efficient Tankless Gas Water Heater (0.87 UEF - High Draw) - ZEAS 2030 - Hot-Dry | SCG ¦ Hot-Dry | SCG | All | Electric & Gas | Tankless Gas WH (0.87 UEF - High Draw) | Efficient |  | 2030 | 1 | Conventional | WaterHeat | Com - Warehouse | Com | ROB and NEW | 0 | 1000 sqft2 of floor space | 1000 sqft served | 20 | DEER:Indoor_CFL_Ltg | 0.024128 | 7.8133e-07 | -0.22408 | SWWH006-08 | 3.6693 | 2022 | 2.2724 | 2022 | 0 | 0 | SWWH006-08 | Com Small Gas Water Heaters - ZEAS 2030 - Hot-Dry ¦ SCG ¦ Hot-Dry | Com Small Gas Water Heaters - ZEAS 2030 - Hot-Dry | 0.1976 | 0.546 | 0.025 | CBSA 2019 | 0.93737 | 2032 | 1 | SWWH006-08
COM-WATERHEAT-FS-12-ZEAS.61 | Com ¦ Com Efficient Tankless Gas Water Heater (0.87 UEF - High Draw) - ZEAS 2030 - Cold ¦ SCG ¦ Cold | Com ¦ Com Efficient Tankless Gas Water Heater (0.87 UEF - High Draw) - ZEAS 2030 - Cold | SCG ¦ Cold | SCG | All | Electric & Gas | Tankless Gas WH (0.87 UEF - High Draw) | Efficient |  | 2030 | 1 | Conventional | WaterHeat | Com - College | Com | ROB and NEW | 0 | 1000 sqft2 of floor space | 1000 sqft served | 20 | DEER:Indoor_CFL_Ltg | 1.9209 | 0.00020461 | -17.3028 | SWWH006-08 | 255.009 | 2022 | 157.9272 | 2022 | 0 | 0 | SWWH006-08 | Com Small Gas Water Heaters - ZEAS 2030 - Cold ¦ SCG ¦ Cold | Com Small Gas Water Heaters - ZEAS 2030 - Cold | 0.74815 | 0.546 | 0.025 | CBSA 2019 | 56.931 | 2032 | 1 | SWWH006-08
COM-WATERHEAT-FS-12-ZEAS.62 | Com ¦ Com Efficient Tankless Gas Water Heater (0.87 UEF - High Draw) - ZEAS 2030 - Cold ¦ SCG ¦ Cold | Com ¦ Com Efficient Tankless Gas Water Heater (0.87 UEF - High Draw) - ZEAS 2030 - Cold | SCG ¦ Cold | SCG | All | Electric & Gas | Tankless Gas WH (0.87 UEF - High Draw) | Efficient |  | 2030 | 1 | Conventional | WaterHeat | Com - Grocery | Com | ROB and NEW | 0 | 1000 sqft2 of floor space | 1000 sqft served | 20 | DEER:Indoor_CFL_Ltg | 0 | 0 | 0 | SWWH006-08 | 202.482 | 2022 | 123.4818 | 2022 | 0 | 0 | SWWH006-08 | Com Small Gas Water Heaters - ZEAS 2030 - Cold ¦ SCG ¦ Cold | Com Small Gas Water Heaters - ZEAS 2030 - Cold | 0.59609 | 0.546 | 0.025 | CBSA 2019 | 0 | 2032 | 1 | SWWH006-08
COM-WATERHEAT-FS-12-ZEAS.63 | Com ¦ Com Efficient Tankless Gas Water Heater (0.87 UEF - High Draw) - ZEAS 2030 - Cold ¦ SCG ¦ Cold | Com ¦ Com Efficient Tankless Gas Water Heater (0.87 UEF - High Draw) - ZEAS 2030 - Cold | SCG ¦ Cold | SCG | All | Electric & Gas | Tankless Gas WH (0.87 UEF - High Draw) | Efficient |  | 2030 | 1 | Conventional | WaterHeat | Com - Health | Com | ROB and NEW | 0 | 1000 sqft2 of floor space | 1000 sqft served | 20 | DEER:Indoor_CFL_Ltg | 5.5399 | 0.00063849 | -45.1499 | SWWH006-08 | 386.2546 | 2022 | 239.2076 | 2022 | 0 | 0 | SWWH006-08 | Com Small Gas Water Heaters - ZEAS 2030 - Cold ¦ SCG ¦ Cold | Com Small Gas Water Heaters - ZEAS 2030 - Cold | 0.52611 | 0.546 | 0.025 | CBSA 2019 | 127.1671 | 2032 | 1 | SWWH006-08
COM-WATERHEAT-FS-12-ZEAS.64 | Com ¦ Com Efficient Tankless Gas Water Heater (0.87 UEF - High Draw) - ZEAS 2030 - Cold ¦ SCG ¦ Cold | Com ¦ Com Efficient Tankless Gas Water Heater (0.87 UEF - High Draw) - ZEAS 2030 - Cold | SCG ¦ Cold | SCG | All | Electric & Gas | Tankless Gas WH (0.87 UEF - High Draw) | Efficient |  | 2030 | 1 | Conventional | WaterHeat | Com - Lodging | Com | ROB and NEW | 0 | 1000 sqft2 of floor space | 1000 sqft served | 20 | DEER:Indoor_CFL_Ltg | 4.2619 | 0.00051584 | -34.0129 | SWWH006-08 | 243.0347 | 2022 | 150.5115 | 2022 | 0 | 0 | SWWH006-08 | Com Small Gas Water Heaters - ZEAS 2030 - Cold ¦ SCG ¦ Cold | Com Small Gas Water Heaters - ZEAS 2030 - Cold | 0.73871 | 0.546 | 0.025 | CBSA 2019 | 335.3192 | 2032 | 1 | SWWH006-08
COM-WATERHEAT-FS-12-ZEAS.65 | Com ¦ Com Efficient Tankless Gas Water Heater (0.87 UEF - High Draw) - ZEAS 2030 - Cold ¦ SCG ¦ Cold | Com ¦ Com Efficient Tankless Gas Water Heater (0.87 UEF - High Draw) - ZEAS 2030 - Cold | SCG ¦ Cold | SCG | All | Electric & Gas | Tankless Gas WH (0.87 UEF - High Draw) | Efficient |  | 2030 | 1 | Conventional | WaterHeat | Com - Office (Large) | Com | ROB and NEW | 0 | 1000 sqft2 of floor space | 1000 sqft served | 20 | DEER:Indoor_CFL_Ltg | 0.53667 | 2.6249e-05 | -4.9098 | SWWH006-08 | 79.3527 | 2022 | 49.1432 | 2022 | 0 | 0 | SWWH006-08 | Com Small Gas Water Heaters - ZEAS 2030 - Cold ¦ SCG ¦ Cold | Com Small Gas Water Heaters - ZEAS 2030 - Cold | 0.46177 | 0.546 | 0.025 | CBSA 2019 | 21.9949 | 2032 | 1 | SWWH006-08
COM-WATERHEAT-FS-12-ZEAS.66 | Com ¦ Com Efficient Tankless Gas Water Heater (0.87 UEF - High Draw) - ZEAS 2030 - Cold ¦ SCG ¦ Cold | Com ¦ Com Efficient Tankless Gas Water Heater (0.87 UEF - High Draw) - ZEAS 2030 - Cold | SCG ¦ Cold | SCG | All | Electric & Gas | Tankless Gas WH (0.87 UEF - High Draw) | Efficient |  | 2030 | 1 | Conventional | WaterHeat | Com - Office (Small) | Com | ROB and NEW | 0 | 1000 sqft2 of floor space | 1000 sqft served | 20 | DEER:Indoor_CFL_Ltg | 0.4931 | 4.0383e-06 | -4.5803 | SWWH006-08 | 79.3527 | 2022 | 49.1432 | 2022 | 0 | 0 | SWWH006-08 | Com Small Gas Water Heaters - ZEAS 2030 - Cold ¦ SCG ¦ Cold | Com Small Gas Water Heaters - ZEAS 2030 - Cold | 0.46177 | 0.546 | 0.025 | CBSA 2019 | 9.0449 | 2032 | 1 | SWWH006-08
COM-WATERHEAT-FS-12-ZEAS.67 | Com ¦ Com Efficient Tankless Gas Water Heater (0.87 UEF - High Draw) - ZEAS 2030 - Cold ¦ SCG ¦ Cold | Com ¦ Com Efficient Tankless Gas Water Heater (0.87 UEF - High Draw) - ZEAS 2030 - Cold | SCG ¦ Cold | SCG | All | Electric & Gas | Tankless Gas WH (0.87 UEF - High Draw) | Efficient |  | 2030 | 1 | Conventional | WaterHeat | Com - Other | Com | ROB and NEW | 0 | 1000 sqft2 of floor space | 1000 sqft served | 20 | DEER:Indoor_CFL_Ltg | 6.3634 | 0.00095803 | -54.5814 | SWWH006-08 | 656.29 | 2022 | 406.4407 | 2022 | 0 | 0 | SWWH006-08 | Com Small Gas Water Heaters - ZEAS 2030 - Cold ¦ SCG ¦ Cold | Com Small Gas Water Heaters - ZEAS 2030 - Cold | 0.5433 | 0.546 | 0.025 | CBSA 2019 | 246.5514 | 2032 | 1 | SWWH006-08
COM-WATERHEAT-FS-12-ZEAS.68 | Com ¦ Com Efficient Tankless Gas Water Heater (0.87 UEF - High Draw) - ZEAS 2030 - Cold ¦ SCG ¦ Cold | Com ¦ Com Efficient Tankless Gas Water Heater (0.87 UEF - High Draw) - ZEAS 2030 - Cold | SCG ¦ Cold | SCG | All | Electric & Gas | Tankless Gas WH (0.87 UEF - High Draw) | Efficient |  | 2030 | 1 | Conventional | WaterHeat | Com - Refrig. Warehouse | Com | ROB and NEW | 0 | 1000 sqft2 of floor space | 1000 sqft served | 20 | DEER:Indoor_CFL_Ltg | 0.55528 | 4.5651e-05 | -4.516 | SWWH006-08 | 36.6927 | 2022 | 22.7238 | 2022 | 0 | 0 | SWWH006-08 | Com Small Gas Water Heaters - ZEAS 2030 - Cold ¦ SCG ¦ Cold | Com Small Gas Water Heaters - ZEAS 2030 - Cold | 0.22621 | 0.546 | 0.025 | CBSA 2019 | 3.3806 | 2032 | 1 | SWWH006-08
COM-WATERHEAT-FS-12-ZEAS.69 | Com ¦ Com Efficient Tankless Gas Water Heater (0.87 UEF - High Draw) - ZEAS 2030 - Cold ¦ SCG ¦ Cold | Com ¦ Com Efficient Tankless Gas Water Heater (0.87 UEF - High Draw) - ZEAS 2030 - Cold | SCG ¦ Cold | SCG | All | Electric & Gas | Tankless Gas WH (0.87 UEF - High Draw) | Efficient |  | 2030 | 1 | Conventional | WaterHeat | Com - Restaurant | Com | ROB and NEW | 0 | 1000 sqft2 of floor space | 1000 sqft served | 20 | DEER:Indoor_CFL_Ltg | 23.9431 | 0.0045293 | -218.6602 | SWWH006-08 | 3437.5372 | 2022 | 2128.8682 | 2022 | 0 | 0 | SWWH006-08 | Com Small Gas Water Heaters - ZEAS 2030 - Cold ¦ SCG ¦ Cold | Com Small Gas Water Heaters - ZEAS 2030 - Cold | 0.79319 | 0.546 | 0.025 | CBSA 2019 | 163.8402 | 2032 | 1 | SWWH006-08
COM-WATERHEAT-FS-12-ZEAS.70 | Com ¦ Com Efficient Tankless Gas Water Heater (0.87 UEF - High Draw) - ZEAS 2030 - Cold ¦ SCG ¦ Cold | Com ¦ Com Efficient Tankless Gas Water Heater (0.87 UEF - High Draw) - ZEAS 2030 - Cold | SCG ¦ Cold | SCG | All | Electric & Gas | Tankless Gas WH (0.87 UEF - High Draw) | Efficient |  | 2030 | 1 | Conventional | WaterHeat | Com - Retail | Com | ROB and NEW | 0 | 1000 sqft2 of floor space | 1000 sqft served | 20 | DEER:Indoor_CFL_Ltg | 0.35395 | 5.4192e-05 | -3.2162 | SWWH006-08 | 49.151 | 2022 | 30.4392 | 2022 | 0 | 0 | SWWH006-08 | Com Small Gas Water Heaters - ZEAS 2030 - Cold ¦ SCG ¦ Cold | Com Small Gas Water Heaters - ZEAS 2030 - Cold | 0.40063 | 0.546 | 0.025 | CBSA 2019 | 15.7674 | 2032 | 1 | SWWH006-08
COM-WATERHEAT-FS-12-ZEAS.71 | Com ¦ Com Efficient Tankless Gas Water Heater (0.87 UEF - High Draw) - ZEAS 2030 - Cold ¦ SCG ¦ Cold | Com ¦ Com Efficient Tankless Gas Water Heater (0.87 UEF - High Draw) - ZEAS 2030 - Cold | SCG ¦ Cold | SCG | All | Electric & Gas | Tankless Gas WH (0.87 UEF - High Draw) | Efficient |  | 2030 | 1 | Conventional | WaterHeat | Com - School | Com | ROB and NEW | 0 | 1000 sqft2 of floor space | 1000 sqft served | 20 | DEER:Indoor_CFL_Ltg | 1.9195 | 0 | -19.1557 | SWWH006-08 | 404.875 | 2022 | 250.7392 | 2022 | 0 | 0 | SWWH006-08 | Com Small Gas Water Heaters - ZEAS 2030 - Cold ¦ SCG ¦ Cold | Com Small Gas Water Heaters - ZEAS 2030 - Cold | 0.76922 | 0.546 | 0.025 | CBSA 2019 | 43.4498 | 2032 | 1 | SWWH006-08
COM-WATERHEAT-FS-12-ZEAS.72 | Com ¦ Com Efficient Tankless Gas Water Heater (0.87 UEF - High Draw) - ZEAS 2030 - Cold ¦ SCG ¦ Cold | Com ¦ Com Efficient Tankless Gas Water Heater (0.87 UEF - High Draw) - ZEAS 2030 - Cold | SCG ¦ Cold | SCG | All | Electric & Gas | Tankless Gas WH (0.87 UEF - High Draw) | Efficient |  | 2030 | 1 | Conventional | WaterHeat | Com - Warehouse | Com | ROB and NEW | 0 | 1000 sqft2 of floor space | 1000 sqft served | 20 | DEER:Indoor_CFL_Ltg | 0.057101 | 1.8673e-06 | -0.51106 | SWWH006-08 | 7.3385 | 2022 | 4.5448 | 2022 | 0 | 0 | SWWH006-08 | Com Small Gas Water Heaters - ZEAS 2030 - Cold ¦ SCG ¦ Cold | Com Small Gas Water Heaters - ZEAS 2030 - Cold | 0.1976 | 0.546 | 0.025 | CBSA 2019 | 2.1372 | 2032 | 1 | SWWH006-08
COM-WATERHEAT-FS-12-ZEAS.73 | Com ¦ Com Efficient Tankless Gas Water Heater (0.87 UEF - High Draw) - ZEAS 2030 - Marine ¦ SDG&E ¦ Marine | Com ¦ Com Efficient Tankless Gas Water Heater (0.87 UEF - High Draw) - ZEAS 2030 - Marine | SDG&E ¦ Marine | SDG&E | All | Electric & Gas | Tankless Gas WH (0.87 UEF - High Draw) | Efficient |  | 2030 | 1 | Conventional | WaterHeat | Com - College | Com | ROB and NEW | 0 | 1000 sqft2 of floor space | 1000 sqft served | 20 | DEER:Indoor_CFL_Ltg | 1.6503 | 0.00042728 | -15.4409 | SWWH006-08 | 255.009 | 2022 | 157.9272 | 2022 | 0 | 0 | SWWH006-08 | Com Small Gas Water Heaters - ZEAS 2030 - Marine ¦ SDG&E ¦ Marine | Com Small Gas Water Heaters - ZEAS 2030 - Marine | 0.74815 | 0.546 | 0.025 | CBSA 2019 | 50.8094 | 2032 | 1 | SWWH006-08
COM-WATERHEAT-FS-12-ZEAS.74 | Com ¦ Com Efficient Tankless Gas Water Heater (0.87 UEF - High Draw) - ZEAS 2030 - Marine ¦ SDG&E ¦ Marine | Com ¦ Com Efficient Tankless Gas Water Heater (0.87 UEF - High Draw) - ZEAS 2030 - Marine | SDG&E ¦ Marine | SDG&E | All | Electric & Gas | Tankless Gas WH (0.87 UEF - High Draw) | Efficient |  | 2030 | 1 | Conventional | WaterHeat | Com - Grocery | Com | ROB and NEW | 0 | 1000 sqft2 of floor space | 1000 sqft served | 20 | DEER:Indoor_CFL_Ltg | 0 | 0 | 0 | SWWH006-08 | 202.482 | 2022 | 123.4818 | 2022 | 0 | 0 | SWWH006-08 | Com Small Gas Water Heaters - ZEAS 2030 - Marine ¦ SDG&E ¦ Marine | Com Small Gas Water Heaters - ZEAS 2030 - Marine | 0.59609 | 0.546 | 0.025 | CBSA 2019 | 0 | 2032 | 1 | SWWH006-08
COM-WATERHEAT-FS-12-ZEAS.75 | Com ¦ Com Efficient Tankless Gas Water Heater (0.87 UEF - High Draw) - ZEAS 2030 - Marine ¦ SDG&E ¦ Marine | Com ¦ Com Efficient Tankless Gas Water Heater (0.87 UEF - High Draw) - ZEAS 2030 - Marine | SDG&E ¦ Marine | SDG&E | All | Electric & Gas | Tankless Gas WH (0.87 UEF - High Draw) | Efficient |  | 2030 | 1 | Conventional | WaterHeat | Com - Health | Com | ROB and NEW | 0 | 1000 sqft2 of floor space | 1000 sqft served | 20 | DEER:Indoor_CFL_Ltg | 4.7865 | 0.00056681 | -39.9126 | SWWH006-08 | 386.2546 | 2022 | 239.2076 | 2022 | 0 | 0 | SWWH006-08 | Com Small Gas Water Heaters - ZEAS 2030 - Marine ¦ SDG&E ¦ Marine | Com Small Gas Water Heaters - ZEAS 2030 - Marine | 0.52611 | 0.546 | 0.025 | CBSA 2019 | 112.4231 | 2032 | 1 | SWWH006-08
COM-WATERHEAT-FS-12-ZEAS.76 | Com ¦ Com Efficient Tankless Gas Water Heater (0.87 UEF - High Draw) - ZEAS 2030 - Marine ¦ SDG&E ¦ Marine | Com ¦ Com Efficient Tankless Gas Water Heater (0.87 UEF - High Draw) - ZEAS 2030 - Marine | SDG&E ¦ Marine | SDG&E | All | Electric & Gas | Tankless Gas WH (0.87 UEF - High Draw) | Efficient |  | 2030 | 1 | Conventional | WaterHeat | Com - Lodging | Com | ROB and NEW | 0 | 1000 sqft2 of floor space | 1000 sqft served | 20 | DEER:Indoor_CFL_Ltg | 3.6851 | 0.0004578 | -30.1002 | SWWH006-08 | 243.0347 | 2022 | 150.5115 | 2022 | 0 | 0 | SWWH006-08 | Com Small Gas Water Heaters - ZEAS 2030 - Marine ¦ SDG&E ¦ Marine | Com Small Gas Water Heaters - ZEAS 2030 - Marine | 0.73871 | 0.546 | 0.025 | CBSA 2019 | 296.7592 | 2032 | 1 | SWWH006-08
COM-WATERHEAT-FS-12-ZEAS.77 | Com ¦ Com Efficient Tankless Gas Water Heater (0.87 UEF - High Draw) - ZEAS 2030 - Marine ¦ SDG&E ¦ Marine | Com ¦ Com Efficient Tankless Gas Water Heater (0.87 UEF - High Draw) - ZEAS 2030 - Marine | SDG&E ¦ Marine | SDG&E | All | Electric & Gas | Tankless Gas WH (0.87 UEF - High Draw) | Efficient |  | 2030 | 1 | Conventional | WaterHeat | Com - Office (Large) | Com | ROB and NEW | 0 | 1000 sqft2 of floor space | 1000 sqft served | 20 | DEER:Indoor_CFL_Ltg | 0.46335 | 2.3274e-05 | -4.4209 | SWWH006-08 | 79.3527 | 2022 | 49.1432 | 2022 | 0 | 0 | SWWH006-08 | Com Small Gas Water Heaters - ZEAS 2030 - Marine ¦ SDG&E ¦ Marine | Com Small Gas Water Heaters - ZEAS 2030 - Marine | 0.46177 | 0.546 | 0.025 | CBSA 2019 | 19.8069 | 2032 | 1 | SWWH006-08
COM-WATERHEAT-FS-12-ZEAS.78 | Com ¦ Com Efficient Tankless Gas Water Heater (0.87 UEF - High Draw) - ZEAS 2030 - Marine ¦ SDG&E ¦ Marine | Com ¦ Com Efficient Tankless Gas Water Heater (0.87 UEF - High Draw) - ZEAS 2030 - Marine | SDG&E ¦ Marine | SDG&E | All | Electric & Gas | Tankless Gas WH (0.87 UEF - High Draw) | Efficient |  | 2030 | 1 | Conventional | WaterHeat | Com - Office (Small) | Com | ROB and NEW | 0 | 1000 sqft2 of floor space | 1000 sqft served | 20 | DEER:Indoor_CFL_Ltg | 0.42509 | 3.5814e-06 | -4.134 | SWWH006-08 | 79.3527 | 2022 | 49.1432 | 2022 | 0 | 0 | SWWH006-08 | Com Small Gas Water Heaters - ZEAS 2030 - Marine ¦ SDG&E ¦ Marine | Com Small Gas Water Heaters - ZEAS 2030 - Marine | 0.46177 | 0.546 | 0.025 | CBSA 2019 | 8.1645 | 2032 | 1 | SWWH006-08
COM-WATERHEAT-FS-12-ZEAS.79 | Com ¦ Com Efficient Tankless Gas Water Heater (0.87 UEF - High Draw) - ZEAS 2030 - Marine ¦ SDG&E ¦ Marine | Com ¦ Com Efficient Tankless Gas Water Heater (0.87 UEF - High Draw) - ZEAS 2030 - Marine | SDG&E ¦ Marine | SDG&E | All | Electric & Gas | Tankless Gas WH (0.87 UEF - High Draw) | Efficient |  | 2030 | 1 | Conventional | WaterHeat | Com - Other | Com | ROB and NEW | 0 | 1000 sqft2 of floor space | 1000 sqft served | 20 | DEER:Indoor_CFL_Ltg | 5.4933 | 0.00084904 | -48.6047 | SWWH006-08 | 656.29 | 2022 | 406.4407 | 2022 | 0 | 0 | SWWH006-08 | Com Small Gas Water Heaters - ZEAS 2030 - Marine ¦ SDG&E ¦ Marine | Com Small Gas Water Heaters - ZEAS 2030 - Marine | 0.5433 | 0.546 | 0.025 | CBSA 2019 | 219.573 | 2032 | 1 | SWWH006-08
COM-WATERHEAT-FS-12-ZEAS.80 | Com ¦ Com Efficient Tankless Gas Water Heater (0.87 UEF - High Draw) - ZEAS 2030 - Marine ¦ SDG&E ¦ Marine | Com ¦ Com Efficient Tankless Gas Water Heater (0.87 UEF - High Draw) - ZEAS 2030 - Marine | SDG&E ¦ Marine | SDG&E | All | Electric & Gas | Tankless Gas WH (0.87 UEF - High Draw) | Efficient |  | 2030 | 1 | Conventional | WaterHeat | Com - Refrig. Warehouse | Com | ROB and NEW | 0 | 1000 sqft2 of floor space | 1000 sqft served | 20 | DEER:Indoor_CFL_Ltg | 0.47912 | 4.0246e-05 | -3.9853 | SWWH006-08 | 36.6927 | 2022 | 22.7238 | 2022 | 0 | 0 | SWWH006-08 | Com Small Gas Water Heaters - ZEAS 2030 - Marine ¦ SDG&E ¦ Marine | Com Small Gas Water Heaters - ZEAS 2030 - Marine | 0.22621 | 0.546 | 0.025 | CBSA 2019 | 2.9835 | 2032 | 1 | SWWH006-08
COM-WATERHEAT-FS-12-ZEAS.81 | Com ¦ Com Efficient Tankless Gas Water Heater (0.87 UEF - High Draw) - ZEAS 2030 - Marine ¦ SDG&E ¦ Marine | Com ¦ Com Efficient Tankless Gas Water Heater (0.87 UEF - High Draw) - ZEAS 2030 - Marine | SDG&E ¦ Marine | SDG&E | All | Electric & Gas | Tankless Gas WH (0.87 UEF - High Draw) | Efficient |  | 2030 | 1 | Conventional | WaterHeat | Com - Restaurant | Com | ROB and NEW | 0 | 1000 sqft2 of floor space | 1000 sqft served | 20 | DEER:Indoor_CFL_Ltg | 20.6907 | 0.0040168 | -196.6439 | SWWH006-08 | 3437.5372 | 2022 | 2128.8682 | 2022 | 0 | 0 | SWWH006-08 | Com Small Gas Water Heaters - ZEAS 2030 - Marine ¦ SDG&E ¦ Marine | Com Small Gas Water Heaters - ZEAS 2030 - Marine | 0.79319 | 0.546 | 0.025 | CBSA 2019 | 147.3585 | 2032 | 1 | SWWH006-08
COM-WATERHEAT-FS-12-ZEAS.82 | Com ¦ Com Efficient Tankless Gas Water Heater (0.87 UEF - High Draw) - ZEAS 2030 - Marine ¦ SDG&E ¦ Marine | Com ¦ Com Efficient Tankless Gas Water Heater (0.87 UEF - High Draw) - ZEAS 2030 - Marine | SDG&E ¦ Marine | SDG&E | All | Electric & Gas | Tankless Gas WH (0.87 UEF - High Draw) | Efficient |  | 2030 | 1 | Conventional | WaterHeat | Com - Retail | Com | ROB and NEW | 0 | 1000 sqft2 of floor space | 1000 sqft served | 20 | DEER:Indoor_CFL_Ltg | 0.30549 | 4.7888e-05 | -2.8822 | SWWH006-08 | 49.151 | 2022 | 30.4392 | 2022 | 0 | 0 | SWWH006-08 | Com Small Gas Water Heaters - ZEAS 2030 - Marine ¦ SDG&E ¦ Marine | Com Small Gas Water Heaters - ZEAS 2030 - Marine | 0.40063 | 0.546 | 0.025 | CBSA 2019 | 14.134 | 2032 | 1 | SWWH006-08
COM-WATERHEAT-FS-12-ZEAS.83 | Com ¦ Com Efficient Tankless Gas Water Heater (0.87 UEF - High Draw) - ZEAS 2030 - Marine ¦ SDG&E ¦ Marine | Com ¦ Com Efficient Tankless Gas Water Heater (0.87 UEF - High Draw) - ZEAS 2030 - Marine | SDG&E ¦ Marine | SDG&E | All | Electric & Gas | Tankless Gas WH (0.87 UEF - High Draw) | Efficient |  | 2030 | 1 | Conventional | WaterHeat | Com - School | Com | ROB and NEW | 0 | 1000 sqft2 of floor space | 1000 sqft served | 20 | DEER:Indoor_CFL_Ltg | 1.6484 | 0.00010899 | -17.3508 | SWWH006-08 | 404.875 | 2022 | 250.7392 | 2022 | 0 | 0 | SWWH006-08 | Com Small Gas Water Heaters - ZEAS 2030 - Marine ¦ SDG&E ¦ Marine | Com Small Gas Water Heaters - ZEAS 2030 - Marine | 0.76922 | 0.546 | 0.025 | CBSA 2019 | 39.3706 | 2032 | 1 | SWWH006-08
COM-WATERHEAT-FS-12-ZEAS.84 | Com ¦ Com Efficient Tankless Gas Water Heater (0.87 UEF - High Draw) - ZEAS 2030 - Marine ¦ SDG&E ¦ Marine | Com ¦ Com Efficient Tankless Gas Water Heater (0.87 UEF - High Draw) - ZEAS 2030 - Marine | SDG&E ¦ Marine | SDG&E | All | Electric & Gas | Tankless Gas WH (0.87 UEF - High Draw) | Efficient |  | 2030 | 1 | Conventional | WaterHeat | Com - Warehouse | Com | ROB and NEW | 0 | 1000 sqft2 of floor space | 1000 sqft served | 20 | DEER:Indoor_CFL_Ltg | 0.049238 | 1.6511e-06 | -0.457 | SWWH006-08 | 7.3385 | 2022 | 4.5448 | 2022 | 0 | 0 | SWWH006-08 | Com Small Gas Water Heaters - ZEAS 2030 - Marine ¦ SDG&E ¦ Marine | Com Small Gas Water Heaters - ZEAS 2030 - Marine | 0.1976 | 0.546 | 0.025 | CBSA 2019 | 1.9117 | 2032 | 1 | SWWH006-08
COM-WATERHEAT-FS-12-ZEAS.85 | Com ¦ Com Efficient Tankless Gas Water Heater (0.87 UEF - High Draw) - ZEAS 2030 - Hot-Dry ¦ SDG&E ¦ Hot-Dry | Com ¦ Com Efficient Tankless Gas Water Heater (0.87 UEF - High Draw) - ZEAS 2030 - Hot-Dry | SDG&E ¦ Hot-Dry | SDG&E | All | Electric & Gas | Tankless Gas WH (0.87 UEF - High Draw) | Efficient |  | 2030 | 1 | Conventional | WaterHeat | Com - College | Com | ROB and NEW | 0 | 1000 sqft2 of floor space | 1000 sqft served | 20 | DEER:Indoor_CFL_Ltg | 0.82343 | 0.0002131 | -7.7034 | SWWH006-08 | 127.5045 | 2022 | 78.9636 | 2022 | 0 | 0 | SWWH006-08 | Com Small Gas Water Heaters - ZEAS 2030 - Hot-Dry ¦ SDG&E ¦ Hot-Dry | Com Small Gas Water Heaters - ZEAS 2030 - Hot-Dry | 0.74815 | 0.546 | 0.025 | CBSA 2019 | 25.3485 | 2032 | 1 | SWWH006-08
COM-WATERHEAT-FS-12-ZEAS.86 | Com ¦ Com Efficient Tankless Gas Water Heater (0.87 UEF - High Draw) - ZEAS 2030 - Hot-Dry ¦ SDG&E ¦ Hot-Dry | Com ¦ Com Efficient Tankless Gas Water Heater (0.87 UEF - High Draw) - ZEAS 2030 - Hot-Dry | SDG&E ¦ Hot-Dry | SDG&E | All | Electric & Gas | Tankless Gas WH (0.87 UEF - High Draw) | Efficient |  | 2030 | 1 | Conventional | WaterHeat | Com - Grocery | Com | ROB and NEW | 0 | 1000 sqft2 of floor space | 1000 sqft served | 20 | DEER:Indoor_CFL_Ltg | 0 | 0 | 0 | SWWH006-08 | 101.241 | 2022 | 61.7409 | 2022 | 0 | 0 | SWWH006-08 | Com Small Gas Water Heaters - ZEAS 2030 - Hot-Dry ¦ SDG&E ¦ Hot-Dry | Com Small Gas Water Heaters - ZEAS 2030 - Hot-Dry | 0.59609 | 0.546 | 0.025 | CBSA 2019 | 0 | 2032 | 1 | SWWH006-08
COM-WATERHEAT-FS-12-ZEAS.87 | Com ¦ Com Efficient Tankless Gas Water Heater (0.87 UEF - High Draw) - ZEAS 2030 - Hot-Dry ¦ SDG&E ¦ Hot-Dry | Com ¦ Com Efficient Tankless Gas Water Heater (0.87 UEF - High Draw) - ZEAS 2030 - Hot-Dry | SDG&E ¦ Hot-Dry | SDG&E | All | Electric & Gas | Tankless Gas WH (0.87 UEF - High Draw) | Efficient |  | 2030 | 1 | Conventional | WaterHeat | Com - Health | Com | ROB and NEW | 0 | 1000 sqft2 of floor space | 1000 sqft served | 20 | DEER:Indoor_CFL_Ltg | 2.3804 | 0.00028156 | -19.9046 | SWWH006-08 | 193.1273 | 2022 | 119.6038 | 2022 | 0 | 0 | SWWH006-08 | Com Small Gas Water Heaters - ZEAS 2030 - Hot-Dry ¦ SDG&E ¦ Hot-Dry | Com Small Gas Water Heaters - ZEAS 2030 - Hot-Dry | 0.52611 | 0.546 | 0.025 | CBSA 2019 | 56.0663 | 2032 | 1 | SWWH006-08
COM-WATERHEAT-FS-12-ZEAS.88 | Com ¦ Com Efficient Tankless Gas Water Heater (0.87 UEF - High Draw) - ZEAS 2030 - Hot-Dry ¦ SDG&E ¦ Hot-Dry | Com ¦ Com Efficient Tankless Gas Water Heater (0.87 UEF - High Draw) - ZEAS 2030 - Hot-Dry | SDG&E ¦ Hot-Dry | SDG&E | All | Electric & Gas | Tankless Gas WH (0.87 UEF - High Draw) | Efficient |  | 2030 | 1 | Conventional | WaterHeat | Com - Lodging | Com | ROB and NEW | 0 | 1000 sqft2 of floor space | 1000 sqft served | 20 | DEER:Indoor_CFL_Ltg | 1.8267 | 0.00022732 | -14.9076 | SWWH006-08 | 121.5174 | 2022 | 75.2557 | 2022 | 0 | 0 | SWWH006-08 | Com Small Gas Water Heaters - ZEAS 2030 - Hot-Dry ¦ SDG&E ¦ Hot-Dry | Com Small Gas Water Heaters - ZEAS 2030 - Hot-Dry | 0.73871 | 0.546 | 0.025 | CBSA 2019 | 146.9742 | 2032 | 1 | SWWH006-08
COM-WATERHEAT-FS-12-ZEAS.89 | Com ¦ Com Efficient Tankless Gas Water Heater (0.87 UEF - High Draw) - ZEAS 2030 - Hot-Dry ¦ SDG&E ¦ Hot-Dry | Com ¦ Com Efficient Tankless Gas Water Heater (0.87 UEF - High Draw) - ZEAS 2030 - Hot-Dry | SDG&E ¦ Hot-Dry | SDG&E | All | Electric & Gas | Tankless Gas WH (0.87 UEF - High Draw) | Efficient |  | 2030 | 1 | Conventional | WaterHeat | Com - Office (Large) | Com | ROB and NEW | 0 | 1000 sqft2 of floor space | 1000 sqft served | 20 | DEER:Indoor_CFL_Ltg | 0.23114 | 1.1531e-05 | -2.2051 | SWWH006-08 | 39.6763 | 2022 | 24.5716 | 2022 | 0 | 0 | SWWH006-08 | Com Small Gas Water Heaters - ZEAS 2030 - Hot-Dry ¦ SDG&E ¦ Hot-Dry | Com Small Gas Water Heaters - ZEAS 2030 - Hot-Dry | 0.46177 | 0.546 | 0.025 | CBSA 2019 | 9.8796 | 2032 | 1 | SWWH006-08
COM-WATERHEAT-FS-12-ZEAS.90 | Com ¦ Com Efficient Tankless Gas Water Heater (0.87 UEF - High Draw) - ZEAS 2030 - Hot-Dry ¦ SDG&E ¦ Hot-Dry | Com ¦ Com Efficient Tankless Gas Water Heater (0.87 UEF - High Draw) - ZEAS 2030 - Hot-Dry | SDG&E ¦ Hot-Dry | SDG&E | All | Electric & Gas | Tankless Gas WH (0.87 UEF - High Draw) | Efficient |  | 2030 | 1 | Conventional | WaterHeat | Com - Office (Small) | Com | ROB and NEW | 0 | 1000 sqft2 of floor space | 1000 sqft served | 20 | DEER:Indoor_CFL_Ltg | 0.21148 | 1.7801e-06 | -2.0617 | SWWH006-08 | 39.6763 | 2022 | 24.5716 | 2022 | 0 | 0 | SWWH006-08 | Com Small Gas Water Heaters - ZEAS 2030 - Hot-Dry ¦ SDG&E ¦ Hot-Dry | Com Small Gas Water Heaters - ZEAS 2030 - Hot-Dry | 0.46177 | 0.546 | 0.025 | CBSA 2019 | 4.0718 | 2032 | 1 | SWWH006-08
COM-WATERHEAT-FS-12-ZEAS.91 | Com ¦ Com Efficient Tankless Gas Water Heater (0.87 UEF - High Draw) - ZEAS 2030 - Hot-Dry ¦ SDG&E ¦ Hot-Dry | Com ¦ Com Efficient Tankless Gas Water Heater (0.87 UEF - High Draw) - ZEAS 2030 - Hot-Dry | SDG&E ¦ Hot-Dry | SDG&E | All | Electric & Gas | Tankless Gas WH (0.87 UEF - High Draw) | Efficient |  | 2030 | 1 | Conventional | WaterHeat | Com - Other | Com | ROB and NEW | 0 | 1000 sqft2 of floor space | 1000 sqft served | 20 | DEER:Indoor_CFL_Ltg | 2.7379 | 0.00042057 | -24.2584 | SWWH006-08 | 328.145 | 2022 | 203.2203 | 2022 | 0 | 0 | SWWH006-08 | Com Small Gas Water Heaters - ZEAS 2030 - Hot-Dry ¦ SDG&E ¦ Hot-Dry | Com Small Gas Water Heaters - ZEAS 2030 - Hot-Dry | 0.5433 | 0.546 | 0.025 | CBSA 2019 | 109.5884 | 2032 | 1 | SWWH006-08
COM-WATERHEAT-FS-12-ZEAS.92 | Com ¦ Com Efficient Tankless Gas Water Heater (0.87 UEF - High Draw) - ZEAS 2030 - Hot-Dry ¦ SDG&E ¦ Hot-Dry | Com ¦ Com Efficient Tankless Gas Water Heater (0.87 UEF - High Draw) - ZEAS 2030 - Hot-Dry | SDG&E ¦ Hot-Dry | SDG&E | All | Electric & Gas | Tankless Gas WH (0.87 UEF - High Draw) | Efficient |  | 2030 | 1 | Conventional | WaterHeat | Com - Refrig. Warehouse | Com | ROB and NEW | 0 | 1000 sqft2 of floor space | 1000 sqft served | 20 | DEER:Indoor_CFL_Ltg | 0.23956 | 2e-05 | -1.9877 | SWWH006-08 | 18.3463 | 2022 | 11.3619 | 2022 | 0 | 0 | SWWH006-08 | Com Small Gas Water Heaters - ZEAS 2030 - Hot-Dry ¦ SDG&E ¦ Hot-Dry | Com Small Gas Water Heaters - ZEAS 2030 - Hot-Dry | 0.22621 | 0.546 | 0.025 | CBSA 2019 | 1.4881 | 2032 | 1 | SWWH006-08
COM-WATERHEAT-FS-12-ZEAS.93 | Com ¦ Com Efficient Tankless Gas Water Heater (0.87 UEF - High Draw) - ZEAS 2030 - Hot-Dry ¦ SDG&E ¦ Hot-Dry | Com ¦ Com Efficient Tankless Gas Water Heater (0.87 UEF - High Draw) - ZEAS 2030 - Hot-Dry | SDG&E ¦ Hot-Dry | SDG&E | All | Electric & Gas | Tankless Gas WH (0.87 UEF - High Draw) | Efficient |  | 2030 | 1 | Conventional | WaterHeat | Com - Restaurant | Com | ROB and NEW | 0 | 1000 sqft2 of floor space | 1000 sqft served | 20 | DEER:Indoor_CFL_Ltg | 10.3013 | 0.0019971 | -98.1121 | SWWH006-08 | 1718.7686 | 2022 | 1064.4341 | 2022 | 0 | 0 | SWWH006-08 | Com Small Gas Water Heaters - ZEAS 2030 - Hot-Dry ¦ SDG&E ¦ Hot-Dry | Com Small Gas Water Heaters - ZEAS 2030 - Hot-Dry | 0.79319 | 0.546 | 0.025 | CBSA 2019 | 73.5224 | 2032 | 1 | SWWH006-08
COM-WATERHEAT-FS-12-ZEAS.94 | Com ¦ Com Efficient Tankless Gas Water Heater (0.87 UEF - High Draw) - ZEAS 2030 - Hot-Dry ¦ SDG&E ¦ Hot-Dry | Com ¦ Com Efficient Tankless Gas Water Heater (0.87 UEF - High Draw) - ZEAS 2030 - Hot-Dry | SDG&E ¦ Hot-Dry | SDG&E | All | Electric & Gas | Tankless Gas WH (0.87 UEF - High Draw) | Efficient |  | 2030 | 1 | Conventional | WaterHeat | Com - Retail | Com | ROB and NEW | 0 | 1000 sqft2 of floor space | 1000 sqft served | 20 | DEER:Indoor_CFL_Ltg | 0.15242 | 2.3839e-05 | -1.4408 | SWWH006-08 | 24.5755 | 2022 | 15.2196 | 2022 | 0 | 0 | SWWH006-08 | Com Small Gas Water Heaters - ZEAS 2030 - Hot-Dry ¦ SDG&E ¦ Hot-Dry | Com Small Gas Water Heaters - ZEAS 2030 - Hot-Dry | 0.40063 | 0.546 | 0.025 | CBSA 2019 | 7.0657 | 2032 | 1 | SWWH006-08
COM-WATERHEAT-FS-12-ZEAS.95 | Com ¦ Com Efficient Tankless Gas Water Heater (0.87 UEF - High Draw) - ZEAS 2030 - Hot-Dry ¦ SDG&E ¦ Hot-Dry | Com ¦ Com Efficient Tankless Gas Water Heater (0.87 UEF - High Draw) - ZEAS 2030 - Hot-Dry | SDG&E ¦ Hot-Dry | SDG&E | All | Electric & Gas | Tankless Gas WH (0.87 UEF - High Draw) | Efficient |  | 2030 | 1 | Conventional | WaterHeat | Com - School | Com | ROB and NEW | 0 | 1000 sqft2 of floor space | 1000 sqft served | 20 | DEER:Indoor_CFL_Ltg | 0.81876 | 5.4493e-05 | -8.6483 | SWWH006-08 | 202.4375 | 2022 | 125.3696 | 2022 | 0 | 0 | SWWH006-08 | Com Small Gas Water Heaters - ZEAS 2030 - Hot-Dry ¦ SDG&E ¦ Hot-Dry | Com Small Gas Water Heaters - ZEAS 2030 - Hot-Dry | 0.76922 | 0.546 | 0.025 | CBSA 2019 | 19.6243 | 2032 | 1 | SWWH006-08
COM-WATERHEAT-FS-12-ZEAS.96 | Com ¦ Com Efficient Tankless Gas Water Heater (0.87 UEF - High Draw) - ZEAS 2030 - Hot-Dry ¦ SDG&E ¦ Hot-Dry | Com ¦ Com Efficient Tankless Gas Water Heater (0.87 UEF - High Draw) - ZEAS 2030 - Hot-Dry | SDG&E ¦ Hot-Dry | SDG&E | All | Electric & Gas | Tankless Gas WH (0.87 UEF - High Draw) | Efficient |  | 2030 | 1 | Conventional | WaterHeat | Com - Warehouse | Com | ROB and NEW | 0 | 1000 sqft2 of floor space | 1000 sqft served | 20 | DEER:Indoor_CFL_Ltg | 0.02457 | 8.2064e-07 | -0.2285 | SWWH006-08 | 3.6693 | 2022 | 2.2724 | 2022 | 0 | 0 | SWWH006-08 | Com Small Gas Water Heaters - ZEAS 2030 - Hot-Dry ¦ SDG&E ¦ Hot-Dry | Com Small Gas Water Heaters - ZEAS 2030 - Hot-Dry | 0.1976 | 0.546 | 0.025 | CBSA 2019 | 0.95588 | 2032 | 1 | SWWH006-08
COM-WATERHEAT-FS-13-ZEAS.1 | Com ¦ Com Heat Pump Water Heater (3.30 UEF - 50 Gal) - Fuel Sub - ZEAS 2030 - Marine ¦ PG&E ¦ Marine | Com ¦ Com Heat Pump Water Heater (3.30 UEF - 50 Gal) - Fuel Sub - ZEAS 2030 - Marine | PG&E ¦ Marine | PG&E | All | Electric & Gas | HPWH (3.30 UEF - 50 Gal) | Efficient |  |  | 1 | Conventional | WaterHeat | Com - College | Com | ROB Only | 1 | 1000 sqft2 of floor space | 1000 sqft served | 13 | DEER:Indoor_CFL_Ltg | 642.6546 | 0 | -67.0699 | SWWH027-05 | 183.7249 | 2024 | 102.5529 | 2024 | 0 | -19.7458 | SWWH027-05 | Com Small Gas Water Heaters - ZEAS 2030 - Marine ¦ PG&E ¦ Marine | Com Small Gas Water Heaters - ZEAS 2030 - Marine | 0.74815 | 0.546 | 0 | CBSA 2019 | 172.7212 | 2032 | 1 | SWWH027-05
COM-WATERHEAT-FS-13-ZEAS.2 | Com ¦ Com Heat Pump Water Heater (3.30 UEF - 50 Gal) - Fuel Sub - ZEAS 2030 - Marine ¦ PG&E ¦ Marine | Com ¦ Com Heat Pump Water Heater (3.30 UEF - 50 Gal) - Fuel Sub - ZEAS 2030 - Marine | PG&E ¦ Marine | PG&E | All | Electric & Gas | HPWH (3.30 UEF - 50 Gal) | Efficient |  |  | 1 | Conventional | WaterHeat | Com - Grocery | Com | ROB Only | 1 | 1000 sqft2 of floor space | 1000 sqft served | 13 | DEER:Indoor_CFL_Ltg | 0 | 0 | 0 | SWWH027-05 | 101.241 | 2024 | 61.7409 | 2024 | 0 | -16.3851 | SWWH027-05 | Com Small Gas Water Heaters - ZEAS 2030 - Marine ¦ PG&E ¦ Marine | Com Small Gas Water Heaters - ZEAS 2030 - Marine | 0.59609 | 0.546 | 0 | CBSA 2019 | 0 | 2032 | 1 | SWWH027-05
COM-WATERHEAT-FS-13-ZEAS.3 | Com ¦ Com Heat Pump Water Heater (3.30 UEF - 50 Gal) - Fuel Sub - ZEAS 2030 - Marine ¦ PG&E ¦ Marine | Com ¦ Com Heat Pump Water Heater (3.30 UEF - 50 Gal) - Fuel Sub - ZEAS 2030 - Marine | PG&E ¦ Marine | PG&E | All | Electric & Gas | HPWH (3.30 UEF - 50 Gal) | Efficient |  |  | 1 | Conventional | WaterHeat | Com - Health | Com | ROB Only | 1 | 1000 sqft2 of floor space | 1000 sqft served | 13 | DEER:Indoor_CFL_Ltg | 1794.435 | 0 | -189.4886 | SWWH027-05 | 278.2827 | 2024 | 155.3338 | 2024 | 0 | -29.9084 | SWWH027-05 | Com Small Gas Water Heaters - ZEAS 2030 - Marine ¦ PG&E ¦ Marine | Com Small Gas Water Heaters - ZEAS 2030 - Marine | 0.52611 | 0.546 | 0 | CBSA 2019 | 417.8042 | 2032 | 1 | SWWH027-05
COM-WATERHEAT-FS-13-ZEAS.4 | Com ¦ Com Heat Pump Water Heater (3.30 UEF - 50 Gal) - Fuel Sub - ZEAS 2030 - Marine ¦ PG&E ¦ Marine | Com ¦ Com Heat Pump Water Heater (3.30 UEF - 50 Gal) - Fuel Sub - ZEAS 2030 - Marine | PG&E ¦ Marine | PG&E | All | Electric & Gas | HPWH (3.30 UEF - 50 Gal) | Efficient |  |  | 1 | Conventional | WaterHeat | Com - Lodging | Com | ROB Only | 1 | 1000 sqft2 of floor space | 1000 sqft served | 13 | DEER:Indoor_CFL_Ltg | 1404.8776 | 0 | -145.1426 | SWWH027-05 | 175.0978 | 2024 | 97.7373 | 2024 | 0 | -18.8186 | SWWH027-05 | Com Small Gas Water Heaters - ZEAS 2030 - Marine ¦ PG&E ¦ Marine | Com Small Gas Water Heaters - ZEAS 2030 - Marine | 0.73871 | 0.546 | 0 | CBSA 2019 | 1212.2447 | 2032 | 1 | SWWH027-05
COM-WATERHEAT-FS-13-ZEAS.5 | Com ¦ Com Heat Pump Water Heater (3.30 UEF - 50 Gal) - Fuel Sub - ZEAS 2030 - Marine ¦ PG&E ¦ Marine | Com ¦ Com Heat Pump Water Heater (3.30 UEF - 50 Gal) - Fuel Sub - ZEAS 2030 - Marine | PG&E ¦ Marine | PG&E | All | Electric & Gas | HPWH (3.30 UEF - 50 Gal) | Efficient |  |  | 1 | Conventional | WaterHeat | Com - Office (Large) | Com | ROB Only | 1 | 1000 sqft2 of floor space | 1000 sqft served | 13 | DEER:Indoor_CFL_Ltg | 179.1509 | 0 | -18.8775 | SWWH027-05 | 57.1708 | 2024 | 31.912 | 2024 | 0 | -6.1444 | SWWH027-05 | Com Small Gas Water Heaters - ZEAS 2030 - Marine ¦ PG&E ¦ Marine | Com Small Gas Water Heaters - ZEAS 2030 - Marine | 0.46177 | 0.546 | 0 | CBSA 2019 | 66.9561 | 2032 | 1 | SWWH027-05
COM-WATERHEAT-FS-13-ZEAS.6 | Com ¦ Com Heat Pump Water Heater (3.30 UEF - 50 Gal) - Fuel Sub - ZEAS 2030 - Marine ¦ PG&E ¦ Marine | Com ¦ Com Heat Pump Water Heater (3.30 UEF - 50 Gal) - Fuel Sub - ZEAS 2030 - Marine | PG&E ¦ Marine | PG&E | All | Electric & Gas | HPWH (3.30 UEF - 50 Gal) | Efficient |  |  | 1 | Conventional | WaterHeat | Com - Office (Small) | Com | ROB Only | 1 | 1000 sqft2 of floor space | 1000 sqft served | 13 | DEER:Indoor_CFL_Ltg | 166.3808 | 0 | -17.4709 | SWWH027-05 | 57.1708 | 2024 | 31.912 | 2024 | 0 | -6.1444 | SWWH027-05 | Com Small Gas Water Heaters - ZEAS 2030 - Marine ¦ PG&E ¦ Marine | Com Small Gas Water Heaters - ZEAS 2030 - Marine | 0.46177 | 0.546 | 0 | CBSA 2019 | 26.9585 | 2032 | 1 | SWWH027-05
COM-WATERHEAT-FS-13-ZEAS.7 | Com ¦ Com Heat Pump Water Heater (3.30 UEF - 50 Gal) - Fuel Sub - ZEAS 2030 - Marine ¦ PG&E ¦ Marine | Com ¦ Com Heat Pump Water Heater (3.30 UEF - 50 Gal) - Fuel Sub - ZEAS 2030 - Marine | PG&E ¦ Marine | PG&E | All | Electric & Gas | HPWH (3.30 UEF - 50 Gal) | Efficient |  |  | 1 | Conventional | WaterHeat | Com - Other | Com | ROB Only | 1 | 1000 sqft2 of floor space | 1000 sqft served | 13 | DEER:Indoor_CFL_Ltg | 2142.9192 | 0 | -220.4145 | SWWH027-05 | 472.8336 | 2024 | 263.9296 | 2024 | 0 | -50.8178 | SWWH027-05 | Com Small Gas Water Heaters - ZEAS 2030 - Marine ¦ PG&E ¦ Marine | Com Small Gas Water Heaters - ZEAS 2030 - Marine | 0.5433 | 0.546 | 0 | CBSA 2019 | 761.8486 | 2032 | 1 | SWWH027-05
COM-WATERHEAT-FS-13-ZEAS.8 | Com ¦ Com Heat Pump Water Heater (3.30 UEF - 50 Gal) - Fuel Sub - ZEAS 2030 - Marine ¦ PG&E ¦ Marine | Com ¦ Com Heat Pump Water Heater (3.30 UEF - 50 Gal) - Fuel Sub - ZEAS 2030 - Marine | PG&E ¦ Marine | PG&E | All | Electric & Gas | HPWH (3.30 UEF - 50 Gal) | Efficient |  |  | 1 | Conventional | WaterHeat | Com - Refrig. Warehouse | Com | ROB Only | 1 | 1000 sqft2 of floor space | 1000 sqft served | 13 | DEER:Indoor_CFL_Ltg | 178.0019 | 0 | -18.9983 | SWWH027-05 | 26.4358 | 2024 | 14.7561 | 2024 | 0 | -2.8412 | SWWH027-05 | Com Small Gas Water Heaters - ZEAS 2030 - Marine ¦ PG&E ¦ Marine | Com Small Gas Water Heaters - ZEAS 2030 - Marine | 0.22621 | 0.546 | 0 | CBSA 2019 | 11.0831 | 2032 | 1 | SWWH027-05
COM-WATERHEAT-FS-13-ZEAS.9 | Com ¦ Com Heat Pump Water Heater (3.30 UEF - 50 Gal) - Fuel Sub - ZEAS 2030 - Marine ¦ PG&E ¦ Marine | Com ¦ Com Heat Pump Water Heater (3.30 UEF - 50 Gal) - Fuel Sub - ZEAS 2030 - Marine | PG&E ¦ Marine | PG&E | All | Electric & Gas | HPWH (3.30 UEF - 50 Gal) | Efficient |  |  | 1 | Conventional | WaterHeat | Com - Restaurant | Com | ROB Only | 1 | 1000 sqft2 of floor space | 1000 sqft served | 13 | DEER:Indoor_CFL_Ltg | 7787.1316 | 0 | -845.4464 | SWWH027-05 | 2476.623 | 2024 | 1382.4189 | 2024 | 0 | -266.1751 | SWWH027-05 | Com Small Gas Water Heaters - ZEAS 2030 - Marine ¦ PG&E ¦ Marine | Com Small Gas Water Heaters - ZEAS 2030 - Marine | 0.79319 | 0.546 | 0 | CBSA 2019 | 496.7453 | 2032 | 1 | SWWH027-05
COM-WATERHEAT-FS-13-ZEAS.10 | Com ¦ Com Heat Pump Water Heater (3.30 UEF - 50 Gal) - Fuel Sub - ZEAS 2030 - Marine ¦ PG&E ¦ Marine | Com ¦ Com Heat Pump Water Heater (3.30 UEF - 50 Gal) - Fuel Sub - ZEAS 2030 - Marine | PG&E ¦ Marine | PG&E | All | Electric & Gas | HPWH (3.30 UEF - 50 Gal) | Efficient |  |  | 1 | Conventional | WaterHeat | Com - Retail | Com | ROB Only | 1 | 1000 sqft2 of floor space | 1000 sqft served | 13 | DEER:Indoor_CFL_Ltg | 121.0132 | 0 | -12.4564 | SWWH027-05 | 35.4115 | 2024 | 19.7663 | 2024 | 0 | -3.8059 | SWWH027-05 | Com Small Gas Water Heaters - ZEAS 2030 - Marine ¦ PG&E ¦ Marine | Com Small Gas Water Heaters - ZEAS 2030 - Marine | 0.40063 | 0.546 | 0 | CBSA 2019 | 19.0345 | 2032 | 1 | SWWH027-05
COM-WATERHEAT-FS-13-ZEAS.11 | Com ¦ Com Heat Pump Water Heater (3.30 UEF - 50 Gal) - Fuel Sub - ZEAS 2030 - Marine ¦ PG&E ¦ Marine | Com ¦ Com Heat Pump Water Heater (3.30 UEF - 50 Gal) - Fuel Sub - ZEAS 2030 - Marine | PG&E ¦ Marine | PG&E | All | Electric & Gas | HPWH (3.30 UEF - 50 Gal) | Efficient |  |  | 1 | Conventional | WaterHeat | Com - School | Com | ROB Only | 1 | 1000 sqft2 of floor space | 1000 sqft served | 13 | DEER:Indoor_CFL_Ltg | 640.0696 | 0 | -68.9729 | SWWH027-05 | 291.698 | 2024 | 162.822 | 2024 | 0 | -31.3502 | SWWH027-05 | Com Small Gas Water Heaters - ZEAS 2030 - Marine ¦ PG&E ¦ Marine | Com Small Gas Water Heaters - ZEAS 2030 - Marine | 0.76922 | 0.546 | 0 | CBSA 2019 | 52.2002 | 2032 | 1 | SWWH027-05
COM-WATERHEAT-FS-13-ZEAS.12 | Com ¦ Com Heat Pump Water Heater (3.30 UEF - 50 Gal) - Fuel Sub - ZEAS 2030 - Marine ¦ PG&E ¦ Marine | Com ¦ Com Heat Pump Water Heater (3.30 UEF - 50 Gal) - Fuel Sub - ZEAS 2030 - Marine | PG&E ¦ Marine | PG&E | All | Electric & Gas | HPWH (3.30 UEF - 50 Gal) | Efficient |  |  | 1 | Conventional | WaterHeat | Com - Warehouse | Com | ROB Only | 1 | 1000 sqft2 of floor space | 1000 sqft served | 13 | DEER:Indoor_CFL_Ltg | 19.5118 | 0 | -2.0025 | SWWH027-05 | 5.2872 | 2024 | 2.9512 | 2024 | 0 | -0.56824 | SWWH027-05 | Com Small Gas Water Heaters - ZEAS 2030 - Marine ¦ PG&E ¦ Marine | Com Small Gas Water Heaters - ZEAS 2030 - Marine | 0.1976 | 0.546 | 0 | CBSA 2019 | 2.5934 | 2032 | 1 | SWWH027-05
COM-WATERHEAT-FS-13-ZEAS.13 | Com ¦ Com Heat Pump Water Heater (3.30 UEF - 50 Gal) - Fuel Sub - ZEAS 2030 - Hot-Dry ¦ PG&E ¦ Hot-Dry | Com ¦ Com Heat Pump Water Heater (3.30 UEF - 50 Gal) - Fuel Sub - ZEAS 2030 - Hot-Dry | PG&E ¦ Hot-Dry | PG&E | All | Electric & Gas | HPWH (3.30 UEF - 50 Gal) | Efficient |  |  | 1 | Conventional | WaterHeat | Com - College | Com | ROB Only | 1 | 1000 sqft2 of floor space | 1000 sqft served | 13 | DEER:Indoor_CFL_Ltg | 619.9931 | 0 | -64.1714 | SWWH027-05 | 183.7249 | 2024 | 102.5529 | 2024 | 0 | -19.7458 | SWWH027-05 | Com Small Gas Water Heaters - ZEAS 2030 - Hot-Dry ¦ PG&E ¦ Hot-Dry | Com Small Gas Water Heaters - ZEAS 2030 - Hot-Dry | 0.74815 | 0.546 | 0 | CBSA 2019 | 164.8709 | 2032 | 1 | SWWH027-05
COM-WATERHEAT-FS-13-ZEAS.14 | Com ¦ Com Heat Pump Water Heater (3.30 UEF - 50 Gal) - Fuel Sub - ZEAS 2030 - Hot-Dry ¦ PG&E ¦ Hot-Dry | Com ¦ Com Heat Pump Water Heater (3.30 UEF - 50 Gal) - Fuel Sub - ZEAS 2030 - Hot-Dry | PG&E ¦ Hot-Dry | PG&E | All | Electric & Gas | HPWH (3.30 UEF - 50 Gal) | Efficient |  |  | 1 | Conventional | WaterHeat | Com - Grocery | Com | ROB Only | 1 | 1000 sqft2 of floor space | 1000 sqft served | 13 | DEER:Indoor_CFL_Ltg | 0 | 0 | 0 | SWWH027-05 | 101.241 | 2024 | 61.7409 | 2024 | 0 | -16.3851 | SWWH027-05 | Com Small Gas Water Heaters - ZEAS 2030 - Hot-Dry ¦ PG&E ¦ Hot-Dry | Com Small Gas Water Heaters - ZEAS 2030 - Hot-Dry | 0.59609 | 0.546 | 0 | CBSA 2019 | 0 | 2032 | 1 | SWWH027-05
COM-WATERHEAT-FS-13-ZEAS.15 | Com ¦ Com Heat Pump Water Heater (3.30 UEF - 50 Gal) - Fuel Sub - ZEAS 2030 - Hot-Dry ¦ PG&E ¦ Hot-Dry | Com ¦ Com Heat Pump Water Heater (3.30 UEF - 50 Gal) - Fuel Sub - ZEAS 2030 - Hot-Dry | PG&E ¦ Hot-Dry | PG&E | All | Electric & Gas | HPWH (3.30 UEF - 50 Gal) | Efficient |  |  | 1 | Conventional | WaterHeat | Com - Health | Com | ROB Only | 1 | 1000 sqft2 of floor space | 1000 sqft served | 13 | DEER:Indoor_CFL_Ltg | 1727.5494 | 0 | -180.4801 | SWWH027-05 | 278.2827 | 2024 | 155.3338 | 2024 | 0 | -29.9084 | SWWH027-05 | Com Small Gas Water Heaters - ZEAS 2030 - Hot-Dry ¦ PG&E ¦ Hot-Dry | Com Small Gas Water Heaters - ZEAS 2030 - Hot-Dry | 0.52611 | 0.546 | 0 | CBSA 2019 | 396.7355 | 2032 | 1 | SWWH027-05
COM-WATERHEAT-FS-13-ZEAS.16 | Com ¦ Com Heat Pump Water Heater (3.30 UEF - 50 Gal) - Fuel Sub - ZEAS 2030 - Hot-Dry ¦ PG&E ¦ Hot-Dry | Com ¦ Com Heat Pump Water Heater (3.30 UEF - 50 Gal) - Fuel Sub - ZEAS 2030 - Hot-Dry | PG&E ¦ Hot-Dry | PG&E | All | Electric & Gas | HPWH (3.30 UEF - 50 Gal) | Efficient |  |  | 1 | Conventional | WaterHeat | Com - Lodging | Com | ROB Only | 1 | 1000 sqft2 of floor space | 1000 sqft served | 13 | DEER:Indoor_CFL_Ltg | 1349.2253 | 0 | -137.894 | SWWH027-05 | 175.0978 | 2024 | 97.7373 | 2024 | 0 | -18.8186 | SWWH027-05 | Com Small Gas Water Heaters - ZEAS 2030 - Hot-Dry ¦ PG&E ¦ Hot-Dry | Com Small Gas Water Heaters - ZEAS 2030 - Hot-Dry | 0.73871 | 0.546 | 0 | CBSA 2019 | 1149.4164 | 2032 | 1 | SWWH027-05
COM-WATERHEAT-FS-13-ZEAS.17 | Com ¦ Com Heat Pump Water Heater (3.30 UEF - 50 Gal) - Fuel Sub - ZEAS 2030 - Hot-Dry ¦ PG&E ¦ Hot-Dry | Com ¦ Com Heat Pump Water Heater (3.30 UEF - 50 Gal) - Fuel Sub - ZEAS 2030 - Hot-Dry | PG&E ¦ Hot-Dry | PG&E | All | Electric & Gas | HPWH (3.30 UEF - 50 Gal) | Efficient |  |  | 1 | Conventional | WaterHeat | Com - Office (Large) | Com | ROB Only | 1 | 1000 sqft2 of floor space | 1000 sqft served | 13 | DEER:Indoor_CFL_Ltg | 173.4136 | 0 | -18.0261 | SWWH027-05 | 57.1708 | 2024 | 31.912 | 2024 | 0 | -6.1444 | SWWH027-05 | Com Small Gas Water Heaters - ZEAS 2030 - Hot-Dry ¦ PG&E ¦ Hot-Dry | Com Small Gas Water Heaters - ZEAS 2030 - Hot-Dry | 0.46177 | 0.546 | 0 | CBSA 2019 | 63.7036 | 2032 | 1 | SWWH027-05
COM-WATERHEAT-FS-13-ZEAS.18 | Com ¦ Com Heat Pump Water Heater (3.30 UEF - 50 Gal) - Fuel Sub - ZEAS 2030 - Hot-Dry ¦ PG&E ¦ Hot-Dry | Com ¦ Com Heat Pump Water Heater (3.30 UEF - 50 Gal) - Fuel Sub - ZEAS 2030 - Hot-Dry | PG&E ¦ Hot-Dry | PG&E | All | Electric & Gas | HPWH (3.30 UEF - 50 Gal) | Efficient |  |  | 1 | Conventional | WaterHeat | Com - Office (Small) | Com | ROB Only | 1 | 1000 sqft2 of floor space | 1000 sqft served | 13 | DEER:Indoor_CFL_Ltg | 161.0137 | 0 | -16.6196 | SWWH027-05 | 57.1708 | 2024 | 31.912 | 2024 | 0 | -6.1444 | SWWH027-05 | Com Small Gas Water Heaters - ZEAS 2030 - Hot-Dry ¦ PG&E ¦ Hot-Dry | Com Small Gas Water Heaters - ZEAS 2030 - Hot-Dry | 0.46177 | 0.546 | 0 | CBSA 2019 | 25.5192 | 2032 | 1 | SWWH027-05
COM-WATERHEAT-FS-13-ZEAS.19 | Com ¦ Com Heat Pump Water Heater (3.30 UEF - 50 Gal) - Fuel Sub - ZEAS 2030 - Hot-Dry ¦ PG&E ¦ Hot-Dry | Com ¦ Com Heat Pump Water Heater (3.30 UEF - 50 Gal) - Fuel Sub - ZEAS 2030 - Hot-Dry | PG&E ¦ Hot-Dry | PG&E | All | Electric & Gas | HPWH (3.30 UEF - 50 Gal) | Efficient |  |  | 1 | Conventional | WaterHeat | Com - Other | Com | ROB Only | 1 | 1000 sqft2 of floor space | 1000 sqft served | 13 | DEER:Indoor_CFL_Ltg | 2081.6929 | 0 | -209.6999 | SWWH027-05 | 472.8336 | 2024 | 263.9296 | 2024 | 0 | -50.8178 | SWWH027-05 | Com Small Gas Water Heaters - ZEAS 2030 - Hot-Dry ¦ PG&E ¦ Hot-Dry | Com Small Gas Water Heaters - ZEAS 2030 - Hot-Dry | 0.5433 | 0.546 | 0 | CBSA 2019 | 720.0723 | 2032 | 1 | SWWH027-05
COM-WATERHEAT-FS-13-ZEAS.20 | Com ¦ Com Heat Pump Water Heater (3.30 UEF - 50 Gal) - Fuel Sub - ZEAS 2030 - Hot-Dry ¦ PG&E ¦ Hot-Dry | Com ¦ Com Heat Pump Water Heater (3.30 UEF - 50 Gal) - Fuel Sub - ZEAS 2030 - Hot-Dry | PG&E ¦ Hot-Dry | PG&E | All | Electric & Gas | HPWH (3.30 UEF - 50 Gal) | Efficient |  |  | 1 | Conventional | WaterHeat | Com - Refrig. Warehouse | Com | ROB Only | 1 | 1000 sqft2 of floor space | 1000 sqft served | 13 | DEER:Indoor_CFL_Ltg | 172.0115 | 0 | -18.1425 | SWWH027-05 | 26.4358 | 2024 | 14.7561 | 2024 | 0 | -2.8412 | SWWH027-05 | Com Small Gas Water Heaters - ZEAS 2030 - Hot-Dry ¦ PG&E ¦ Hot-Dry | Com Small Gas Water Heaters - ZEAS 2030 - Hot-Dry | 0.22621 | 0.546 | 0 | CBSA 2019 | 10.5477 | 2032 | 1 | SWWH027-05
COM-WATERHEAT-FS-13-ZEAS.21 | Com ¦ Com Heat Pump Water Heater (3.30 UEF - 50 Gal) - Fuel Sub - ZEAS 2030 - Hot-Dry ¦ PG&E ¦ Hot-Dry | Com ¦ Com Heat Pump Water Heater (3.30 UEF - 50 Gal) - Fuel Sub - ZEAS 2030 - Hot-Dry | PG&E ¦ Hot-Dry | PG&E | All | Electric & Gas | HPWH (3.30 UEF - 50 Gal) | Efficient |  |  | 1 | Conventional | WaterHeat | Com - Restaurant | Com | ROB Only | 1 | 1000 sqft2 of floor space | 1000 sqft served | 13 | DEER:Indoor_CFL_Ltg | 7499.924 | 0 | -805.3598 | SWWH027-05 | 2476.623 | 2024 | 1382.4189 | 2024 | 0 | -266.1751 | SWWH027-05 | Com Small Gas Water Heaters - ZEAS 2030 - Hot-Dry ¦ PG&E ¦ Hot-Dry | Com Small Gas Water Heaters - ZEAS 2030 - Hot-Dry | 0.79319 | 0.546 | 0 | CBSA 2019 | 471.7347 | 2032 | 1 | SWWH027-05
COM-WATERHEAT-FS-13-ZEAS.22 | Com ¦ Com Heat Pump Water Heater (3.30 UEF - 50 Gal) - Fuel Sub - ZEAS 2030 - Hot-Dry ¦ PG&E ¦ Hot-Dry | Com ¦ Com Heat Pump Water Heater (3.30 UEF - 50 Gal) - Fuel Sub - ZEAS 2030 - Hot-Dry | PG&E ¦ Hot-Dry | PG&E | All | Electric & Gas | HPWH (3.30 UEF - 50 Gal) | Efficient |  |  | 1 | Conventional | WaterHeat | Com - Retail | Com | ROB Only | 1 | 1000 sqft2 of floor space | 1000 sqft served | 13 | DEER:Indoor_CFL_Ltg | 116.3293 | 0 | -11.8499 | SWWH027-05 | 35.4115 | 2024 | 19.7663 | 2024 | 0 | -3.8059 | SWWH027-05 | Com Small Gas Water Heaters - ZEAS 2030 - Hot-Dry ¦ PG&E ¦ Hot-Dry | Com Small Gas Water Heaters - ZEAS 2030 - Hot-Dry | 0.40063 | 0.546 | 0 | CBSA 2019 | 17.6832 | 2032 | 1 | SWWH027-05
COM-WATERHEAT-FS-13-ZEAS.23 | Com ¦ Com Heat Pump Water Heater (3.30 UEF - 50 Gal) - Fuel Sub - ZEAS 2030 - Hot-Dry ¦ PG&E ¦ Hot-Dry | Com ¦ Com Heat Pump Water Heater (3.30 UEF - 50 Gal) - Fuel Sub - ZEAS 2030 - Hot-Dry | PG&E ¦ Hot-Dry | PG&E | All | Electric & Gas | HPWH (3.30 UEF - 50 Gal) | Efficient |  |  | 1 | Conventional | WaterHeat | Com - School | Com | ROB Only | 1 | 1000 sqft2 of floor space | 1000 sqft served | 13 | DEER:Indoor_CFL_Ltg | 619.7028 | 0 | -66.0592 | SWWH027-05 | 291.698 | 2024 | 162.822 | 2024 | 0 | -31.3502 | SWWH027-05 | Com Small Gas Water Heaters - ZEAS 2030 - Hot-Dry ¦ PG&E ¦ Hot-Dry | Com Small Gas Water Heaters - ZEAS 2030 - Hot-Dry | 0.76922 | 0.546 | 0 | CBSA 2019 | 48.8965 | 2032 | 1 | SWWH027-05
COM-WATERHEAT-FS-13-ZEAS.24 | Com ¦ Com Heat Pump Water Heater (3.30 UEF - 50 Gal) - Fuel Sub - ZEAS 2030 - Hot-Dry ¦ PG&E ¦ Hot-Dry | Com ¦ Com Heat Pump Water Heater (3.30 UEF - 50 Gal) - Fuel Sub - ZEAS 2030 - Hot-Dry | PG&E ¦ Hot-Dry | PG&E | All | Electric & Gas | HPWH (3.30 UEF - 50 Gal) | Efficient |  |  | 1 | Conventional | WaterHeat | Com - Warehouse | Com | ROB Only | 1 | 1000 sqft2 of floor space | 1000 sqft served | 13 | DEER:Indoor_CFL_Ltg | 18.656 | 0 | -1.8998 | SWWH027-05 | 5.2872 | 2024 | 2.9512 | 2024 | 0 | -0.56824 | SWWH027-05 | Com Small Gas Water Heaters - ZEAS 2030 - Hot-Dry ¦ PG&E ¦ Hot-Dry | Com Small Gas Water Heaters - ZEAS 2030 - Hot-Dry | 0.1976 | 0.546 | 0 | CBSA 2019 | 2.417 | 2032 | 1 | SWWH027-05
COM-WATERHEAT-FS-13-ZEAS.25 | Com ¦ Com Heat Pump Water Heater (3.30 UEF - 50 Gal) - Fuel Sub - ZEAS 2030 - Cold ¦ PG&E ¦ Cold | Com ¦ Com Heat Pump Water Heater (3.30 UEF - 50 Gal) - Fuel Sub - ZEAS 2030 - Cold | PG&E ¦ Cold | PG&E | All | Electric & Gas | HPWH (3.30 UEF - 50 Gal) | Efficient |  |  | 1 | Conventional | WaterHeat | Com - College | Com | ROB Only | 1 | 1000 sqft2 of floor space | 1000 sqft served | 13 | DEER:Indoor_CFL_Ltg | 1527.4373 | 0 | -143.1668 | SWWH027-05 | 367.4498 | 2024 | 205.1057 | 2024 | 0 | -19.7458 | SWWH027-05 | Com Small Gas Water Heaters - ZEAS 2030 - Cold ¦ PG&E ¦ Cold | Com Small Gas Water Heaters - ZEAS 2030 - Cold | 0.74815 | 0.546 | 0 | CBSA 2019 | 356.939 | 2032 | 1 | SWWH027-05
COM-WATERHEAT-FS-13-ZEAS.26 | Com ¦ Com Heat Pump Water Heater (3.30 UEF - 50 Gal) - Fuel Sub - ZEAS 2030 - Cold ¦ PG&E ¦ Cold | Com ¦ Com Heat Pump Water Heater (3.30 UEF - 50 Gal) - Fuel Sub - ZEAS 2030 - Cold | PG&E ¦ Cold | PG&E | All | Electric & Gas | HPWH (3.30 UEF - 50 Gal) | Efficient |  |  | 1 | Conventional | WaterHeat | Com - Grocery | Com | ROB Only | 1 | 1000 sqft2 of floor space | 1000 sqft served | 13 | DEER:Indoor_CFL_Ltg | 0 | 0 | 0 | SWWH027-05 | 202.482 | 2024 | 123.4818 | 2024 | 0 | -16.3851 | SWWH027-05 | Com Small Gas Water Heaters - ZEAS 2030 - Cold ¦ PG&E ¦ Cold | Com Small Gas Water Heaters - ZEAS 2030 - Cold | 0.59609 | 0.546 | 0 | CBSA 2019 | 0 | 2032 | 1 | SWWH027-05
COM-WATERHEAT-FS-13-ZEAS.27 | Com ¦ Com Heat Pump Water Heater (3.30 UEF - 50 Gal) - Fuel Sub - ZEAS 2030 - Cold ¦ PG&E ¦ Cold | Com ¦ Com Heat Pump Water Heater (3.30 UEF - 50 Gal) - Fuel Sub - ZEAS 2030 - Cold | PG&E ¦ Cold | PG&E | All | Electric & Gas | HPWH (3.30 UEF - 50 Gal) | Efficient |  |  | 1 | Conventional | WaterHeat | Com - Health | Com | ROB Only | 1 | 1000 sqft2 of floor space | 1000 sqft served | 13 | DEER:Indoor_CFL_Ltg | 4134.3208 | 0 | -403.9298 | SWWH027-05 | 556.5653 | 2024 | 310.6675 | 2024 | 0 | -29.9084 | SWWH027-05 | Com Small Gas Water Heaters - ZEAS 2030 - Cold ¦ PG&E ¦ Cold | Com Small Gas Water Heaters - ZEAS 2030 - Cold | 0.52611 | 0.546 | 0 | CBSA 2019 | 870.3963 | 2032 | 1 | SWWH027-05
COM-WATERHEAT-FS-13-ZEAS.28 | Com ¦ Com Heat Pump Water Heater (3.30 UEF - 50 Gal) - Fuel Sub - ZEAS 2030 - Cold ¦ PG&E ¦ Cold | Com ¦ Com Heat Pump Water Heater (3.30 UEF - 50 Gal) - Fuel Sub - ZEAS 2030 - Cold | PG&E ¦ Cold | PG&E | All | Electric & Gas | HPWH (3.30 UEF - 50 Gal) | Efficient |  |  | 1 | Conventional | WaterHeat | Com - Lodging | Com | ROB Only | 1 | 1000 sqft2 of floor space | 1000 sqft served | 13 | DEER:Indoor_CFL_Ltg | 3222.6817 | 0 | -309.2482 | SWWH027-05 | 350.1957 | 2024 | 195.4747 | 2024 | 0 | -18.8186 | SWWH027-05 | Com Small Gas Water Heaters - ZEAS 2030 - Cold ¦ PG&E ¦ Cold | Com Small Gas Water Heaters - ZEAS 2030 - Cold | 0.73871 | 0.546 | 0 | CBSA 2019 | 2546.7014 | 2032 | 1 | SWWH027-05
COM-WATERHEAT-FS-13-ZEAS.29 | Com ¦ Com Heat Pump Water Heater (3.30 UEF - 50 Gal) - Fuel Sub - ZEAS 2030 - Cold ¦ PG&E ¦ Cold | Com ¦ Com Heat Pump Water Heater (3.30 UEF - 50 Gal) - Fuel Sub - ZEAS 2030 - Cold | PG&E ¦ Cold | PG&E | All | Electric & Gas | HPWH (3.30 UEF - 50 Gal) | Efficient |  |  | 1 | Conventional | WaterHeat | Com - Office (Large) | Com | ROB Only | 1 | 1000 sqft2 of floor space | 1000 sqft served | 13 | DEER:Indoor_CFL_Ltg | 429.3699 | 0 | -40.346 | SWWH027-05 | 114.3416 | 2024 | 63.824 | 2024 | 0 | -6.1444 | SWWH027-05 | Com Small Gas Water Heaters - ZEAS 2030 - Cold ¦ PG&E ¦ Cold | Com Small Gas Water Heaters - ZEAS 2030 - Cold | 0.46177 | 0.546 | 0 | CBSA 2019 | 138.4799 | 2032 | 1 | SWWH027-05
COM-WATERHEAT-FS-13-ZEAS.30 | Com ¦ Com Heat Pump Water Heater (3.30 UEF - 50 Gal) - Fuel Sub - ZEAS 2030 - Cold ¦ PG&E ¦ Cold | Com ¦ Com Heat Pump Water Heater (3.30 UEF - 50 Gal) - Fuel Sub - ZEAS 2030 - Cold | PG&E ¦ Cold | PG&E | All | Electric & Gas | HPWH (3.30 UEF - 50 Gal) | Efficient |  |  | 1 | Conventional | WaterHeat | Com - Office (Small) | Com | ROB Only | 1 | 1000 sqft2 of floor space | 1000 sqft served | 13 | DEER:Indoor_CFL_Ltg | 399.7582 | 0 | -37.0146 | SWWH027-05 | 114.3416 | 2024 | 63.824 | 2024 | 0 | -6.1444 | SWWH027-05 | Com Small Gas Water Heaters - ZEAS 2030 - Cold ¦ PG&E ¦ Cold | Com Small Gas Water Heaters - ZEAS 2030 - Cold | 0.46177 | 0.546 | 0 | CBSA 2019 | 54.9489 | 2032 | 1 | SWWH027-05
COM-WATERHEAT-FS-13-ZEAS.31 | Com ¦ Com Heat Pump Water Heater (3.30 UEF - 50 Gal) - Fuel Sub - ZEAS 2030 - Cold ¦ PG&E ¦ Cold | Com ¦ Com Heat Pump Water Heater (3.30 UEF - 50 Gal) - Fuel Sub - ZEAS 2030 - Cold | PG&E ¦ Cold | PG&E | All | Electric & Gas | HPWH (3.30 UEF - 50 Gal) | Efficient |  |  | 1 | Conventional | WaterHeat | Com - Other | Com | ROB Only | 1 | 1000 sqft2 of floor space | 1000 sqft served | 13 | DEER:Indoor_CFL_Ltg | 4928.7141 | 0 | -468.3809 | SWWH027-05 | 945.6672 | 2024 | 527.8592 | 2024 | 0 | -50.8178 | SWWH027-05 | Com Small Gas Water Heaters - ZEAS 2030 - Cold ¦ PG&E ¦ Cold | Com Small Gas Water Heaters - ZEAS 2030 - Cold | 0.5433 | 0.546 | 0 | CBSA 2019 | 1577.518 | 2032 | 1 | SWWH027-05
COM-WATERHEAT-FS-13-ZEAS.32 | Com ¦ Com Heat Pump Water Heater (3.30 UEF - 50 Gal) - Fuel Sub - ZEAS 2030 - Cold ¦ PG&E ¦ Cold | Com ¦ Com Heat Pump Water Heater (3.30 UEF - 50 Gal) - Fuel Sub - ZEAS 2030 - Cold | PG&E ¦ Cold | PG&E | All | Electric & Gas | HPWH (3.30 UEF - 50 Gal) | Efficient |  |  | 1 | Conventional | WaterHeat | Com - Refrig. Warehouse | Com | ROB Only | 1 | 1000 sqft2 of floor space | 1000 sqft served | 13 | DEER:Indoor_CFL_Ltg | 429.6009 | 0 | -40.5639 | SWWH027-05 | 52.8715 | 2024 | 29.5122 | 2024 | 0 | -2.8412 | SWWH027-05 | Com Small Gas Water Heaters - ZEAS 2030 - Cold ¦ PG&E ¦ Cold | Com Small Gas Water Heaters - ZEAS 2030 - Cold | 0.22621 | 0.546 | 0 | CBSA 2019 | 22.7787 | 2032 | 1 | SWWH027-05
COM-WATERHEAT-FS-13-ZEAS.33 | Com ¦ Com Heat Pump Water Heater (3.30 UEF - 50 Gal) - Fuel Sub - ZEAS 2030 - Cold ¦ PG&E ¦ Cold | Com ¦ Com Heat Pump Water Heater (3.30 UEF - 50 Gal) - Fuel Sub - ZEAS 2030 - Cold | PG&E ¦ Cold | PG&E | All | Electric & Gas | HPWH (3.30 UEF - 50 Gal) | Efficient |  |  | 1 | Conventional | WaterHeat | Com - Restaurant | Com | ROB Only | 1 | 1000 sqft2 of floor space | 1000 sqft served | 13 | DEER:Indoor_CFL_Ltg | 17699.3325 | 0 | -1787.3839 | SWWH027-05 | 4953.246 | 2024 | 2764.8377 | 2024 | 0 | -266.1751 | SWWH027-05 | Com Small Gas Water Heaters - ZEAS 2030 - Cold ¦ PG&E ¦ Cold | Com Small Gas Water Heaters - ZEAS 2030 - Cold | 0.79319 | 0.546 | 0 | CBSA 2019 | 1028.2135 | 2032 | 1 | SWWH027-05
COM-WATERHEAT-FS-13-ZEAS.34 | Com ¦ Com Heat Pump Water Heater (3.30 UEF - 50 Gal) - Fuel Sub - ZEAS 2030 - Cold ¦ PG&E ¦ Cold | Com ¦ Com Heat Pump Water Heater (3.30 UEF - 50 Gal) - Fuel Sub - ZEAS 2030 - Cold | PG&E ¦ Cold | PG&E | All | Electric & Gas | HPWH (3.30 UEF - 50 Gal) | Efficient |  |  | 1 | Conventional | WaterHeat | Com - Retail | Com | ROB Only | 1 | 1000 sqft2 of floor space | 1000 sqft served | 13 | DEER:Indoor_CFL_Ltg | 273.9533 | 0 | -26.5374 | SWWH027-05 | 70.823 | 2024 | 39.5325 | 2024 | 0 | -3.8059 | SWWH027-05 | Com Small Gas Water Heaters - ZEAS 2030 - Cold ¦ PG&E ¦ Cold | Com Small Gas Water Heaters - ZEAS 2030 - Cold | 0.40063 | 0.546 | 0 | CBSA 2019 | 34.8798 | 2032 | 1 | SWWH027-05
COM-WATERHEAT-FS-13-ZEAS.35 | Com ¦ Com Heat Pump Water Heater (3.30 UEF - 50 Gal) - Fuel Sub - ZEAS 2030 - Cold ¦ PG&E ¦ Cold | Com ¦ Com Heat Pump Water Heater (3.30 UEF - 50 Gal) - Fuel Sub - ZEAS 2030 - Cold | PG&E ¦ Cold | PG&E | All | Electric & Gas | HPWH (3.30 UEF - 50 Gal) | Efficient |  |  | 1 | Conventional | WaterHeat | Com - School | Com | ROB Only | 1 | 1000 sqft2 of floor space | 1000 sqft served | 13 | DEER:Indoor_CFL_Ltg | 1562.7907 | 0 | -147.1997 | SWWH027-05 | 583.3959 | 2024 | 325.6441 | 2024 | 0 | -31.3502 | SWWH027-05 | Com Small Gas Water Heaters - ZEAS 2030 - Cold ¦ PG&E ¦ Cold | Com Small Gas Water Heaters - ZEAS 2030 - Cold | 0.76922 | 0.546 | 0 | CBSA 2019 | 79.006 | 2032 | 1 | SWWH027-05
COM-WATERHEAT-FS-13-ZEAS.36 | Com ¦ Com Heat Pump Water Heater (3.30 UEF - 50 Gal) - Fuel Sub - ZEAS 2030 - Cold ¦ PG&E ¦ Cold | Com ¦ Com Heat Pump Water Heater (3.30 UEF - 50 Gal) - Fuel Sub - ZEAS 2030 - Cold | PG&E ¦ Cold | PG&E | All | Electric & Gas | HPWH (3.30 UEF - 50 Gal) | Efficient |  |  | 1 | Conventional | WaterHeat | Com - Warehouse | Com | ROB Only | 1 | 1000 sqft2 of floor space | 1000 sqft served | 13 | DEER:Indoor_CFL_Ltg | 48.2659 | 0 | -4.2447 | SWWH027-05 | 10.5743 | 2024 | 5.9024 | 2024 | 0 | -0.56824 | SWWH027-05 | Com Small Gas Water Heaters - ZEAS 2030 - Cold ¦ PG&E ¦ Cold | Com Small Gas Water Heaters - ZEAS 2030 - Cold | 0.1976 | 0.546 | 0 | CBSA 2019 | 3.4268 | 2032 | 1 | SWWH027-05
COM-WATERHEAT-FS-13-ZEAS.37 | Com ¦ Com Heat Pump Water Heater (3.30 UEF - 50 Gal) - Fuel Sub - ZEAS 2030 - Marine ¦ SCG ¦ Marine | Com ¦ Com Heat Pump Water Heater (3.30 UEF - 50 Gal) - Fuel Sub - ZEAS 2030 - Marine | SCG ¦ Marine | SCG | All | Electric & Gas | HPWH (3.30 UEF - 50 Gal) | Efficient |  |  | 1 | Conventional | WaterHeat | Com - College | Com | ROB Only | 1 | 1000 sqft2 of floor space | 1000 sqft served | 13 | DEER:Indoor_CFL_Ltg | 1172.378 | 0 | -123.9986 | SWWH027-05 | 367.4498 | 2024 | 205.1057 | 2024 | 0 | -19.7458 | SWWH027-05 | Com Small Gas Water Heaters - ZEAS 2030 - Marine ¦ SCG ¦ Marine | Com Small Gas Water Heaters - ZEAS 2030 - Marine | 0.74815 | 0.546 | 0 | CBSA 2019 | 320.5161 | 2032 | 1 | SWWH027-05
COM-WATERHEAT-FS-13-ZEAS.38 | Com ¦ Com Heat Pump Water Heater (3.30 UEF - 50 Gal) - Fuel Sub - ZEAS 2030 - Marine ¦ SCG ¦ Marine | Com ¦ Com Heat Pump Water Heater (3.30 UEF - 50 Gal) - Fuel Sub - ZEAS 2030 - Marine | SCG ¦ Marine | SCG | All | Electric & Gas | HPWH (3.30 UEF - 50 Gal) | Efficient |  |  | 1 | Conventional | WaterHeat | Com - Grocery | Com | ROB Only | 1 | 1000 sqft2 of floor space | 1000 sqft served | 13 | DEER:Indoor_CFL_Ltg | 0 | 0 | 0 | SWWH027-05 | 202.482 | 2024 | 123.4818 | 2024 | 0 | -16.3851 | SWWH027-05 | Com Small Gas Water Heaters - ZEAS 2030 - Marine ¦ SCG ¦ Marine | Com Small Gas Water Heaters - ZEAS 2030 - Marine | 0.59609 | 0.546 | 0 | CBSA 2019 | 0 | 2032 | 1 | SWWH027-05
COM-WATERHEAT-FS-13-ZEAS.39 | Com ¦ Com Heat Pump Water Heater (3.30 UEF - 50 Gal) - Fuel Sub - ZEAS 2030 - Marine ¦ SCG ¦ Marine | Com ¦ Com Heat Pump Water Heater (3.30 UEF - 50 Gal) - Fuel Sub - ZEAS 2030 - Marine | SCG ¦ Marine | SCG | All | Electric & Gas | HPWH (3.30 UEF - 50 Gal) | Efficient |  |  | 1 | Conventional | WaterHeat | Com - Health | Com | ROB Only | 1 | 1000 sqft2 of floor space | 1000 sqft served | 13 | DEER:Indoor_CFL_Ltg | 3310.9617 | 0 | -350.4213 | SWWH027-05 | 556.5653 | 2024 | 310.6675 | 2024 | 0 | -29.9084 | SWWH027-05 | Com Small Gas Water Heaters - ZEAS 2030 - Marine ¦ SCG ¦ Marine | Com Small Gas Water Heaters - ZEAS 2030 - Marine | 0.52611 | 0.546 | 0 | CBSA 2019 | 773.1351 | 2032 | 1 | SWWH027-05
COM-WATERHEAT-FS-13-ZEAS.40 | Com ¦ Com Heat Pump Water Heater (3.30 UEF - 50 Gal) - Fuel Sub - ZEAS 2030 - Marine ¦ SCG ¦ Marine | Com ¦ Com Heat Pump Water Heater (3.30 UEF - 50 Gal) - Fuel Sub - ZEAS 2030 - Marine | SCG ¦ Marine | SCG | All | Electric & Gas | HPWH (3.30 UEF - 50 Gal) | Efficient |  |  | 1 | Conventional | WaterHeat | Com - Lodging | Com | ROB Only | 1 | 1000 sqft2 of floor space | 1000 sqft served | 13 | DEER:Indoor_CFL_Ltg | 2586.459 | 0 | -267.9555 | SWWH027-05 | 350.1957 | 2024 | 195.4747 | 2024 | 0 | -18.8186 | SWWH027-05 | Com Small Gas Water Heaters - ZEAS 2030 - Marine ¦ SCG ¦ Marine | Com Small Gas Water Heaters - ZEAS 2030 - Marine | 0.73871 | 0.546 | 0 | CBSA 2019 | 2239.1194 | 2032 | 1 | SWWH027-05
COM-WATERHEAT-FS-13-ZEAS.41 | Com ¦ Com Heat Pump Water Heater (3.30 UEF - 50 Gal) - Fuel Sub - ZEAS 2030 - Marine ¦ SCG ¦ Marine | Com ¦ Com Heat Pump Water Heater (3.30 UEF - 50 Gal) - Fuel Sub - ZEAS 2030 - Marine | SCG ¦ Marine | SCG | All | Electric & Gas | HPWH (3.30 UEF - 50 Gal) | Efficient |  |  | 1 | Conventional | WaterHeat | Com - Office (Large) | Com | ROB Only | 1 | 1000 sqft2 of floor space | 1000 sqft served | 13 | DEER:Indoor_CFL_Ltg | 330.1706 | 0 | -35.0899 | SWWH027-05 | 114.3416 | 2024 | 63.824 | 2024 | 0 | -6.1444 | SWWH027-05 | Com Small Gas Water Heaters - ZEAS 2030 - Marine ¦ SCG ¦ Marine | Com Small Gas Water Heaters - ZEAS 2030 - Marine | 0.46177 | 0.546 | 0 | CBSA 2019 | 124.742 | 2032 | 1 | SWWH027-05
COM-WATERHEAT-FS-13-ZEAS.42 | Com ¦ Com Heat Pump Water Heater (3.30 UEF - 50 Gal) - Fuel Sub - ZEAS 2030 - Marine ¦ SCG ¦ Marine | Com ¦ Com Heat Pump Water Heater (3.30 UEF - 50 Gal) - Fuel Sub - ZEAS 2030 - Marine | SCG ¦ Marine | SCG | All | Electric & Gas | HPWH (3.30 UEF - 50 Gal) | Efficient |  |  | 1 | Conventional | WaterHeat | Com - Office (Small) | Com | ROB Only | 1 | 1000 sqft2 of floor space | 1000 sqft served | 13 | DEER:Indoor_CFL_Ltg | 306.8514 | 0 | -32.3508 | SWWH027-05 | 114.3416 | 2024 | 63.824 | 2024 | 0 | -6.1444 | SWWH027-05 | Com Small Gas Water Heaters - ZEAS 2030 - Marine ¦ SCG ¦ Marine | Com Small Gas Water Heaters - ZEAS 2030 - Marine | 0.46177 | 0.546 | 0 | CBSA 2019 | 49.9755 | 2032 | 1 | SWWH027-05
COM-WATERHEAT-FS-13-ZEAS.43 | Com ¦ Com Heat Pump Water Heater (3.30 UEF - 50 Gal) - Fuel Sub - ZEAS 2030 - Marine ¦ SCG ¦ Marine | Com ¦ Com Heat Pump Water Heater (3.30 UEF - 50 Gal) - Fuel Sub - ZEAS 2030 - Marine | SCG ¦ Marine | SCG | All | Electric & Gas | HPWH (3.30 UEF - 50 Gal) | Efficient |  |  | 1 | Conventional | WaterHeat | Com - Other | Com | ROB Only | 1 | 1000 sqft2 of floor space | 1000 sqft served | 13 | DEER:Indoor_CFL_Ltg | 3949.0939 | 0 | -407.1546 | SWWH027-05 | 945.6672 | 2024 | 527.8592 | 2024 | 0 | -50.8178 | SWWH027-05 | Com Small Gas Water Heaters - ZEAS 2030 - Marine ¦ SCG ¦ Marine | Com Small Gas Water Heaters - ZEAS 2030 - Marine | 0.5433 | 0.546 | 0 | CBSA 2019 | 1408.3367 | 2032 | 1 | SWWH027-05
COM-WATERHEAT-FS-13-ZEAS.44 | Com ¦ Com Heat Pump Water Heater (3.30 UEF - 50 Gal) - Fuel Sub - ZEAS 2030 - Marine ¦ SCG ¦ Marine | Com ¦ Com Heat Pump Water Heater (3.30 UEF - 50 Gal) - Fuel Sub - ZEAS 2030 - Marine | SCG ¦ Marine | SCG | All | Electric & Gas | HPWH (3.30 UEF - 50 Gal) | Efficient |  |  | 1 | Conventional | WaterHeat | Com - Refrig. Warehouse | Com | ROB Only | 1 | 1000 sqft2 of floor space | 1000 sqft served | 13 | DEER:Indoor_CFL_Ltg | 328.619 | 0 | -35.0869 | SWWH027-05 | 52.8715 | 2024 | 29.5122 | 2024 | 0 | -2.8412 | SWWH027-05 | Com Small Gas Water Heaters - ZEAS 2030 - Marine ¦ SCG ¦ Marine | Com Small Gas Water Heaters - ZEAS 2030 - Marine | 0.22621 | 0.546 | 0 | CBSA 2019 | 20.471 | 2032 | 1 | SWWH027-05
COM-WATERHEAT-FS-13-ZEAS.45 | Com ¦ Com Heat Pump Water Heater (3.30 UEF - 50 Gal) - Fuel Sub - ZEAS 2030 - Marine ¦ SCG ¦ Marine | Com ¦ Com Heat Pump Water Heater (3.30 UEF - 50 Gal) - Fuel Sub - ZEAS 2030 - Marine | SCG ¦ Marine | SCG | All | Electric & Gas | HPWH (3.30 UEF - 50 Gal) | Efficient |  |  | 1 | Conventional | WaterHeat | Com - Restaurant | Com | ROB Only | 1 | 1000 sqft2 of floor space | 1000 sqft served | 13 | DEER:Indoor_CFL_Ltg | 14190.5774 | 0 | -1563.1821 | SWWH027-05 | 4953.246 | 2024 | 2764.8377 | 2024 | 0 | -266.1751 | SWWH027-05 | Com Small Gas Water Heaters - ZEAS 2030 - Marine ¦ SCG ¦ Marine | Com Small Gas Water Heaters - ZEAS 2030 - Marine | 0.79319 | 0.546 | 0 | CBSA 2019 | 922.139 | 2032 | 1 | SWWH027-05
COM-WATERHEAT-FS-13-ZEAS.46 | Com ¦ Com Heat Pump Water Heater (3.30 UEF - 50 Gal) - Fuel Sub - ZEAS 2030 - Marine ¦ SCG ¦ Marine | Com ¦ Com Heat Pump Water Heater (3.30 UEF - 50 Gal) - Fuel Sub - ZEAS 2030 - Marine | SCG ¦ Marine | SCG | All | Electric & Gas | HPWH (3.30 UEF - 50 Gal) | Efficient |  |  | 1 | Conventional | WaterHeat | Com - Retail | Com | ROB Only | 1 | 1000 sqft2 of floor space | 1000 sqft served | 13 | DEER:Indoor_CFL_Ltg | 220.011 | 0 | -23.0667 | SWWH027-05 | 70.823 | 2024 | 39.5325 | 2024 | 0 | -3.8059 | SWWH027-05 | Com Small Gas Water Heaters - ZEAS 2030 - Marine ¦ SCG ¦ Marine | Com Small Gas Water Heaters - ZEAS 2030 - Marine | 0.40063 | 0.546 | 0 | CBSA 2019 | 36.6814 | 2032 | 1 | SWWH027-05
COM-WATERHEAT-FS-13-ZEAS.47 | Com ¦ Com Heat Pump Water Heater (3.30 UEF - 50 Gal) - Fuel Sub - ZEAS 2030 - Marine ¦ SCG ¦ Marine | Com ¦ Com Heat Pump Water Heater (3.30 UEF - 50 Gal) - Fuel Sub - ZEAS 2030 - Marine | SCG ¦ Marine | SCG | All | Electric & Gas | HPWH (3.30 UEF - 50 Gal) | Efficient |  |  | 1 | Conventional | WaterHeat | Com - School | Com | ROB Only | 1 | 1000 sqft2 of floor space | 1000 sqft served | 13 | DEER:Indoor_CFL_Ltg | 1174.9227 | 0 | -127.9363 | SWWH027-05 | 583.3959 | 2024 | 325.6441 | 2024 | 0 | -31.3502 | SWWH027-05 | Com Small Gas Water Heaters - ZEAS 2030 - Marine ¦ SCG ¦ Marine | Com Small Gas Water Heaters - ZEAS 2030 - Marine | 0.76922 | 0.546 | 0 | CBSA 2019 | 98.855 | 2032 | 1 | SWWH027-05
COM-WATERHEAT-FS-13-ZEAS.48 | Com ¦ Com Heat Pump Water Heater (3.30 UEF - 50 Gal) - Fuel Sub - ZEAS 2030 - Marine ¦ SCG ¦ Marine | Com ¦ Com Heat Pump Water Heater (3.30 UEF - 50 Gal) - Fuel Sub - ZEAS 2030 - Marine | SCG ¦ Marine | SCG | All | Electric & Gas | HPWH (3.30 UEF - 50 Gal) | Efficient |  |  | 1 | Conventional | WaterHeat | Com - Warehouse | Com | ROB Only | 1 | 1000 sqft2 of floor space | 1000 sqft served | 13 | DEER:Indoor_CFL_Ltg | 35.6004 | 0 | -3.697 | SWWH027-05 | 10.5743 | 2024 | 5.9024 | 2024 | 0 | -0.56824 | SWWH027-05 | Com Small Gas Water Heaters - ZEAS 2030 - Marine ¦ SCG ¦ Marine | Com Small Gas Water Heaters - ZEAS 2030 - Marine | 0.1976 | 0.546 | 0 | CBSA 2019 | 4.9142 | 2032 | 1 | SWWH027-05
COM-WATERHEAT-FS-13-ZEAS.49 | Com ¦ Com Heat Pump Water Heater (3.30 UEF - 50 Gal) - Fuel Sub - ZEAS 2030 - Hot-Dry ¦ SCG ¦ Hot-Dry | Com ¦ Com Heat Pump Water Heater (3.30 UEF - 50 Gal) - Fuel Sub - ZEAS 2030 - Hot-Dry | SCG ¦ Hot-Dry | SCG | All | Electric & Gas | HPWH (3.30 UEF - 50 Gal) | Efficient |  |  | 1 | Conventional | WaterHeat | Com - College | Com | ROB Only | 1 | 1000 sqft2 of floor space | 1000 sqft served | 13 | DEER:Indoor_CFL_Ltg | 597.1435 | 0 | -60.8662 | SWWH027-05 | 183.7249 | 2024 | 102.5529 | 2024 | 0 | -19.7458 | SWWH027-05 | Com Small Gas Water Heaters - ZEAS 2030 - Hot-Dry ¦ SCG ¦ Hot-Dry | Com Small Gas Water Heaters - ZEAS 2030 - Hot-Dry | 0.74815 | 0.546 | 0 | CBSA 2019 | 155.6934 | 2032 | 1 | SWWH027-05
COM-WATERHEAT-FS-13-ZEAS.50 | Com ¦ Com Heat Pump Water Heater (3.30 UEF - 50 Gal) - Fuel Sub - ZEAS 2030 - Hot-Dry ¦ SCG ¦ Hot-Dry | Com ¦ Com Heat Pump Water Heater (3.30 UEF - 50 Gal) - Fuel Sub - ZEAS 2030 - Hot-Dry | SCG ¦ Hot-Dry | SCG | All | Electric & Gas | HPWH (3.30 UEF - 50 Gal) | Efficient |  |  | 1 | Conventional | WaterHeat | Com - Grocery | Com | ROB Only | 1 | 1000 sqft2 of floor space | 1000 sqft served | 13 | DEER:Indoor_CFL_Ltg | 0 | 0 | 0 | SWWH027-05 | 101.241 | 2024 | 61.7409 | 2024 | 0 | -16.3851 | SWWH027-05 | Com Small Gas Water Heaters - ZEAS 2030 - Hot-Dry ¦ SCG ¦ Hot-Dry | Com Small Gas Water Heaters - ZEAS 2030 - Hot-Dry | 0.59609 | 0.546 | 0 | CBSA 2019 | 0 | 2032 | 1 | SWWH027-05
COM-WATERHEAT-FS-13-ZEAS.51 | Com ¦ Com Heat Pump Water Heater (3.30 UEF - 50 Gal) - Fuel Sub - ZEAS 2030 - Hot-Dry ¦ SCG ¦ Hot-Dry | Com ¦ Com Heat Pump Water Heater (3.30 UEF - 50 Gal) - Fuel Sub - ZEAS 2030 - Hot-Dry | SCG ¦ Hot-Dry | SCG | All | Electric & Gas | HPWH (3.30 UEF - 50 Gal) | Efficient |  |  | 1 | Conventional | WaterHeat | Com - Health | Com | ROB Only | 1 | 1000 sqft2 of floor space | 1000 sqft served | 13 | DEER:Indoor_CFL_Ltg | 1669.6723 | 0 | -171.6072 | SWWH027-05 | 278.2827 | 2024 | 155.3338 | 2024 | 0 | -29.9084 | SWWH027-05 | Com Small Gas Water Heaters - ZEAS 2030 - Hot-Dry ¦ SCG ¦ Hot-Dry | Com Small Gas Water Heaters - ZEAS 2030 - Hot-Dry | 0.52611 | 0.546 | 0 | CBSA 2019 | 375.4607 | 2032 | 1 | SWWH027-05
COM-WATERHEAT-FS-13-ZEAS.52 | Com ¦ Com Heat Pump Water Heater (3.30 UEF - 50 Gal) - Fuel Sub - ZEAS 2030 - Hot-Dry ¦ SCG ¦ Hot-Dry | Com ¦ Com Heat Pump Water Heater (3.30 UEF - 50 Gal) - Fuel Sub - ZEAS 2030 - Hot-Dry | SCG ¦ Hot-Dry | SCG | All | Electric & Gas | HPWH (3.30 UEF - 50 Gal) | Efficient |  |  | 1 | Conventional | WaterHeat | Com - Lodging | Com | ROB Only | 1 | 1000 sqft2 of floor space | 1000 sqft served | 13 | DEER:Indoor_CFL_Ltg | 1304.3943 | 0 | -131.1951 | SWWH027-05 | 175.0978 | 2024 | 97.7373 | 2024 | 0 | -18.8186 | SWWH027-05 | Com Small Gas Water Heaters - ZEAS 2030 - Hot-Dry ¦ SCG ¦ Hot-Dry | Com Small Gas Water Heaters - ZEAS 2030 - Hot-Dry | 0.73871 | 0.546 | 0 | CBSA 2019 | 1090.3115 | 2032 | 1 | SWWH027-05
COM-WATERHEAT-FS-13-ZEAS.53 | Com ¦ Com Heat Pump Water Heater (3.30 UEF - 50 Gal) - Fuel Sub - ZEAS 2030 - Hot-Dry ¦ SCG ¦ Hot-Dry | Com ¦ Com Heat Pump Water Heater (3.30 UEF - 50 Gal) - Fuel Sub - ZEAS 2030 - Hot-Dry | SCG ¦ Hot-Dry | SCG | All | Electric & Gas | HPWH (3.30 UEF - 50 Gal) | Efficient |  |  | 1 | Conventional | WaterHeat | Com - Office (Large) | Com | ROB Only | 1 | 1000 sqft2 of floor space | 1000 sqft served | 13 | DEER:Indoor_CFL_Ltg | 167.6764 | 0 | -17.2118 | SWWH027-05 | 57.1708 | 2024 | 31.912 | 2024 | 0 | -6.1444 | SWWH027-05 | Com Small Gas Water Heaters - ZEAS 2030 - Hot-Dry ¦ SCG ¦ Hot-Dry | Com Small Gas Water Heaters - ZEAS 2030 - Hot-Dry | 0.46177 | 0.546 | 0 | CBSA 2019 | 60.6173 | 2032 | 1 | SWWH027-05
COM-WATERHEAT-FS-13-ZEAS.54 | Com ¦ Com Heat Pump Water Heater (3.30 UEF - 50 Gal) - Fuel Sub - ZEAS 2030 - Hot-Dry ¦ SCG ¦ Hot-Dry | Com ¦ Com Heat Pump Water Heater (3.30 UEF - 50 Gal) - Fuel Sub - ZEAS 2030 - Hot-Dry | SCG ¦ Hot-Dry | SCG | All | Electric & Gas | HPWH (3.30 UEF - 50 Gal) | Efficient |  |  | 1 | Conventional | WaterHeat | Com - Office (Small) | Com | ROB Only | 1 | 1000 sqft2 of floor space | 1000 sqft served | 13 | DEER:Indoor_CFL_Ltg | 155.8317 | 0 | -15.8608 | SWWH027-05 | 57.1708 | 2024 | 31.912 | 2024 | 0 | -6.1444 | SWWH027-05 | Com Small Gas Water Heaters - ZEAS 2030 - Hot-Dry ¦ SCG ¦ Hot-Dry | Com Small Gas Water Heaters - ZEAS 2030 - Hot-Dry | 0.46177 | 0.546 | 0 | CBSA 2019 | 24.2546 | 2032 | 1 | SWWH027-05
COM-WATERHEAT-FS-13-ZEAS.55 | Com ¦ Com Heat Pump Water Heater (3.30 UEF - 50 Gal) - Fuel Sub - ZEAS 2030 - Hot-Dry ¦ SCG ¦ Hot-Dry | Com ¦ Com Heat Pump Water Heater (3.30 UEF - 50 Gal) - Fuel Sub - ZEAS 2030 - Hot-Dry | SCG ¦ Hot-Dry | SCG | All | Electric & Gas | HPWH (3.30 UEF - 50 Gal) | Efficient |  |  | 1 | Conventional | WaterHeat | Com - Other | Com | ROB Only | 1 | 1000 sqft2 of floor space | 1000 sqft served | 13 | DEER:Indoor_CFL_Ltg | 2005.1601 | 0 | -200.516 | SWWH027-05 | 472.8336 | 2024 | 263.9296 | 2024 | 0 | -50.8178 | SWWH027-05 | Com Small Gas Water Heaters - ZEAS 2030 - Hot-Dry ¦ SCG ¦ Hot-Dry | Com Small Gas Water Heaters - ZEAS 2030 - Hot-Dry | 0.5433 | 0.546 | 0 | CBSA 2019 | 686.9201 | 2032 | 1 | SWWH027-05
COM-WATERHEAT-FS-13-ZEAS.56 | Com ¦ Com Heat Pump Water Heater (3.30 UEF - 50 Gal) - Fuel Sub - ZEAS 2030 - Hot-Dry ¦ SCG ¦ Hot-Dry | Com ¦ Com Heat Pump Water Heater (3.30 UEF - 50 Gal) - Fuel Sub - ZEAS 2030 - Hot-Dry | SCG ¦ Hot-Dry | SCG | All | Electric & Gas | HPWH (3.30 UEF - 50 Gal) | Efficient |  |  | 1 | Conventional | WaterHeat | Com - Refrig. Warehouse | Com | ROB Only | 1 | 1000 sqft2 of floor space | 1000 sqft served | 13 | DEER:Indoor_CFL_Ltg | 166.021 | 0 | -17.2011 | SWWH027-05 | 26.4358 | 2024 | 14.7561 | 2024 | 0 | -2.8412 | SWWH027-05 | Com Small Gas Water Heaters - ZEAS 2030 - Hot-Dry ¦ SCG ¦ Hot-Dry | Com Small Gas Water Heaters - ZEAS 2030 - Hot-Dry | 0.22621 | 0.546 | 0 | CBSA 2019 | 9.9479 | 2032 | 1 | SWWH027-05
COM-WATERHEAT-FS-13-ZEAS.57 | Com ¦ Com Heat Pump Water Heater (3.30 UEF - 50 Gal) - Fuel Sub - ZEAS 2030 - Hot-Dry ¦ SCG ¦ Hot-Dry | Com ¦ Com Heat Pump Water Heater (3.30 UEF - 50 Gal) - Fuel Sub - ZEAS 2030 - Hot-Dry | SCG ¦ Hot-Dry | SCG | All | Electric & Gas | HPWH (3.30 UEF - 50 Gal) | Efficient |  |  | 1 | Conventional | WaterHeat | Com - Restaurant | Com | ROB Only | 1 | 1000 sqft2 of floor space | 1000 sqft served | 13 | DEER:Indoor_CFL_Ltg | 7214.8405 | 0 | -766.4289 | SWWH027-05 | 2476.623 | 2024 | 1382.4189 | 2024 | 0 | -266.1751 | SWWH027-05 | Com Small Gas Water Heaters - ZEAS 2030 - Hot-Dry ¦ SCG ¦ Hot-Dry | Com Small Gas Water Heaters - ZEAS 2030 - Hot-Dry | 0.79319 | 0.546 | 0 | CBSA 2019 | 447.5546 | 2032 | 1 | SWWH027-05
COM-WATERHEAT-FS-13-ZEAS.58 | Com ¦ Com Heat Pump Water Heater (3.30 UEF - 50 Gal) - Fuel Sub - ZEAS 2030 - Hot-Dry ¦ SCG ¦ Hot-Dry | Com ¦ Com Heat Pump Water Heater (3.30 UEF - 50 Gal) - Fuel Sub - ZEAS 2030 - Hot-Dry | SCG ¦ Hot-Dry | SCG | All | Electric & Gas | HPWH (3.30 UEF - 50 Gal) | Efficient |  |  | 1 | Conventional | WaterHeat | Com - Retail | Com | ROB Only | 1 | 1000 sqft2 of floor space | 1000 sqft served | 13 | DEER:Indoor_CFL_Ltg | 111.9262 | 0 | -11.3033 | SWWH027-05 | 35.4115 | 2024 | 19.7663 | 2024 | 0 | -3.8059 | SWWH027-05 | Com Small Gas Water Heaters - ZEAS 2030 - Hot-Dry ¦ SCG ¦ Hot-Dry | Com Small Gas Water Heaters - ZEAS 2030 - Hot-Dry | 0.40063 | 0.546 | 0 | CBSA 2019 | 16.5294 | 2032 | 1 | SWWH027-05
COM-WATERHEAT-FS-13-ZEAS.59 | Com ¦ Com Heat Pump Water Heater (3.30 UEF - 50 Gal) - Fuel Sub - ZEAS 2030 - Hot-Dry ¦ SCG ¦ Hot-Dry | Com ¦ Com Heat Pump Water Heater (3.30 UEF - 50 Gal) - Fuel Sub - ZEAS 2030 - Hot-Dry | SCG ¦ Hot-Dry | SCG | All | Electric & Gas | HPWH (3.30 UEF - 50 Gal) | Efficient |  |  | 1 | Conventional | WaterHeat | Com - School | Com | ROB Only | 1 | 1000 sqft2 of floor space | 1000 sqft served | 13 | DEER:Indoor_CFL_Ltg | 599.4654 | 0 | -62.9294 | SWWH027-05 | 291.698 | 2024 | 162.822 | 2024 | 0 | -31.3502 | SWWH027-05 | Com Small Gas Water Heaters - ZEAS 2030 - Hot-Dry ¦ SCG ¦ Hot-Dry | Com Small Gas Water Heaters - ZEAS 2030 - Hot-Dry | 0.76922 | 0.546 | 0 | CBSA 2019 | 45.0779 | 2032 | 1 | SWWH027-05
COM-WATERHEAT-FS-13-ZEAS.60 | Com ¦ Com Heat Pump Water Heater (3.30 UEF - 50 Gal) - Fuel Sub - ZEAS 2030 - Hot-Dry ¦ SCG ¦ Hot-Dry | Com ¦ Com Heat Pump Water Heater (3.30 UEF - 50 Gal) - Fuel Sub - ZEAS 2030 - Hot-Dry | SCG ¦ Hot-Dry | SCG | All | Electric & Gas | HPWH (3.30 UEF - 50 Gal) | Efficient |  |  | 1 | Conventional | WaterHeat | Com - Warehouse | Com | ROB Only | 1 | 1000 sqft2 of floor space | 1000 sqft served | 13 | DEER:Indoor_CFL_Ltg | 17.9714 | 0 | -1.8143 | SWWH027-05 | 5.2872 | 2024 | 2.9512 | 2024 | 0 | -0.56824 | SWWH027-05 | Com Small Gas Water Heaters - ZEAS 2030 - Hot-Dry ¦ SCG ¦ Hot-Dry | Com Small Gas Water Heaters - ZEAS 2030 - Hot-Dry | 0.1976 | 0.546 | 0 | CBSA 2019 | 2.2615 | 2032 | 1 | SWWH027-05
COM-WATERHEAT-FS-13-ZEAS.61 | Com ¦ Com Heat Pump Water Heater (3.30 UEF - 50 Gal) - Fuel Sub - ZEAS 2030 - Cold ¦ SCG ¦ Cold | Com ¦ Com Heat Pump Water Heater (3.30 UEF - 50 Gal) - Fuel Sub - ZEAS 2030 - Cold | SCG ¦ Cold | SCG | All | Electric & Gas | HPWH (3.30 UEF - 50 Gal) | Efficient |  |  | 1 | Conventional | WaterHeat | Com - College | Com | ROB Only | 1 | 1000 sqft2 of floor space | 1000 sqft served | 13 | DEER:Indoor_CFL_Ltg | 1527.4373 | 0 | -143.1668 | SWWH027-05 | 367.4498 | 2024 | 205.1057 | 2024 | 0 | -19.7458 | SWWH027-05 | Com Small Gas Water Heaters - ZEAS 2030 - Cold ¦ SCG ¦ Cold | Com Small Gas Water Heaters - ZEAS 2030 - Cold | 0.74815 | 0.546 | 0 | CBSA 2019 | 356.939 | 2032 | 1 | SWWH027-05
COM-WATERHEAT-FS-13-ZEAS.62 | Com ¦ Com Heat Pump Water Heater (3.30 UEF - 50 Gal) - Fuel Sub - ZEAS 2030 - Cold ¦ SCG ¦ Cold | Com ¦ Com Heat Pump Water Heater (3.30 UEF - 50 Gal) - Fuel Sub - ZEAS 2030 - Cold | SCG ¦ Cold | SCG | All | Electric & Gas | HPWH (3.30 UEF - 50 Gal) | Efficient |  |  | 1 | Conventional | WaterHeat | Com - Grocery | Com | ROB Only | 1 | 1000 sqft2 of floor space | 1000 sqft served | 13 | DEER:Indoor_CFL_Ltg | 0 | 0 | 0 | SWWH027-05 | 202.482 | 2024 | 123.4818 | 2024 | 0 | -16.3851 | SWWH027-05 | Com Small Gas Water Heaters - ZEAS 2030 - Cold ¦ SCG ¦ Cold | Com Small Gas Water Heaters - ZEAS 2030 - Cold | 0.59609 | 0.546 | 0 | CBSA 2019 | 0 | 2032 | 1 | SWWH027-05
COM-WATERHEAT-FS-13-ZEAS.63 | Com ¦ Com Heat Pump Water Heater (3.30 UEF - 50 Gal) - Fuel Sub - ZEAS 2030 - Cold ¦ SCG ¦ Cold | Com ¦ Com Heat Pump Water Heater (3.30 UEF - 50 Gal) - Fuel Sub - ZEAS 2030 - Cold | SCG ¦ Cold | SCG | All | Electric & Gas | HPWH (3.30 UEF - 50 Gal) | Efficient |  |  | 1 | Conventional | WaterHeat | Com - Health | Com | ROB Only | 1 | 1000 sqft2 of floor space | 1000 sqft served | 13 | DEER:Indoor_CFL_Ltg | 4134.3208 | 0 | -403.9298 | SWWH027-05 | 556.5653 | 2024 | 310.6675 | 2024 | 0 | -29.9084 | SWWH027-05 | Com Small Gas Water Heaters - ZEAS 2030 - Cold ¦ SCG ¦ Cold | Com Small Gas Water Heaters - ZEAS 2030 - Cold | 0.52611 | 0.546 | 0 | CBSA 2019 | 870.3963 | 2032 | 1 | SWWH027-05
COM-WATERHEAT-FS-13-ZEAS.64 | Com ¦ Com Heat Pump Water Heater (3.30 UEF - 50 Gal) - Fuel Sub - ZEAS 2030 - Cold ¦ SCG ¦ Cold | Com ¦ Com Heat Pump Water Heater (3.30 UEF - 50 Gal) - Fuel Sub - ZEAS 2030 - Cold | SCG ¦ Cold | SCG | All | Electric & Gas | HPWH (3.30 UEF - 50 Gal) | Efficient |  |  | 1 | Conventional | WaterHeat | Com - Lodging | Com | ROB Only | 1 | 1000 sqft2 of floor space | 1000 sqft served | 13 | DEER:Indoor_CFL_Ltg | 3222.6817 | 0 | -309.2482 | SWWH027-05 | 350.1957 | 2024 | 195.4747 | 2024 | 0 | -18.8186 | SWWH027-05 | Com Small Gas Water Heaters - ZEAS 2030 - Cold ¦ SCG ¦ Cold | Com Small Gas Water Heaters - ZEAS 2030 - Cold | 0.73871 | 0.546 | 0 | CBSA 2019 | 2546.7014 | 2032 | 1 | SWWH027-05
COM-WATERHEAT-FS-13-ZEAS.65 | Com ¦ Com Heat Pump Water Heater (3.30 UEF - 50 Gal) - Fuel Sub - ZEAS 2030 - Cold ¦ SCG ¦ Cold | Com ¦ Com Heat Pump Water Heater (3.30 UEF - 50 Gal) - Fuel Sub - ZEAS 2030 - Cold | SCG ¦ Cold | SCG | All | Electric & Gas | HPWH (3.30 UEF - 50 Gal) | Efficient |  |  | 1 | Conventional | WaterHeat | Com - Office (Large) | Com | ROB Only | 1 | 1000 sqft2 of floor space | 1000 sqft served | 13 | DEER:Indoor_CFL_Ltg | 429.3699 | 0 | -40.346 | SWWH027-05 | 114.3416 | 2024 | 63.824 | 2024 | 0 | -6.1444 | SWWH027-05 | Com Small Gas Water Heaters - ZEAS 2030 - Cold ¦ SCG ¦ Cold | Com Small Gas Water Heaters - ZEAS 2030 - Cold | 0.46177 | 0.546 | 0 | CBSA 2019 | 138.4799 | 2032 | 1 | SWWH027-05
COM-WATERHEAT-FS-13-ZEAS.66 | Com ¦ Com Heat Pump Water Heater (3.30 UEF - 50 Gal) - Fuel Sub - ZEAS 2030 - Cold ¦ SCG ¦ Cold | Com ¦ Com Heat Pump Water Heater (3.30 UEF - 50 Gal) - Fuel Sub - ZEAS 2030 - Cold | SCG ¦ Cold | SCG | All | Electric & Gas | HPWH (3.30 UEF - 50 Gal) | Efficient |  |  | 1 | Conventional | WaterHeat | Com - Office (Small) | Com | ROB Only | 1 | 1000 sqft2 of floor space | 1000 sqft served | 13 | DEER:Indoor_CFL_Ltg | 399.7582 | 0 | -37.0146 | SWWH027-05 | 114.3416 | 2024 | 63.824 | 2024 | 0 | -6.1444 | SWWH027-05 | Com Small Gas Water Heaters - ZEAS 2030 - Cold ¦ SCG ¦ Cold | Com Small Gas Water Heaters - ZEAS 2030 - Cold | 0.46177 | 0.546 | 0 | CBSA 2019 | 54.9489 | 2032 | 1 | SWWH027-05
COM-WATERHEAT-FS-13-ZEAS.67 | Com ¦ Com Heat Pump Water Heater (3.30 UEF - 50 Gal) - Fuel Sub - ZEAS 2030 - Cold ¦ SCG ¦ Cold | Com ¦ Com Heat Pump Water Heater (3.30 UEF - 50 Gal) - Fuel Sub - ZEAS 2030 - Cold | SCG ¦ Cold | SCG | All | Electric & Gas | HPWH (3.30 UEF - 50 Gal) | Efficient |  |  | 1 | Conventional | WaterHeat | Com - Other | Com | ROB Only | 1 | 1000 sqft2 of floor space | 1000 sqft served | 13 | DEER:Indoor_CFL_Ltg | 4928.7141 | 0 | -468.3809 | SWWH027-05 | 945.6672 | 2024 | 527.8592 | 2024 | 0 | -50.8178 | SWWH027-05 | Com Small Gas Water Heaters - ZEAS 2030 - Cold ¦ SCG ¦ Cold | Com Small Gas Water Heaters - ZEAS 2030 - Cold | 0.5433 | 0.546 | 0 | CBSA 2019 | 1577.518 | 2032 | 1 | SWWH027-05
COM-WATERHEAT-FS-13-ZEAS.68 | Com ¦ Com Heat Pump Water Heater (3.30 UEF - 50 Gal) - Fuel Sub - ZEAS 2030 - Cold ¦ SCG ¦ Cold | Com ¦ Com Heat Pump Water Heater (3.30 UEF - 50 Gal) - Fuel Sub - ZEAS 2030 - Cold | SCG ¦ Cold | SCG | All | Electric & Gas | HPWH (3.30 UEF - 50 Gal) | Efficient |  |  | 1 | Conventional | WaterHeat | Com - Refrig. Warehouse | Com | ROB Only | 1 | 1000 sqft2 of floor space | 1000 sqft served | 13 | DEER:Indoor_CFL_Ltg | 429.6009 | 0 | -40.5639 | SWWH027-05 | 52.8715 | 2024 | 29.5122 | 2024 | 0 | -2.8412 | SWWH027-05 | Com Small Gas Water Heaters - ZEAS 2030 - Cold ¦ SCG ¦ Cold | Com Small Gas Water Heaters - ZEAS 2030 - Cold | 0.22621 | 0.546 | 0 | CBSA 2019 | 22.7787 | 2032 | 1 | SWWH027-05
COM-WATERHEAT-FS-13-ZEAS.69 | Com ¦ Com Heat Pump Water Heater (3.30 UEF - 50 Gal) - Fuel Sub - ZEAS 2030 - Cold ¦ SCG ¦ Cold | Com ¦ Com Heat Pump Water Heater (3.30 UEF - 50 Gal) - Fuel Sub - ZEAS 2030 - Cold | SCG ¦ Cold | SCG | All | Electric & Gas | HPWH (3.30 UEF - 50 Gal) | Efficient |  |  | 1 | Conventional | WaterHeat | Com - Restaurant | Com | ROB Only | 1 | 1000 sqft2 of floor space | 1000 sqft served | 13 | DEER:Indoor_CFL_Ltg | 17699.3325 | 0 | -1787.3839 | SWWH027-05 | 4953.246 | 2024 | 2764.8377 | 2024 | 0 | -266.1751 | SWWH027-05 | Com Small Gas Water Heaters - ZEAS 2030 - Cold ¦ SCG ¦ Cold | Com Small Gas Water Heaters - ZEAS 2030 - Cold | 0.79319 | 0.546 | 0 | CBSA 2019 | 1028.2135 | 2032 | 1 | SWWH027-05
COM-WATERHEAT-FS-13-ZEAS.70 | Com ¦ Com Heat Pump Water Heater (3.30 UEF - 50 Gal) - Fuel Sub - ZEAS 2030 - Cold ¦ SCG ¦ Cold | Com ¦ Com Heat Pump Water Heater (3.30 UEF - 50 Gal) - Fuel Sub - ZEAS 2030 - Cold | SCG ¦ Cold | SCG | All | Electric & Gas | HPWH (3.30 UEF - 50 Gal) | Efficient |  |  | 1 | Conventional | WaterHeat | Com - Retail | Com | ROB Only | 1 | 1000 sqft2 of floor space | 1000 sqft served | 13 | DEER:Indoor_CFL_Ltg | 273.9533 | 0 | -26.5374 | SWWH027-05 | 70.823 | 2024 | 39.5325 | 2024 | 0 | -3.8059 | SWWH027-05 | Com Small Gas Water Heaters - ZEAS 2030 - Cold ¦ SCG ¦ Cold | Com Small Gas Water Heaters - ZEAS 2030 - Cold | 0.40063 | 0.546 | 0 | CBSA 2019 | 34.8798 | 2032 | 1 | SWWH027-05
COM-WATERHEAT-FS-13-ZEAS.71 | Com ¦ Com Heat Pump Water Heater (3.30 UEF - 50 Gal) - Fuel Sub - ZEAS 2030 - Cold ¦ SCG ¦ Cold | Com ¦ Com Heat Pump Water Heater (3.30 UEF - 50 Gal) - Fuel Sub - ZEAS 2030 - Cold | SCG ¦ Cold | SCG | All | Electric & Gas | HPWH (3.30 UEF - 50 Gal) | Efficient |  |  | 1 | Conventional | WaterHeat | Com - School | Com | ROB Only | 1 | 1000 sqft2 of floor space | 1000 sqft served | 13 | DEER:Indoor_CFL_Ltg | 1562.7907 | 0 | -147.1997 | SWWH027-05 | 583.3959 | 2024 | 325.6441 | 2024 | 0 | -31.3502 | SWWH027-05 | Com Small Gas Water Heaters - ZEAS 2030 - Cold ¦ SCG ¦ Cold | Com Small Gas Water Heaters - ZEAS 2030 - Cold | 0.76922 | 0.546 | 0 | CBSA 2019 | 79.006 | 2032 | 1 | SWWH027-05
COM-WATERHEAT-FS-13-ZEAS.72 | Com ¦ Com Heat Pump Water Heater (3.30 UEF - 50 Gal) - Fuel Sub - ZEAS 2030 - Cold ¦ SCG ¦ Cold | Com ¦ Com Heat Pump Water Heater (3.30 UEF - 50 Gal) - Fuel Sub - ZEAS 2030 - Cold | SCG ¦ Cold | SCG | All | Electric & Gas | HPWH (3.30 UEF - 50 Gal) | Efficient |  |  | 1 | Conventional | WaterHeat | Com - Warehouse | Com | ROB Only | 1 | 1000 sqft2 of floor space | 1000 sqft served | 13 | DEER:Indoor_CFL_Ltg | 48.2659 | 0 | -4.2447 | SWWH027-05 | 10.5743 | 2024 | 5.9024 | 2024 | 0 | -0.56824 | SWWH027-05 | Com Small Gas Water Heaters - ZEAS 2030 - Cold ¦ SCG ¦ Cold | Com Small Gas Water Heaters - ZEAS 2030 - Cold | 0.1976 | 0.546 | 0 | CBSA 2019 | 3.4268 | 2032 | 1 | SWWH027-05
COM-WATERHEAT-FS-13-ZEAS.73 | Com ¦ Com Heat Pump Water Heater (3.30 UEF - 50 Gal) - Fuel Sub - ZEAS 2030 - Marine ¦ SDG&E ¦ Marine | Com ¦ Com Heat Pump Water Heater (3.30 UEF - 50 Gal) - Fuel Sub - ZEAS 2030 - Marine | SDG&E ¦ Marine | SDG&E | All | Electric & Gas | HPWH (3.30 UEF - 50 Gal) | Efficient |  |  | 1 | Conventional | WaterHeat | Com - College | Com | ROB Only | 1 | 1000 sqft2 of floor space | 1000 sqft served | 13 | DEER:Indoor_CFL_Ltg | 1172.378 | 0 | -123.9986 | SWWH027-05 | 367.4498 | 2024 | 205.1057 | 2024 | 0 | -19.7458 | SWWH027-05 | Com Small Gas Water Heaters - ZEAS 2030 - Marine ¦ SDG&E ¦ Marine | Com Small Gas Water Heaters - ZEAS 2030 - Marine | 0.74815 | 0.546 | 0 | CBSA 2019 | 320.5161 | 2032 | 1 | SWWH027-05
COM-WATERHEAT-FS-13-ZEAS.74 | Com ¦ Com Heat Pump Water Heater (3.30 UEF - 50 Gal) - Fuel Sub - ZEAS 2030 - Marine ¦ SDG&E ¦ Marine | Com ¦ Com Heat Pump Water Heater (3.30 UEF - 50 Gal) - Fuel Sub - ZEAS 2030 - Marine | SDG&E ¦ Marine | SDG&E | All | Electric & Gas | HPWH (3.30 UEF - 50 Gal) | Efficient |  |  | 1 | Conventional | WaterHeat | Com - Grocery | Com | ROB Only | 1 | 1000 sqft2 of floor space | 1000 sqft served | 13 | DEER:Indoor_CFL_Ltg | 0 | 0 | 0 | SWWH027-05 | 202.482 | 2024 | 123.4818 | 2024 | 0 | -16.3851 | SWWH027-05 | Com Small Gas Water Heaters - ZEAS 2030 - Marine ¦ SDG&E ¦ Marine | Com Small Gas Water Heaters - ZEAS 2030 - Marine | 0.59609 | 0.546 | 0 | CBSA 2019 | 0 | 2032 | 1 | SWWH027-05
COM-WATERHEAT-FS-13-ZEAS.75 | Com ¦ Com Heat Pump Water Heater (3.30 UEF - 50 Gal) - Fuel Sub - ZEAS 2030 - Marine ¦ SDG&E ¦ Marine | Com ¦ Com Heat Pump Water Heater (3.30 UEF - 50 Gal) - Fuel Sub - ZEAS 2030 - Marine | SDG&E ¦ Marine | SDG&E | All | Electric & Gas | HPWH (3.30 UEF - 50 Gal) | Efficient |  |  | 1 | Conventional | WaterHeat | Com - Health | Com | ROB Only | 1 | 1000 sqft2 of floor space | 1000 sqft served | 13 | DEER:Indoor_CFL_Ltg | 3310.9617 | 0 | -350.4213 | SWWH027-05 | 556.5653 | 2024 | 310.6675 | 2024 | 0 | -29.9084 | SWWH027-05 | Com Small Gas Water Heaters - ZEAS 2030 - Marine ¦ SDG&E ¦ Marine | Com Small Gas Water Heaters - ZEAS 2030 - Marine | 0.52611 | 0.546 | 0 | CBSA 2019 | 773.1351 | 2032 | 1 | SWWH027-05
COM-WATERHEAT-FS-13-ZEAS.76 | Com ¦ Com Heat Pump Water Heater (3.30 UEF - 50 Gal) - Fuel Sub - ZEAS 2030 - Marine ¦ SDG&E ¦ Marine | Com ¦ Com Heat Pump Water Heater (3.30 UEF - 50 Gal) - Fuel Sub - ZEAS 2030 - Marine | SDG&E ¦ Marine | SDG&E | All | Electric & Gas | HPWH (3.30 UEF - 50 Gal) | Efficient |  |  | 1 | Conventional | WaterHeat | Com - Lodging | Com | ROB Only | 1 | 1000 sqft2 of floor space | 1000 sqft served | 13 | DEER:Indoor_CFL_Ltg | 2586.459 | 0 | -267.9555 | SWWH027-05 | 350.1957 | 2024 | 195.4747 | 2024 | 0 | -18.8186 | SWWH027-05 | Com Small Gas Water Heaters - ZEAS 2030 - Marine ¦ SDG&E ¦ Marine | Com Small Gas Water Heaters - ZEAS 2030 - Marine | 0.73871 | 0.546 | 0 | CBSA 2019 | 2239.1194 | 2032 | 1 | SWWH027-05
COM-WATERHEAT-FS-13-ZEAS.77 | Com ¦ Com Heat Pump Water Heater (3.30 UEF - 50 Gal) - Fuel Sub - ZEAS 2030 - Marine ¦ SDG&E ¦ Marine | Com ¦ Com Heat Pump Water Heater (3.30 UEF - 50 Gal) - Fuel Sub - ZEAS 2030 - Marine | SDG&E ¦ Marine | SDG&E | All | Electric & Gas | HPWH (3.30 UEF - 50 Gal) | Efficient |  |  | 1 | Conventional | WaterHeat | Com - Office (Large) | Com | ROB Only | 1 | 1000 sqft2 of floor space | 1000 sqft served | 13 | DEER:Indoor_CFL_Ltg | 330.1706 | 0 | -35.0899 | SWWH027-05 | 114.3416 | 2024 | 63.824 | 2024 | 0 | -6.1444 | SWWH027-05 | Com Small Gas Water Heaters - ZEAS 2030 - Marine ¦ SDG&E ¦ Marine | Com Small Gas Water Heaters - ZEAS 2030 - Marine | 0.46177 | 0.546 | 0 | CBSA 2019 | 124.742 | 2032 | 1 | SWWH027-05
COM-WATERHEAT-FS-13-ZEAS.78 | Com ¦ Com Heat Pump Water Heater (3.30 UEF - 50 Gal) - Fuel Sub - ZEAS 2030 - Marine ¦ SDG&E ¦ Marine | Com ¦ Com Heat Pump Water Heater (3.30 UEF - 50 Gal) - Fuel Sub - ZEAS 2030 - Marine | SDG&E ¦ Marine | SDG&E | All | Electric & Gas | HPWH (3.30 UEF - 50 Gal) | Efficient |  |  | 1 | Conventional | WaterHeat | Com - Office (Small) | Com | ROB Only | 1 | 1000 sqft2 of floor space | 1000 sqft served | 13 | DEER:Indoor_CFL_Ltg | 306.8514 | 0 | -32.3508 | SWWH027-05 | 114.3416 | 2024 | 63.824 | 2024 | 0 | -6.1444 | SWWH027-05 | Com Small Gas Water Heaters - ZEAS 2030 - Marine ¦ SDG&E ¦ Marine | Com Small Gas Water Heaters - ZEAS 2030 - Marine | 0.46177 | 0.546 | 0 | CBSA 2019 | 49.9755 | 2032 | 1 | SWWH027-05
COM-WATERHEAT-FS-13-ZEAS.79 | Com ¦ Com Heat Pump Water Heater (3.30 UEF - 50 Gal) - Fuel Sub - ZEAS 2030 - Marine ¦ SDG&E ¦ Marine | Com ¦ Com Heat Pump Water Heater (3.30 UEF - 50 Gal) - Fuel Sub - ZEAS 2030 - Marine | SDG&E ¦ Marine | SDG&E | All | Electric & Gas | HPWH (3.30 UEF - 50 Gal) | Efficient |  |  | 1 | Conventional | WaterHeat | Com - Other | Com | ROB Only | 1 | 1000 sqft2 of floor space | 1000 sqft served | 13 | DEER:Indoor_CFL_Ltg | 3949.0939 | 0 | -407.1546 | SWWH027-05 | 945.6672 | 2024 | 527.8592 | 2024 | 0 | -50.8178 | SWWH027-05 | Com Small Gas Water Heaters - ZEAS 2030 - Marine ¦ SDG&E ¦ Marine | Com Small Gas Water Heaters - ZEAS 2030 - Marine | 0.5433 | 0.546 | 0 | CBSA 2019 | 1408.3367 | 2032 | 1 | SWWH027-05
COM-WATERHEAT-FS-13-ZEAS.80 | Com ¦ Com Heat Pump Water Heater (3.30 UEF - 50 Gal) - Fuel Sub - ZEAS 2030 - Marine ¦ SDG&E ¦ Marine | Com ¦ Com Heat Pump Water Heater (3.30 UEF - 50 Gal) - Fuel Sub - ZEAS 2030 - Marine | SDG&E ¦ Marine | SDG&E | All | Electric & Gas | HPWH (3.30 UEF - 50 Gal) | Efficient |  |  | 1 | Conventional | WaterHeat | Com - Refrig. Warehouse | Com | ROB Only | 1 | 1000 sqft2 of floor space | 1000 sqft served | 13 | DEER:Indoor_CFL_Ltg | 328.619 | 0 | -35.0869 | SWWH027-05 | 52.8715 | 2024 | 29.5122 | 2024 | 0 | -2.8412 | SWWH027-05 | Com Small Gas Water Heaters - ZEAS 2030 - Marine ¦ SDG&E ¦ Marine | Com Small Gas Water Heaters - ZEAS 2030 - Marine | 0.22621 | 0.546 | 0 | CBSA 2019 | 20.471 | 2032 | 1 | SWWH027-05
COM-WATERHEAT-FS-13-ZEAS.81 | Com ¦ Com Heat Pump Water Heater (3.30 UEF - 50 Gal) - Fuel Sub - ZEAS 2030 - Marine ¦ SDG&E ¦ Marine | Com ¦ Com Heat Pump Water Heater (3.30 UEF - 50 Gal) - Fuel Sub - ZEAS 2030 - Marine | SDG&E ¦ Marine | SDG&E | All | Electric & Gas | HPWH (3.30 UEF - 50 Gal) | Efficient |  |  | 1 | Conventional | WaterHeat | Com - Restaurant | Com | ROB Only | 1 | 1000 sqft2 of floor space | 1000 sqft served | 13 | DEER:Indoor_CFL_Ltg | 14190.5774 | 0 | -1563.1821 | SWWH027-05 | 4953.246 | 2024 | 2764.8377 | 2024 | 0 | -266.1751 | SWWH027-05 | Com Small Gas Water Heaters - ZEAS 2030 - Marine ¦ SDG&E ¦ Marine | Com Small Gas Water Heaters - ZEAS 2030 - Marine | 0.79319 | 0.546 | 0 | CBSA 2019 | 922.139 | 2032 | 1 | SWWH027-05
COM-WATERHEAT-FS-13-ZEAS.82 | Com ¦ Com Heat Pump Water Heater (3.30 UEF - 50 Gal) - Fuel Sub - ZEAS 2030 - Marine ¦ SDG&E ¦ Marine | Com ¦ Com Heat Pump Water Heater (3.30 UEF - 50 Gal) - Fuel Sub - ZEAS 2030 - Marine | SDG&E ¦ Marine | SDG&E | All | Electric & Gas | HPWH (3.30 UEF - 50 Gal) | Efficient |  |  | 1 | Conventional | WaterHeat | Com - Retail | Com | ROB Only | 1 | 1000 sqft2 of floor space | 1000 sqft served | 13 | DEER:Indoor_CFL_Ltg | 220.011 | 0 | -23.0667 | SWWH027-05 | 70.823 | 2024 | 39.5325 | 2024 | 0 | -3.8059 | SWWH027-05 | Com Small Gas Water Heaters - ZEAS 2030 - Marine ¦ SDG&E ¦ Marine | Com Small Gas Water Heaters - ZEAS 2030 - Marine | 0.40063 | 0.546 | 0 | CBSA 2019 | 36.6814 | 2032 | 1 | SWWH027-05
COM-WATERHEAT-FS-13-ZEAS.83 | Com ¦ Com Heat Pump Water Heater (3.30 UEF - 50 Gal) - Fuel Sub - ZEAS 2030 - Marine ¦ SDG&E ¦ Marine | Com ¦ Com Heat Pump Water Heater (3.30 UEF - 50 Gal) - Fuel Sub - ZEAS 2030 - Marine | SDG&E ¦ Marine | SDG&E | All | Electric & Gas | HPWH (3.30 UEF - 50 Gal) | Efficient |  |  | 1 | Conventional | WaterHeat | Com - School | Com | ROB Only | 1 | 1000 sqft2 of floor space | 1000 sqft served | 13 | DEER:Indoor_CFL_Ltg | 1174.9227 | 0 | -127.9363 | SWWH027-05 | 583.3959 | 2024 | 325.6441 | 2024 | 0 | -31.3502 | SWWH027-05 | Com Small Gas Water Heaters - ZEAS 2030 - Marine ¦ SDG&E ¦ Marine | Com Small Gas Water Heaters - ZEAS 2030 - Marine | 0.76922 | 0.546 | 0 | CBSA 2019 | 98.855 | 2032 | 1 | SWWH027-05
COM-WATERHEAT-FS-13-ZEAS.84 | Com ¦ Com Heat Pump Water Heater (3.30 UEF - 50 Gal) - Fuel Sub - ZEAS 2030 - Marine ¦ SDG&E ¦ Marine | Com ¦ Com Heat Pump Water Heater (3.30 UEF - 50 Gal) - Fuel Sub - ZEAS 2030 - Marine | SDG&E ¦ Marine | SDG&E | All | Electric & Gas | HPWH (3.30 UEF - 50 Gal) | Efficient |  |  | 1 | Conventional | WaterHeat | Com - Warehouse | Com | ROB Only | 1 | 1000 sqft2 of floor space | 1000 sqft served | 13 | DEER:Indoor_CFL_Ltg | 35.6004 | 0 | -3.697 | SWWH027-05 | 10.5743 | 2024 | 5.9024 | 2024 | 0 | -0.56824 | SWWH027-05 | Com Small Gas Water Heaters - ZEAS 2030 - Marine ¦ SDG&E ¦ Marine | Com Small Gas Water Heaters - ZEAS 2030 - Marine | 0.1976 | 0.546 | 0 | CBSA 2019 | 4.9142 | 2032 | 1 | SWWH027-05
COM-WATERHEAT-FS-13-ZEAS.85 | Com ¦ Com Heat Pump Water Heater (3.30 UEF - 50 Gal) - Fuel Sub - ZEAS 2030 - Hot-Dry ¦ SDG&E ¦ Hot-Dry | Com ¦ Com Heat Pump Water Heater (3.30 UEF - 50 Gal) - Fuel Sub - ZEAS 2030 - Hot-Dry | SDG&E ¦ Hot-Dry | SDG&E | All | Electric & Gas | HPWH (3.30 UEF - 50 Gal) | Efficient |  |  | 1 | Conventional | WaterHeat | Com - College | Com | ROB Only | 1 | 1000 sqft2 of floor space | 1000 sqft served | 13 | DEER:Indoor_CFL_Ltg | 586.0009 | 0 | -61.9617 | SWWH027-05 | 183.7249 | 2024 | 102.5529 | 2024 | 0 | -19.7458 | SWWH027-05 | Com Small Gas Water Heaters - ZEAS 2030 - Hot-Dry ¦ SDG&E ¦ Hot-Dry | Com Small Gas Water Heaters - ZEAS 2030 - Hot-Dry | 0.74815 | 0.546 | 0 | CBSA 2019 | 160.1481 | 2032 | 1 | SWWH027-05
COM-WATERHEAT-FS-13-ZEAS.86 | Com ¦ Com Heat Pump Water Heater (3.30 UEF - 50 Gal) - Fuel Sub - ZEAS 2030 - Hot-Dry ¦ SDG&E ¦ Hot-Dry | Com ¦ Com Heat Pump Water Heater (3.30 UEF - 50 Gal) - Fuel Sub - ZEAS 2030 - Hot-Dry | SDG&E ¦ Hot-Dry | SDG&E | All | Electric & Gas | HPWH (3.30 UEF - 50 Gal) | Efficient |  |  | 1 | Conventional | WaterHeat | Com - Grocery | Com | ROB Only | 1 | 1000 sqft2 of floor space | 1000 sqft served | 13 | DEER:Indoor_CFL_Ltg | 0 | 0 | 0 | SWWH027-05 | 101.241 | 2024 | 61.7409 | 2024 | 0 | -16.3851 | SWWH027-05 | Com Small Gas Water Heaters - ZEAS 2030 - Hot-Dry ¦ SDG&E ¦ Hot-Dry | Com Small Gas Water Heaters - ZEAS 2030 - Hot-Dry | 0.59609 | 0.546 | 0 | CBSA 2019 | 0 | 2032 | 1 | SWWH027-05
COM-WATERHEAT-FS-13-ZEAS.87 | Com ¦ Com Heat Pump Water Heater (3.30 UEF - 50 Gal) - Fuel Sub - ZEAS 2030 - Hot-Dry ¦ SDG&E ¦ Hot-Dry | Com ¦ Com Heat Pump Water Heater (3.30 UEF - 50 Gal) - Fuel Sub - ZEAS 2030 - Hot-Dry | SDG&E ¦ Hot-Dry | SDG&E | All | Electric & Gas | HPWH (3.30 UEF - 50 Gal) | Efficient |  |  | 1 | Conventional | WaterHeat | Com - Health | Com | ROB Only | 1 | 1000 sqft2 of floor space | 1000 sqft served | 13 | DEER:Indoor_CFL_Ltg | 1651.6552 | 0 | -174.6924 | SWWH027-05 | 278.2827 | 2024 | 155.3338 | 2024 | 0 | -29.9084 | SWWH027-05 | Com Small Gas Water Heaters - ZEAS 2030 - Hot-Dry ¦ SDG&E ¦ Hot-Dry | Com Small Gas Water Heaters - ZEAS 2030 - Hot-Dry | 0.52611 | 0.546 | 0 | CBSA 2019 | 385.3539 | 2032 | 1 | SWWH027-05
COM-WATERHEAT-FS-13-ZEAS.88 | Com ¦ Com Heat Pump Water Heater (3.30 UEF - 50 Gal) - Fuel Sub - ZEAS 2030 - Hot-Dry ¦ SDG&E ¦ Hot-Dry | Com ¦ Com Heat Pump Water Heater (3.30 UEF - 50 Gal) - Fuel Sub - ZEAS 2030 - Hot-Dry | SDG&E ¦ Hot-Dry | SDG&E | All | Electric & Gas | HPWH (3.30 UEF - 50 Gal) | Efficient |  |  | 1 | Conventional | WaterHeat | Com - Lodging | Com | ROB Only | 1 | 1000 sqft2 of floor space | 1000 sqft served | 13 | DEER:Indoor_CFL_Ltg | 1287.733 | 0 | -133.4281 | SWWH027-05 | 175.0978 | 2024 | 97.7373 | 2024 | 0 | -18.8186 | SWWH027-05 | Com Small Gas Water Heaters - ZEAS 2030 - Hot-Dry ¦ SDG&E ¦ Hot-Dry | Com Small Gas Water Heaters - ZEAS 2030 - Hot-Dry | 0.73871 | 0.546 | 0 | CBSA 2019 | 1114.9967 | 2032 | 1 | SWWH027-05
COM-WATERHEAT-FS-13-ZEAS.89 | Com ¦ Com Heat Pump Water Heater (3.30 UEF - 50 Gal) - Fuel Sub - ZEAS 2030 - Hot-Dry ¦ SDG&E ¦ Hot-Dry | Com ¦ Com Heat Pump Water Heater (3.30 UEF - 50 Gal) - Fuel Sub - ZEAS 2030 - Hot-Dry | SDG&E ¦ Hot-Dry | SDG&E | All | Electric & Gas | HPWH (3.30 UEF - 50 Gal) | Efficient |  |  | 1 | Conventional | WaterHeat | Com - Office (Large) | Com | ROB Only | 1 | 1000 sqft2 of floor space | 1000 sqft served | 13 | DEER:Indoor_CFL_Ltg | 164.9003 | 0 | -17.4894 | SWWH027-05 | 57.1708 | 2024 | 31.912 | 2024 | 0 | -6.1444 | SWWH027-05 | Com Small Gas Water Heaters - ZEAS 2030 - Hot-Dry ¦ SDG&E ¦ Hot-Dry | Com Small Gas Water Heaters - ZEAS 2030 - Hot-Dry | 0.46177 | 0.546 | 0 | CBSA 2019 | 62.1401 | 2032 | 1 | SWWH027-05
COM-WATERHEAT-FS-13-ZEAS.90 | Com ¦ Com Heat Pump Water Heater (3.30 UEF - 50 Gal) - Fuel Sub - ZEAS 2030 - Hot-Dry ¦ SDG&E ¦ Hot-Dry | Com ¦ Com Heat Pump Water Heater (3.30 UEF - 50 Gal) - Fuel Sub - ZEAS 2030 - Hot-Dry | SDG&E ¦ Hot-Dry | SDG&E | All | Electric & Gas | HPWH (3.30 UEF - 50 Gal) | Efficient |  |  | 1 | Conventional | WaterHeat | Com - Office (Small) | Com | ROB Only | 1 | 1000 sqft2 of floor space | 1000 sqft served | 13 | DEER:Indoor_CFL_Ltg | 153.2406 | 0 | -16.1384 | SWWH027-05 | 57.1708 | 2024 | 31.912 | 2024 | 0 | -6.1444 | SWWH027-05 | Com Small Gas Water Heaters - ZEAS 2030 - Hot-Dry ¦ SDG&E ¦ Hot-Dry | Com Small Gas Water Heaters - ZEAS 2030 - Hot-Dry | 0.46177 | 0.546 | 0 | CBSA 2019 | 24.923 | 2032 | 1 | SWWH027-05
COM-WATERHEAT-FS-13-ZEAS.91 | Com ¦ Com Heat Pump Water Heater (3.30 UEF - 50 Gal) - Fuel Sub - ZEAS 2030 - Hot-Dry ¦ SDG&E ¦ Hot-Dry | Com ¦ Com Heat Pump Water Heater (3.30 UEF - 50 Gal) - Fuel Sub - ZEAS 2030 - Hot-Dry | SDG&E ¦ Hot-Dry | SDG&E | All | Electric & Gas | HPWH (3.30 UEF - 50 Gal) | Efficient |  |  | 1 | Conventional | WaterHeat | Com - Other | Com | ROB Only | 1 | 1000 sqft2 of floor space | 1000 sqft served | 13 | DEER:Indoor_CFL_Ltg | 1974.5469 | 0 | -203.5773 | SWWH027-05 | 472.8336 | 2024 | 263.9296 | 2024 | 0 | -50.8178 | SWWH027-05 | Com Small Gas Water Heaters - ZEAS 2030 - Hot-Dry ¦ SDG&E ¦ Hot-Dry | Com Small Gas Water Heaters - ZEAS 2030 - Hot-Dry | 0.5433 | 0.546 | 0 | CBSA 2019 | 704.1683 | 2032 | 1 | SWWH027-05
COM-WATERHEAT-FS-13-ZEAS.92 | Com ¦ Com Heat Pump Water Heater (3.30 UEF - 50 Gal) - Fuel Sub - ZEAS 2030 - Hot-Dry ¦ SDG&E ¦ Hot-Dry | Com ¦ Com Heat Pump Water Heater (3.30 UEF - 50 Gal) - Fuel Sub - ZEAS 2030 - Hot-Dry | SDG&E ¦ Hot-Dry | SDG&E | All | Electric & Gas | HPWH (3.30 UEF - 50 Gal) | Efficient |  |  | 1 | Conventional | WaterHeat | Com - Refrig. Warehouse | Com | ROB Only | 1 | 1000 sqft2 of floor space | 1000 sqft served | 13 | DEER:Indoor_CFL_Ltg | 164.3095 | 0 | -17.5435 | SWWH027-05 | 26.4358 | 2024 | 14.7561 | 2024 | 0 | -2.8412 | SWWH027-05 | Com Small Gas Water Heaters - ZEAS 2030 - Hot-Dry ¦ SDG&E ¦ Hot-Dry | Com Small Gas Water Heaters - ZEAS 2030 - Hot-Dry | 0.22621 | 0.546 | 0 | CBSA 2019 | 10.2355 | 2032 | 1 | SWWH027-05
COM-WATERHEAT-FS-13-ZEAS.93 | Com ¦ Com Heat Pump Water Heater (3.30 UEF - 50 Gal) - Fuel Sub - ZEAS 2030 - Hot-Dry ¦ SDG&E ¦ Hot-Dry | Com ¦ Com Heat Pump Water Heater (3.30 UEF - 50 Gal) - Fuel Sub - ZEAS 2030 - Hot-Dry | SDG&E ¦ Hot-Dry | SDG&E | All | Electric & Gas | HPWH (3.30 UEF - 50 Gal) | Efficient |  |  | 1 | Conventional | WaterHeat | Com - Restaurant | Com | ROB Only | 1 | 1000 sqft2 of floor space | 1000 sqft served | 13 | DEER:Indoor_CFL_Ltg | 7079.9621 | 0 | -779.9876 | SWWH027-05 | 2476.623 | 2024 | 1382.4189 | 2024 | 0 | -266.1751 | SWWH027-05 | Com Small Gas Water Heaters - ZEAS 2030 - Hot-Dry ¦ SDG&E ¦ Hot-Dry | Com Small Gas Water Heaters - ZEAS 2030 - Hot-Dry | 0.79319 | 0.546 | 0 | CBSA 2019 | 460.1373 | 2032 | 1 | SWWH027-05
COM-WATERHEAT-FS-13-ZEAS.94 | Com ¦ Com Heat Pump Water Heater (3.30 UEF - 50 Gal) - Fuel Sub - ZEAS 2030 - Hot-Dry ¦ SDG&E ¦ Hot-Dry | Com ¦ Com Heat Pump Water Heater (3.30 UEF - 50 Gal) - Fuel Sub - ZEAS 2030 - Hot-Dry | SDG&E ¦ Hot-Dry | SDG&E | All | Electric & Gas | HPWH (3.30 UEF - 50 Gal) | Efficient |  |  | 1 | Conventional | WaterHeat | Com - Retail | Com | ROB Only | 1 | 1000 sqft2 of floor space | 1000 sqft served | 13 | DEER:Indoor_CFL_Ltg | 109.8158 | 0 | -11.5052 | SWWH027-05 | 35.4115 | 2024 | 19.7663 | 2024 | 0 | -3.8059 | SWWH027-05 | Com Small Gas Water Heaters - ZEAS 2030 - Hot-Dry ¦ SDG&E ¦ Hot-Dry | Com Small Gas Water Heaters - ZEAS 2030 - Hot-Dry | 0.40063 | 0.546 | 0 | CBSA 2019 | 18.2686 | 2032 | 1 | SWWH027-05
COM-WATERHEAT-FS-13-ZEAS.95 | Com ¦ Com Heat Pump Water Heater (3.30 UEF - 50 Gal) - Fuel Sub - ZEAS 2030 - Hot-Dry ¦ SDG&E ¦ Hot-Dry | Com ¦ Com Heat Pump Water Heater (3.30 UEF - 50 Gal) - Fuel Sub - ZEAS 2030 - Hot-Dry | SDG&E ¦ Hot-Dry | SDG&E | All | Electric & Gas | HPWH (3.30 UEF - 50 Gal) | Efficient |  |  | 1 | Conventional | WaterHeat | Com - School | Com | ROB Only | 1 | 1000 sqft2 of floor space | 1000 sqft served | 13 | DEER:Indoor_CFL_Ltg | 585.437 | 0 | -63.6849 | SWWH027-05 | 291.698 | 2024 | 162.822 | 2024 | 0 | -31.3502 | SWWH027-05 | Com Small Gas Water Heaters - ZEAS 2030 - Hot-Dry ¦ SDG&E ¦ Hot-Dry | Com Small Gas Water Heaters - ZEAS 2030 - Hot-Dry | 0.76922 | 0.546 | 0 | CBSA 2019 | 49.1136 | 2032 | 1 | SWWH027-05
COM-WATERHEAT-FS-13-ZEAS.96 | Com ¦ Com Heat Pump Water Heater (3.30 UEF - 50 Gal) - Fuel Sub - ZEAS 2030 - Hot-Dry ¦ SDG&E ¦ Hot-Dry | Com ¦ Com Heat Pump Water Heater (3.30 UEF - 50 Gal) - Fuel Sub - ZEAS 2030 - Hot-Dry | SDG&E ¦ Hot-Dry | SDG&E | All | Electric & Gas | HPWH (3.30 UEF - 50 Gal) | Efficient |  |  | 1 | Conventional | WaterHeat | Com - Warehouse | Com | ROB Only | 1 | 1000 sqft2 of floor space | 1000 sqft served | 13 | DEER:Indoor_CFL_Ltg | 17.8002 | 0 | -1.8485 | SWWH027-05 | 5.2872 | 2024 | 2.9512 | 2024 | 0 | -0.56824 | SWWH027-05 | Com Small Gas Water Heaters - ZEAS 2030 - Hot-Dry ¦ SDG&E ¦ Hot-Dry | Com Small Gas Water Heaters - ZEAS 2030 - Hot-Dry | 0.1976 | 0.546 | 0 | CBSA 2019 | 2.4571 | 2032 | 1 | SWWH027-05
COM-WATERHEAT-FS-14-ZEAS.1 | Com ¦ Com Heat Pump Water Heater (3.50 UEF - 50 Gal) - Fuel Sub - ZEAS 2030 - Marine ¦ PG&E ¦ Marine | Com ¦ Com Heat Pump Water Heater (3.50 UEF - 50 Gal) - Fuel Sub - ZEAS 2030 - Marine | PG&E ¦ Marine | PG&E | All | Electric & Gas | HPWH (3.50 UEF - 50 Gal) | Efficient |  |  | 1 | Conventional | WaterHeat | Com - College | Com | ROB Only | 1 | 1000 sqft2 of floor space | 1000 sqft served | 13 | DEER:Indoor_CFL_Ltg | 625.7525 | 0 | -67.0699 | SWWH027-05 | 190.4605 | 2024 | 102.5529 | 2024 | 0 | -19.7458 | SWWH027-05 | Com Small Gas Water Heaters - ZEAS 2030 - Marine ¦ PG&E ¦ Marine | Com Small Gas Water Heaters - ZEAS 2030 - Marine | 0.74815 | 0.546 | 0 | CBSA 2019 | 173.9973 | 2032 | 1 | SWWH027-05
COM-WATERHEAT-FS-14-ZEAS.2 | Com ¦ Com Heat Pump Water Heater (3.50 UEF - 50 Gal) - Fuel Sub - ZEAS 2030 - Marine ¦ PG&E ¦ Marine | Com ¦ Com Heat Pump Water Heater (3.50 UEF - 50 Gal) - Fuel Sub - ZEAS 2030 - Marine | PG&E ¦ Marine | PG&E | All | Electric & Gas | HPWH (3.50 UEF - 50 Gal) | Efficient |  |  | 1 | Conventional | WaterHeat | Com - Grocery | Com | ROB Only | 1 | 1000 sqft2 of floor space | 1000 sqft served | 13 | DEER:Indoor_CFL_Ltg | 0 | 0 | 0 | SWWH027-05 | 101.241 | 2024 | 61.7409 | 2024 | 0 | -16.3851 | SWWH027-05 | Com Small Gas Water Heaters - ZEAS 2030 - Marine ¦ PG&E ¦ Marine | Com Small Gas Water Heaters - ZEAS 2030 - Marine | 0.59609 | 0.546 | 0 | CBSA 2019 | 0 | 2032 | 1 | SWWH027-05
COM-WATERHEAT-FS-14-ZEAS.3 | Com ¦ Com Heat Pump Water Heater (3.50 UEF - 50 Gal) - Fuel Sub - ZEAS 2030 - Marine ¦ PG&E ¦ Marine | Com ¦ Com Heat Pump Water Heater (3.50 UEF - 50 Gal) - Fuel Sub - ZEAS 2030 - Marine | PG&E ¦ Marine | PG&E | All | Electric & Gas | HPWH (3.50 UEF - 50 Gal) | Efficient |  |  | 1 | Conventional | WaterHeat | Com - Health | Com | ROB Only | 1 | 1000 sqft2 of floor space | 1000 sqft served | 13 | DEER:Indoor_CFL_Ltg | 1745.5665 | 0 | -189.4886 | SWWH027-05 | 288.4849 | 2024 | 155.3338 | 2024 | 0 | -29.9084 | SWWH027-05 | Com Small Gas Water Heaters - ZEAS 2030 - Marine ¦ PG&E ¦ Marine | Com Small Gas Water Heaters - ZEAS 2030 - Marine | 0.52611 | 0.546 | 0 | CBSA 2019 | 421.002 | 2032 | 1 | SWWH027-05
COM-WATERHEAT-FS-14-ZEAS.4 | Com ¦ Com Heat Pump Water Heater (3.50 UEF - 50 Gal) - Fuel Sub - ZEAS 2030 - Marine ¦ PG&E ¦ Marine | Com ¦ Com Heat Pump Water Heater (3.50 UEF - 50 Gal) - Fuel Sub - ZEAS 2030 - Marine | PG&E ¦ Marine | PG&E | All | Electric & Gas | HPWH (3.50 UEF - 50 Gal) | Efficient |  |  | 1 | Conventional | WaterHeat | Com - Lodging | Com | ROB Only | 1 | 1000 sqft2 of floor space | 1000 sqft served | 13 | DEER:Indoor_CFL_Ltg | 1365.8867 | 0 | -145.1426 | SWWH027-05 | 181.5172 | 2024 | 97.7373 | 2024 | 0 | -18.8186 | SWWH027-05 | Com Small Gas Water Heaters - ZEAS 2030 - Marine ¦ PG&E ¦ Marine | Com Small Gas Water Heaters - ZEAS 2030 - Marine | 0.73871 | 0.546 | 0 | CBSA 2019 | 1218.3929 | 2032 | 1 | SWWH027-05
COM-WATERHEAT-FS-14-ZEAS.5 | Com ¦ Com Heat Pump Water Heater (3.50 UEF - 50 Gal) - Fuel Sub - ZEAS 2030 - Marine ¦ PG&E ¦ Marine | Com ¦ Com Heat Pump Water Heater (3.50 UEF - 50 Gal) - Fuel Sub - ZEAS 2030 - Marine | PG&E ¦ Marine | PG&E | All | Electric & Gas | HPWH (3.50 UEF - 50 Gal) | Efficient |  |  | 1 | Conventional | WaterHeat | Com - Office (Large) | Com | ROB Only | 1 | 1000 sqft2 of floor space | 1000 sqft served | 13 | DEER:Indoor_CFL_Ltg | 174.339 | 0 | -18.8775 | SWWH027-05 | 59.2667 | 2024 | 31.912 | 2024 | 0 | -6.1444 | SWWH027-05 | Com Small Gas Water Heaters - ZEAS 2030 - Marine ¦ PG&E ¦ Marine | Com Small Gas Water Heaters - ZEAS 2030 - Marine | 0.46177 | 0.546 | 0 | CBSA 2019 | 67.4347 | 2032 | 1 | SWWH027-05
COM-WATERHEAT-FS-14-ZEAS.6 | Com ¦ Com Heat Pump Water Heater (3.50 UEF - 50 Gal) - Fuel Sub - ZEAS 2030 - Marine ¦ PG&E ¦ Marine | Com ¦ Com Heat Pump Water Heater (3.50 UEF - 50 Gal) - Fuel Sub - ZEAS 2030 - Marine | PG&E ¦ Marine | PG&E | All | Electric & Gas | HPWH (3.50 UEF - 50 Gal) | Efficient |  |  | 1 | Conventional | WaterHeat | Com - Office (Small) | Com | ROB Only | 1 | 1000 sqft2 of floor space | 1000 sqft served | 13 | DEER:Indoor_CFL_Ltg | 162.1242 | 0 | -17.4709 | SWWH027-05 | 59.2667 | 2024 | 31.912 | 2024 | 0 | -6.1444 | SWWH027-05 | Com Small Gas Water Heaters - ZEAS 2030 - Marine ¦ PG&E ¦ Marine | Com Small Gas Water Heaters - ZEAS 2030 - Marine | 0.46177 | 0.546 | 0 | CBSA 2019 | 27.1537 | 2032 | 1 | SWWH027-05
COM-WATERHEAT-FS-14-ZEAS.7 | Com ¦ Com Heat Pump Water Heater (3.50 UEF - 50 Gal) - Fuel Sub - ZEAS 2030 - Marine ¦ PG&E ¦ Marine | Com ¦ Com Heat Pump Water Heater (3.50 UEF - 50 Gal) - Fuel Sub - ZEAS 2030 - Marine | PG&E ¦ Marine | PG&E | All | Electric & Gas | HPWH (3.50 UEF - 50 Gal) | Efficient |  |  | 1 | Conventional | WaterHeat | Com - Other | Com | ROB Only | 1 | 1000 sqft2 of floor space | 1000 sqft served | 13 | DEER:Indoor_CFL_Ltg | 2081.6929 | 0 | -220.4145 | SWWH027-05 | 490.1683 | 2024 | 263.9296 | 2024 | 0 | -50.8178 | SWWH027-05 | Com Small Gas Water Heaters - ZEAS 2030 - Marine ¦ PG&E ¦ Marine | Com Small Gas Water Heaters - ZEAS 2030 - Marine | 0.5433 | 0.546 | 0 | CBSA 2019 | 768.6095 | 2032 | 1 | SWWH027-05
COM-WATERHEAT-FS-14-ZEAS.8 | Com ¦ Com Heat Pump Water Heater (3.50 UEF - 50 Gal) - Fuel Sub - ZEAS 2030 - Marine ¦ PG&E ¦ Marine | Com ¦ Com Heat Pump Water Heater (3.50 UEF - 50 Gal) - Fuel Sub - ZEAS 2030 - Marine | PG&E ¦ Marine | PG&E | All | Electric & Gas | HPWH (3.50 UEF - 50 Gal) | Efficient |  |  | 1 | Conventional | WaterHeat | Com - Refrig. Warehouse | Com | ROB Only | 1 | 1000 sqft2 of floor space | 1000 sqft served | 13 | DEER:Indoor_CFL_Ltg | 173.7231 | 0 | -18.9983 | SWWH027-05 | 27.4049 | 2024 | 14.7561 | 2024 | 0 | -2.8412 | SWWH027-05 | Com Small Gas Water Heaters - ZEAS 2030 - Marine ¦ PG&E ¦ Marine | Com Small Gas Water Heaters - ZEAS 2030 - Marine | 0.22621 | 0.546 | 0 | CBSA 2019 | 11.1596 | 2032 | 1 | SWWH027-05
COM-WATERHEAT-FS-14-ZEAS.9 | Com ¦ Com Heat Pump Water Heater (3.50 UEF - 50 Gal) - Fuel Sub - ZEAS 2030 - Marine ¦ PG&E ¦ Marine | Com ¦ Com Heat Pump Water Heater (3.50 UEF - 50 Gal) - Fuel Sub - ZEAS 2030 - Marine | PG&E ¦ Marine | PG&E | All | Electric & Gas | HPWH (3.50 UEF - 50 Gal) | Efficient |  |  | 1 | Conventional | WaterHeat | Com - Restaurant | Com | ROB Only | 1 | 1000 sqft2 of floor space | 1000 sqft served | 13 | DEER:Indoor_CFL_Ltg | 7564.0626 | 0 | -845.4464 | SWWH027-05 | 2567.4192 | 2024 | 1382.4189 | 2024 | 0 | -266.1751 | SWWH027-05 | Com Small Gas Water Heaters - ZEAS 2030 - Marine ¦ PG&E ¦ Marine | Com Small Gas Water Heaters - ZEAS 2030 - Marine | 0.79319 | 0.546 | 0 | CBSA 2019 | 500.7094 | 2032 | 1 | SWWH027-05
COM-WATERHEAT-FS-14-ZEAS.10 | Com ¦ Com Heat Pump Water Heater (3.50 UEF - 50 Gal) - Fuel Sub - ZEAS 2030 - Marine ¦ PG&E ¦ Marine | Com ¦ Com Heat Pump Water Heater (3.50 UEF - 50 Gal) - Fuel Sub - ZEAS 2030 - Marine | PG&E ¦ Marine | PG&E | All | Electric & Gas | HPWH (3.50 UEF - 50 Gal) | Efficient |  |  | 1 | Conventional | WaterHeat | Com - Retail | Com | ROB Only | 1 | 1000 sqft2 of floor space | 1000 sqft served | 13 | DEER:Indoor_CFL_Ltg | 117.4756 | 0 | -12.4564 | SWWH027-05 | 36.7097 | 2024 | 19.7663 | 2024 | 0 | -3.8059 | SWWH027-05 | Com Small Gas Water Heaters - ZEAS 2030 - Marine ¦ PG&E ¦ Marine | Com Small Gas Water Heaters - ZEAS 2030 - Marine | 0.40063 | 0.546 | 0 | CBSA 2019 | 20.2773 | 2032 | 1 | SWWH027-05
COM-WATERHEAT-FS-14-ZEAS.11 | Com ¦ Com Heat Pump Water Heater (3.50 UEF - 50 Gal) - Fuel Sub - ZEAS 2030 - Marine ¦ PG&E ¦ Marine | Com ¦ Com Heat Pump Water Heater (3.50 UEF - 50 Gal) - Fuel Sub - ZEAS 2030 - Marine | PG&E ¦ Marine | PG&E | All | Electric & Gas | HPWH (3.50 UEF - 50 Gal) | Efficient |  |  | 1 | Conventional | WaterHeat | Com - School | Com | ROB Only | 1 | 1000 sqft2 of floor space | 1000 sqft served | 13 | DEER:Indoor_CFL_Ltg | 623.0725 | 0 | -68.9729 | SWWH027-05 | 302.392 | 2024 | 162.822 | 2024 | 0 | -31.3502 | SWWH027-05 | Com Small Gas Water Heaters - ZEAS 2030 - Marine ¦ PG&E ¦ Marine | Com Small Gas Water Heaters - ZEAS 2030 - Marine | 0.76922 | 0.546 | 0 | CBSA 2019 | 54.9987 | 2032 | 1 | SWWH027-05
COM-WATERHEAT-FS-14-ZEAS.12 | Com ¦ Com Heat Pump Water Heater (3.50 UEF - 50 Gal) - Fuel Sub - ZEAS 2030 - Marine ¦ PG&E ¦ Marine | Com ¦ Com Heat Pump Water Heater (3.50 UEF - 50 Gal) - Fuel Sub - ZEAS 2030 - Marine | PG&E ¦ Marine | PG&E | All | Electric & Gas | HPWH (3.50 UEF - 50 Gal) | Efficient |  |  | 1 | Conventional | WaterHeat | Com - Warehouse | Com | ROB Only | 1 | 1000 sqft2 of floor space | 1000 sqft served | 13 | DEER:Indoor_CFL_Ltg | 18.9983 | 0 | -2.0025 | SWWH027-05 | 5.481 | 2024 | 2.9512 | 2024 | 0 | -0.56824 | SWWH027-05 | Com Small Gas Water Heaters - ZEAS 2030 - Marine ¦ PG&E ¦ Marine | Com Small Gas Water Heaters - ZEAS 2030 - Marine | 0.1976 | 0.546 | 0 | CBSA 2019 | 2.7473 | 2032 | 1 | SWWH027-05
COM-WATERHEAT-FS-14-ZEAS.13 | Com ¦ Com Heat Pump Water Heater (3.50 UEF - 50 Gal) - Fuel Sub - ZEAS 2030 - Hot-Dry ¦ PG&E ¦ Hot-Dry | Com ¦ Com Heat Pump Water Heater (3.50 UEF - 50 Gal) - Fuel Sub - ZEAS 2030 - Hot-Dry | PG&E ¦ Hot-Dry | PG&E | All | Electric & Gas | HPWH (3.50 UEF - 50 Gal) | Efficient |  |  | 1 | Conventional | WaterHeat | Com - College | Com | ROB Only | 1 | 1000 sqft2 of floor space | 1000 sqft served | 13 | DEER:Indoor_CFL_Ltg | 603.091 | 0 | -64.1714 | SWWH027-05 | 190.4605 | 2024 | 102.5529 | 2024 | 0 | -19.7458 | SWWH027-05 | Com Small Gas Water Heaters - ZEAS 2030 - Hot-Dry ¦ PG&E ¦ Hot-Dry | Com Small Gas Water Heaters - ZEAS 2030 - Hot-Dry | 0.74815 | 0.546 | 0 | CBSA 2019 | 166.1469 | 2032 | 1 | SWWH027-05
COM-WATERHEAT-FS-14-ZEAS.14 | Com ¦ Com Heat Pump Water Heater (3.50 UEF - 50 Gal) - Fuel Sub - ZEAS 2030 - Hot-Dry ¦ PG&E ¦ Hot-Dry | Com ¦ Com Heat Pump Water Heater (3.50 UEF - 50 Gal) - Fuel Sub - ZEAS 2030 - Hot-Dry | PG&E ¦ Hot-Dry | PG&E | All | Electric & Gas | HPWH (3.50 UEF - 50 Gal) | Efficient |  |  | 1 | Conventional | WaterHeat | Com - Grocery | Com | ROB Only | 1 | 1000 sqft2 of floor space | 1000 sqft served | 13 | DEER:Indoor_CFL_Ltg | 0 | 0 | 0 | SWWH027-05 | 101.241 | 2024 | 61.7409 | 2024 | 0 | -16.3851 | SWWH027-05 | Com Small Gas Water Heaters - ZEAS 2030 - Hot-Dry ¦ PG&E ¦ Hot-Dry | Com Small Gas Water Heaters - ZEAS 2030 - Hot-Dry | 0.59609 | 0.546 | 0 | CBSA 2019 | 0 | 2032 | 1 | SWWH027-05
COM-WATERHEAT-FS-14-ZEAS.15 | Com ¦ Com Heat Pump Water Heater (3.50 UEF - 50 Gal) - Fuel Sub - ZEAS 2030 - Hot-Dry ¦ PG&E ¦ Hot-Dry | Com ¦ Com Heat Pump Water Heater (3.50 UEF - 50 Gal) - Fuel Sub - ZEAS 2030 - Hot-Dry | PG&E ¦ Hot-Dry | PG&E | All | Electric & Gas | HPWH (3.50 UEF - 50 Gal) | Efficient |  |  | 1 | Conventional | WaterHeat | Com - Health | Com | ROB Only | 1 | 1000 sqft2 of floor space | 1000 sqft served | 13 | DEER:Indoor_CFL_Ltg | 1682.5066 | 0 | -180.4801 | SWWH027-05 | 288.4849 | 2024 | 155.3338 | 2024 | 0 | -29.9084 | SWWH027-05 | Com Small Gas Water Heaters - ZEAS 2030 - Hot-Dry ¦ PG&E ¦ Hot-Dry | Com Small Gas Water Heaters - ZEAS 2030 - Hot-Dry | 0.52611 | 0.546 | 0 | CBSA 2019 | 399.683 | 2032 | 1 | SWWH027-05
COM-WATERHEAT-FS-14-ZEAS.16 | Com ¦ Com Heat Pump Water Heater (3.50 UEF - 50 Gal) - Fuel Sub - ZEAS 2030 - Hot-Dry ¦ PG&E ¦ Hot-Dry | Com ¦ Com Heat Pump Water Heater (3.50 UEF - 50 Gal) - Fuel Sub - ZEAS 2030 - Hot-Dry | PG&E ¦ Hot-Dry | PG&E | All | Electric & Gas | HPWH (3.50 UEF - 50 Gal) | Efficient |  |  | 1 | Conventional | WaterHeat | Com - Lodging | Com | ROB Only | 1 | 1000 sqft2 of floor space | 1000 sqft served | 13 | DEER:Indoor_CFL_Ltg | 1315.5591 | 0 | -137.894 | SWWH027-05 | 181.5172 | 2024 | 97.7373 | 2024 | 0 | -18.8186 | SWWH027-05 | Com Small Gas Water Heaters - ZEAS 2030 - Hot-Dry ¦ PG&E ¦ Hot-Dry | Com Small Gas Water Heaters - ZEAS 2030 - Hot-Dry | 0.73871 | 0.546 | 0 | CBSA 2019 | 1154.725 | 2032 | 1 | SWWH027-05
COM-WATERHEAT-FS-14-ZEAS.17 | Com ¦ Com Heat Pump Water Heater (3.50 UEF - 50 Gal) - Fuel Sub - ZEAS 2030 - Hot-Dry ¦ PG&E ¦ Hot-Dry | Com ¦ Com Heat Pump Water Heater (3.50 UEF - 50 Gal) - Fuel Sub - ZEAS 2030 - Hot-Dry | PG&E ¦ Hot-Dry | PG&E | All | Electric & Gas | HPWH (3.50 UEF - 50 Gal) | Efficient |  |  | 1 | Conventional | WaterHeat | Com - Office (Large) | Com | ROB Only | 1 | 1000 sqft2 of floor space | 1000 sqft served | 13 | DEER:Indoor_CFL_Ltg | 168.7868 | 0 | -18.0261 | SWWH027-05 | 59.2667 | 2024 | 31.912 | 2024 | 0 | -6.1444 | SWWH027-05 | Com Small Gas Water Heaters - ZEAS 2030 - Hot-Dry ¦ PG&E ¦ Hot-Dry | Com Small Gas Water Heaters - ZEAS 2030 - Hot-Dry | 0.46177 | 0.546 | 0 | CBSA 2019 | 64.1638 | 2032 | 1 | SWWH027-05
COM-WATERHEAT-FS-14-ZEAS.18 | Com ¦ Com Heat Pump Water Heater (3.50 UEF - 50 Gal) - Fuel Sub - ZEAS 2030 - Hot-Dry ¦ PG&E ¦ Hot-Dry | Com ¦ Com Heat Pump Water Heater (3.50 UEF - 50 Gal) - Fuel Sub - ZEAS 2030 - Hot-Dry | PG&E ¦ Hot-Dry | PG&E | All | Electric & Gas | HPWH (3.50 UEF - 50 Gal) | Efficient |  |  | 1 | Conventional | WaterHeat | Com - Office (Small) | Com | ROB Only | 1 | 1000 sqft2 of floor space | 1000 sqft served | 13 | DEER:Indoor_CFL_Ltg | 156.9421 | 0 | -16.6196 | SWWH027-05 | 59.2667 | 2024 | 31.912 | 2024 | 0 | -6.1444 | SWWH027-05 | Com Small Gas Water Heaters - ZEAS 2030 - Hot-Dry ¦ PG&E ¦ Hot-Dry | Com Small Gas Water Heaters - ZEAS 2030 - Hot-Dry | 0.46177 | 0.546 | 0 | CBSA 2019 | 25.7059 | 2032 | 1 | SWWH027-05
COM-WATERHEAT-FS-14-ZEAS.19 | Com ¦ Com Heat Pump Water Heater (3.50 UEF - 50 Gal) - Fuel Sub - ZEAS 2030 - Hot-Dry ¦ PG&E ¦ Hot-Dry | Com ¦ Com Heat Pump Water Heater (3.50 UEF - 50 Gal) - Fuel Sub - ZEAS 2030 - Hot-Dry | PG&E ¦ Hot-Dry | PG&E | All | Electric & Gas | HPWH (3.50 UEF - 50 Gal) | Efficient |  |  | 1 | Conventional | WaterHeat | Com - Other | Com | ROB Only | 1 | 1000 sqft2 of floor space | 1000 sqft served | 13 | DEER:Indoor_CFL_Ltg | 2020.4666 | 0 | -209.6999 | SWWH027-05 | 490.1683 | 2024 | 263.9296 | 2024 | 0 | -50.8178 | SWWH027-05 | Com Small Gas Water Heaters - ZEAS 2030 - Hot-Dry ¦ PG&E ¦ Hot-Dry | Com Small Gas Water Heaters - ZEAS 2030 - Hot-Dry | 0.5433 | 0.546 | 0 | CBSA 2019 | 726.8332 | 2032 | 1 | SWWH027-05
COM-WATERHEAT-FS-14-ZEAS.20 | Com ¦ Com Heat Pump Water Heater (3.50 UEF - 50 Gal) - Fuel Sub - ZEAS 2030 - Hot-Dry ¦ PG&E ¦ Hot-Dry | Com ¦ Com Heat Pump Water Heater (3.50 UEF - 50 Gal) - Fuel Sub - ZEAS 2030 - Hot-Dry | PG&E ¦ Hot-Dry | PG&E | All | Electric & Gas | HPWH (3.50 UEF - 50 Gal) | Efficient |  |  | 1 | Conventional | WaterHeat | Com - Refrig. Warehouse | Com | ROB Only | 1 | 1000 sqft2 of floor space | 1000 sqft served | 13 | DEER:Indoor_CFL_Ltg | 167.7326 | 0 | -18.1425 | SWWH027-05 | 27.4049 | 2024 | 14.7561 | 2024 | 0 | -2.8412 | SWWH027-05 | Com Small Gas Water Heaters - ZEAS 2030 - Hot-Dry ¦ PG&E ¦ Hot-Dry | Com Small Gas Water Heaters - ZEAS 2030 - Hot-Dry | 0.22621 | 0.546 | 0 | CBSA 2019 | 10.6241 | 2032 | 1 | SWWH027-05
COM-WATERHEAT-FS-14-ZEAS.21 | Com ¦ Com Heat Pump Water Heater (3.50 UEF - 50 Gal) - Fuel Sub - ZEAS 2030 - Hot-Dry ¦ PG&E ¦ Hot-Dry | Com ¦ Com Heat Pump Water Heater (3.50 UEF - 50 Gal) - Fuel Sub - ZEAS 2030 - Hot-Dry | PG&E ¦ Hot-Dry | PG&E | All | Electric & Gas | HPWH (3.50 UEF - 50 Gal) | Efficient |  |  | 1 | Conventional | WaterHeat | Com - Restaurant | Com | ROB Only | 1 | 1000 sqft2 of floor space | 1000 sqft served | 13 | DEER:Indoor_CFL_Ltg | 7292.1817 | 0 | -805.3598 | SWWH027-05 | 2567.4192 | 2024 | 1382.4189 | 2024 | 0 | -266.1751 | SWWH027-05 | Com Small Gas Water Heaters - ZEAS 2030 - Hot-Dry ¦ PG&E ¦ Hot-Dry | Com Small Gas Water Heaters - ZEAS 2030 - Hot-Dry | 0.79319 | 0.546 | 0 | CBSA 2019 | 475.4265 | 2032 | 1 | SWWH027-05
COM-WATERHEAT-FS-14-ZEAS.22 | Com ¦ Com Heat Pump Water Heater (3.50 UEF - 50 Gal) - Fuel Sub - ZEAS 2030 - Hot-Dry ¦ PG&E ¦ Hot-Dry | Com ¦ Com Heat Pump Water Heater (3.50 UEF - 50 Gal) - Fuel Sub - ZEAS 2030 - Hot-Dry | PG&E ¦ Hot-Dry | PG&E | All | Electric & Gas | HPWH (3.50 UEF - 50 Gal) | Efficient |  |  | 1 | Conventional | WaterHeat | Com - Retail | Com | ROB Only | 1 | 1000 sqft2 of floor space | 1000 sqft served | 13 | DEER:Indoor_CFL_Ltg | 113.1563 | 0 | -11.8499 | SWWH027-05 | 36.7097 | 2024 | 19.7663 | 2024 | 0 | -3.8059 | SWWH027-05 | Com Small Gas Water Heaters - ZEAS 2030 - Hot-Dry ¦ PG&E ¦ Hot-Dry | Com Small Gas Water Heaters - ZEAS 2030 - Hot-Dry | 0.40063 | 0.546 | 0 | CBSA 2019 | 18.7979 | 2032 | 1 | SWWH027-05
COM-WATERHEAT-FS-14-ZEAS.23 | Com ¦ Com Heat Pump Water Heater (3.50 UEF - 50 Gal) - Fuel Sub - ZEAS 2030 - Hot-Dry ¦ PG&E ¦ Hot-Dry | Com ¦ Com Heat Pump Water Heater (3.50 UEF - 50 Gal) - Fuel Sub - ZEAS 2030 - Hot-Dry | PG&E ¦ Hot-Dry | PG&E | All | Electric & Gas | HPWH (3.50 UEF - 50 Gal) | Efficient |  |  | 1 | Conventional | WaterHeat | Com - School | Com | ROB Only | 1 | 1000 sqft2 of floor space | 1000 sqft served | 13 | DEER:Indoor_CFL_Ltg | 602.7057 | 0 | -66.0592 | SWWH027-05 | 302.392 | 2024 | 162.822 | 2024 | 0 | -31.3502 | SWWH027-05 | Com Small Gas Water Heaters - ZEAS 2030 - Hot-Dry ¦ PG&E ¦ Hot-Dry | Com Small Gas Water Heaters - ZEAS 2030 - Hot-Dry | 0.76922 | 0.546 | 0 | CBSA 2019 | 51.695 | 2032 | 1 | SWWH027-05
COM-WATERHEAT-FS-14-ZEAS.24 | Com ¦ Com Heat Pump Water Heater (3.50 UEF - 50 Gal) - Fuel Sub - ZEAS 2030 - Hot-Dry ¦ PG&E ¦ Hot-Dry | Com ¦ Com Heat Pump Water Heater (3.50 UEF - 50 Gal) - Fuel Sub - ZEAS 2030 - Hot-Dry | PG&E ¦ Hot-Dry | PG&E | All | Electric & Gas | HPWH (3.50 UEF - 50 Gal) | Efficient |  |  | 1 | Conventional | WaterHeat | Com - Warehouse | Com | ROB Only | 1 | 1000 sqft2 of floor space | 1000 sqft served | 13 | DEER:Indoor_CFL_Ltg | 18.1425 | 0 | -1.8998 | SWWH027-05 | 5.481 | 2024 | 2.9512 | 2024 | 0 | -0.56824 | SWWH027-05 | Com Small Gas Water Heaters - ZEAS 2030 - Hot-Dry ¦ PG&E ¦ Hot-Dry | Com Small Gas Water Heaters - ZEAS 2030 - Hot-Dry | 0.1976 | 0.546 | 0 | CBSA 2019 | 2.5709 | 2032 | 1 | SWWH027-05
COM-WATERHEAT-FS-14-ZEAS.25 | Com ¦ Com Heat Pump Water Heater (3.50 UEF - 50 Gal) - Fuel Sub - ZEAS 2030 - Cold ¦ PG&E ¦ Cold | Com ¦ Com Heat Pump Water Heater (3.50 UEF - 50 Gal) - Fuel Sub - ZEAS 2030 - Cold | PG&E ¦ Cold | PG&E | All | Electric & Gas | HPWH (3.50 UEF - 50 Gal) | Efficient |  |  | 1 | Conventional | WaterHeat | Com - College | Com | ROB Only | 1 | 1000 sqft2 of floor space | 1000 sqft served | 13 | DEER:Indoor_CFL_Ltg | 1491.7521 | 0 | -143.1668 | SWWH027-05 | 380.921 | 2024 | 205.1057 | 2024 | 0 | -19.7458 | SWWH027-05 | Com Small Gas Water Heaters - ZEAS 2030 - Cold ¦ PG&E ¦ Cold | Com Small Gas Water Heaters - ZEAS 2030 - Cold | 0.74815 | 0.546 | 0 | CBSA 2019 | 359.6332 | 2032 | 1 | SWWH027-05
COM-WATERHEAT-FS-14-ZEAS.26 | Com ¦ Com Heat Pump Water Heater (3.50 UEF - 50 Gal) - Fuel Sub - ZEAS 2030 - Cold ¦ PG&E ¦ Cold | Com ¦ Com Heat Pump Water Heater (3.50 UEF - 50 Gal) - Fuel Sub - ZEAS 2030 - Cold | PG&E ¦ Cold | PG&E | All | Electric & Gas | HPWH (3.50 UEF - 50 Gal) | Efficient |  |  | 1 | Conventional | WaterHeat | Com - Grocery | Com | ROB Only | 1 | 1000 sqft2 of floor space | 1000 sqft served | 13 | DEER:Indoor_CFL_Ltg | 0 | 0 | 0 | SWWH027-05 | 202.482 | 2024 | 123.4818 | 2024 | 0 | -16.3851 | SWWH027-05 | Com Small Gas Water Heaters - ZEAS 2030 - Cold ¦ PG&E ¦ Cold | Com Small Gas Water Heaters - ZEAS 2030 - Cold | 0.59609 | 0.546 | 0 | CBSA 2019 | 0 | 2032 | 1 | SWWH027-05
COM-WATERHEAT-FS-14-ZEAS.27 | Com ¦ Com Heat Pump Water Heater (3.50 UEF - 50 Gal) - Fuel Sub - ZEAS 2030 - Cold ¦ PG&E ¦ Cold | Com ¦ Com Heat Pump Water Heater (3.50 UEF - 50 Gal) - Fuel Sub - ZEAS 2030 - Cold | PG&E ¦ Cold | PG&E | All | Electric & Gas | HPWH (3.50 UEF - 50 Gal) | Efficient |  |  | 1 | Conventional | WaterHeat | Com - Health | Com | ROB Only | 1 | 1000 sqft2 of floor space | 1000 sqft served | 13 | DEER:Indoor_CFL_Ltg | 4018.5667 | 0 | -403.9298 | SWWH027-05 | 576.9697 | 2024 | 310.6675 | 2024 | 0 | -29.9084 | SWWH027-05 | Com Small Gas Water Heaters - ZEAS 2030 - Cold ¦ PG&E ¦ Cold | Com Small Gas Water Heaters - ZEAS 2030 - Cold | 0.52611 | 0.546 | 0 | CBSA 2019 | 877.9709 | 2032 | 1 | SWWH027-05
COM-WATERHEAT-FS-14-ZEAS.28 | Com ¦ Com Heat Pump Water Heater (3.50 UEF - 50 Gal) - Fuel Sub - ZEAS 2030 - Cold ¦ PG&E ¦ Cold | Com ¦ Com Heat Pump Water Heater (3.50 UEF - 50 Gal) - Fuel Sub - ZEAS 2030 - Cold | PG&E ¦ Cold | PG&E | All | Electric & Gas | HPWH (3.50 UEF - 50 Gal) | Efficient |  |  | 1 | Conventional | WaterHeat | Com - Lodging | Com | ROB Only | 1 | 1000 sqft2 of floor space | 1000 sqft served | 13 | DEER:Indoor_CFL_Ltg | 3144.3563 | 0 | -309.2482 | SWWH027-05 | 363.0343 | 2024 | 195.4747 | 2024 | 0 | -18.8186 | SWWH027-05 | Com Small Gas Water Heaters - ZEAS 2030 - Cold ¦ PG&E ¦ Cold | Com Small Gas Water Heaters - ZEAS 2030 - Cold | 0.73871 | 0.546 | 0 | CBSA 2019 | 2559.0519 | 2032 | 1 | SWWH027-05
COM-WATERHEAT-FS-14-ZEAS.29 | Com ¦ Com Heat Pump Water Heater (3.50 UEF - 50 Gal) - Fuel Sub - ZEAS 2030 - Cold ¦ PG&E ¦ Cold | Com ¦ Com Heat Pump Water Heater (3.50 UEF - 50 Gal) - Fuel Sub - ZEAS 2030 - Cold | PG&E ¦ Cold | PG&E | All | Electric & Gas | HPWH (3.50 UEF - 50 Gal) | Efficient |  |  | 1 | Conventional | WaterHeat | Com - Office (Large) | Com | ROB Only | 1 | 1000 sqft2 of floor space | 1000 sqft served | 13 | DEER:Indoor_CFL_Ltg | 418.2655 | 0 | -40.346 | SWWH027-05 | 118.5335 | 2024 | 63.824 | 2024 | 0 | -6.1444 | SWWH027-05 | Com Small Gas Water Heaters - ZEAS 2030 - Cold ¦ PG&E ¦ Cold | Com Small Gas Water Heaters - ZEAS 2030 - Cold | 0.46177 | 0.546 | 0 | CBSA 2019 | 139.5843 | 2032 | 1 | SWWH027-05
COM-WATERHEAT-FS-14-ZEAS.30 | Com ¦ Com Heat Pump Water Heater (3.50 UEF - 50 Gal) - Fuel Sub - ZEAS 2030 - Cold ¦ PG&E ¦ Cold | Com ¦ Com Heat Pump Water Heater (3.50 UEF - 50 Gal) - Fuel Sub - ZEAS 2030 - Cold | PG&E ¦ Cold | PG&E | All | Electric & Gas | HPWH (3.50 UEF - 50 Gal) | Efficient |  |  | 1 | Conventional | WaterHeat | Com - Office (Small) | Com | ROB Only | 1 | 1000 sqft2 of floor space | 1000 sqft served | 13 | DEER:Indoor_CFL_Ltg | 392.3553 | 0 | -37.0146 | SWWH027-05 | 118.5335 | 2024 | 63.824 | 2024 | 0 | -6.1444 | SWWH027-05 | Com Small Gas Water Heaters - ZEAS 2030 - Cold ¦ PG&E ¦ Cold | Com Small Gas Water Heaters - ZEAS 2030 - Cold | 0.46177 | 0.546 | 0 | CBSA 2019 | 55.2883 | 2032 | 1 | SWWH027-05
COM-WATERHEAT-FS-14-ZEAS.31 | Com ¦ Com Heat Pump Water Heater (3.50 UEF - 50 Gal) - Fuel Sub - ZEAS 2030 - Cold ¦ PG&E ¦ Cold | Com ¦ Com Heat Pump Water Heater (3.50 UEF - 50 Gal) - Fuel Sub - ZEAS 2030 - Cold | PG&E ¦ Cold | PG&E | All | Electric & Gas | HPWH (3.50 UEF - 50 Gal) | Efficient |  |  | 1 | Conventional | WaterHeat | Com - Other | Com | ROB Only | 1 | 1000 sqft2 of floor space | 1000 sqft served | 13 | DEER:Indoor_CFL_Ltg | 4806.2615 | 0 | -468.3809 | SWWH027-05 | 980.3365 | 2024 | 527.8592 | 2024 | 0 | -50.8178 | SWWH027-05 | Com Small Gas Water Heaters - ZEAS 2030 - Cold ¦ PG&E ¦ Cold | Com Small Gas Water Heaters - ZEAS 2030 - Cold | 0.5433 | 0.546 | 0 | CBSA 2019 | 1591.0397 | 2032 | 1 | SWWH027-05
COM-WATERHEAT-FS-14-ZEAS.32 | Com ¦ Com Heat Pump Water Heater (3.50 UEF - 50 Gal) - Fuel Sub - ZEAS 2030 - Cold ¦ PG&E ¦ Cold | Com ¦ Com Heat Pump Water Heater (3.50 UEF - 50 Gal) - Fuel Sub - ZEAS 2030 - Cold | PG&E ¦ Cold | PG&E | All | Electric & Gas | HPWH (3.50 UEF - 50 Gal) | Efficient |  |  | 1 | Conventional | WaterHeat | Com - Refrig. Warehouse | Com | ROB Only | 1 | 1000 sqft2 of floor space | 1000 sqft served | 13 | DEER:Indoor_CFL_Ltg | 419.3315 | 0 | -40.5639 | SWWH027-05 | 54.8099 | 2024 | 29.5122 | 2024 | 0 | -2.8412 | SWWH027-05 | Com Small Gas Water Heaters - ZEAS 2030 - Cold ¦ PG&E ¦ Cold | Com Small Gas Water Heaters - ZEAS 2030 - Cold | 0.22621 | 0.546 | 0 | CBSA 2019 | 22.9622 | 2032 | 1 | SWWH027-05
COM-WATERHEAT-FS-14-ZEAS.33 | Com ¦ Com Heat Pump Water Heater (3.50 UEF - 50 Gal) - Fuel Sub - ZEAS 2030 - Cold ¦ PG&E ¦ Cold | Com ¦ Com Heat Pump Water Heater (3.50 UEF - 50 Gal) - Fuel Sub - ZEAS 2030 - Cold | PG&E ¦ Cold | PG&E | All | Electric & Gas | HPWH (3.50 UEF - 50 Gal) | Efficient |  |  | 1 | Conventional | WaterHeat | Com - Restaurant | Com | ROB Only | 1 | 1000 sqft2 of floor space | 1000 sqft served | 13 | DEER:Indoor_CFL_Ltg | 17218.2931 | 0 | -1787.3839 | SWWH027-05 | 5134.8383 | 2024 | 2764.8377 | 2024 | 0 | -266.1751 | SWWH027-05 | Com Small Gas Water Heaters - ZEAS 2030 - Cold ¦ PG&E ¦ Cold | Com Small Gas Water Heaters - ZEAS 2030 - Cold | 0.79319 | 0.546 | 0 | CBSA 2019 | 1036.762 | 2032 | 1 | SWWH027-05
COM-WATERHEAT-FS-14-ZEAS.34 | Com ¦ Com Heat Pump Water Heater (3.50 UEF - 50 Gal) - Fuel Sub - ZEAS 2030 - Cold ¦ PG&E ¦ Cold | Com ¦ Com Heat Pump Water Heater (3.50 UEF - 50 Gal) - Fuel Sub - ZEAS 2030 - Cold | PG&E ¦ Cold | PG&E | All | Electric & Gas | HPWH (3.50 UEF - 50 Gal) | Efficient |  |  | 1 | Conventional | WaterHeat | Com - Retail | Com | ROB Only | 1 | 1000 sqft2 of floor space | 1000 sqft served | 13 | DEER:Indoor_CFL_Ltg | 266.6055 | 0 | -26.5374 | SWWH027-05 | 73.4195 | 2024 | 39.5325 | 2024 | 0 | -3.8059 | SWWH027-05 | Com Small Gas Water Heaters - ZEAS 2030 - Cold ¦ PG&E ¦ Cold | Com Small Gas Water Heaters - ZEAS 2030 - Cold | 0.40063 | 0.546 | 0 | CBSA 2019 | 37.4612 | 2032 | 1 | SWWH027-05
COM-WATERHEAT-FS-14-ZEAS.35 | Com ¦ Com Heat Pump Water Heater (3.50 UEF - 50 Gal) - Fuel Sub - ZEAS 2030 - Cold ¦ PG&E ¦ Cold | Com ¦ Com Heat Pump Water Heater (3.50 UEF - 50 Gal) - Fuel Sub - ZEAS 2030 - Cold | PG&E ¦ Cold | PG&E | All | Electric & Gas | HPWH (3.50 UEF - 50 Gal) | Efficient |  |  | 1 | Conventional | WaterHeat | Com - School | Com | ROB Only | 1 | 1000 sqft2 of floor space | 1000 sqft served | 13 | DEER:Indoor_CFL_Ltg | 1524.7477 | 0 | -147.1997 | SWWH027-05 | 604.784 | 2024 | 325.6441 | 2024 | 0 | -31.3502 | SWWH027-05 | Com Small Gas Water Heaters - ZEAS 2030 - Cold ¦ PG&E ¦ Cold | Com Small Gas Water Heaters - ZEAS 2030 - Cold | 0.76922 | 0.546 | 0 | CBSA 2019 | 85.2696 | 2032 | 1 | SWWH027-05
COM-WATERHEAT-FS-14-ZEAS.36 | Com ¦ Com Heat Pump Water Heater (3.50 UEF - 50 Gal) - Fuel Sub - ZEAS 2030 - Cold ¦ PG&E ¦ Cold | Com ¦ Com Heat Pump Water Heater (3.50 UEF - 50 Gal) - Fuel Sub - ZEAS 2030 - Cold | PG&E ¦ Cold | PG&E | All | Electric & Gas | HPWH (3.50 UEF - 50 Gal) | Efficient |  |  | 1 | Conventional | WaterHeat | Com - Warehouse | Com | ROB Only | 1 | 1000 sqft2 of floor space | 1000 sqft served | 13 | DEER:Indoor_CFL_Ltg | 47.239 | 0 | -4.2447 | SWWH027-05 | 10.962 | 2024 | 5.9024 | 2024 | 0 | -0.56824 | SWWH027-05 | Com Small Gas Water Heaters - ZEAS 2030 - Cold ¦ PG&E ¦ Cold | Com Small Gas Water Heaters - ZEAS 2030 - Cold | 0.1976 | 0.546 | 0 | CBSA 2019 | 3.7346 | 2032 | 1 | SWWH027-05
COM-WATERHEAT-FS-14-ZEAS.37 | Com ¦ Com Heat Pump Water Heater (3.50 UEF - 50 Gal) - Fuel Sub - ZEAS 2030 - Marine ¦ SCG ¦ Marine | Com ¦ Com Heat Pump Water Heater (3.50 UEF - 50 Gal) - Fuel Sub - ZEAS 2030 - Marine | SCG ¦ Marine | SCG | All | Electric & Gas | HPWH (3.50 UEF - 50 Gal) | Efficient |  |  | 1 | Conventional | WaterHeat | Com - College | Com | ROB Only | 1 | 1000 sqft2 of floor space | 1000 sqft served | 13 | DEER:Indoor_CFL_Ltg | 1139.3263 | 0 | -123.9986 | SWWH027-05 | 380.921 | 2024 | 205.1057 | 2024 | 0 | -19.7458 | SWWH027-05 | Com Small Gas Water Heaters - ZEAS 2030 - Marine ¦ SCG ¦ Marine | Com Small Gas Water Heaters - ZEAS 2030 - Marine | 0.74815 | 0.546 | 0 | CBSA 2019 | 323.0114 | 2032 | 1 | SWWH027-05
COM-WATERHEAT-FS-14-ZEAS.38 | Com ¦ Com Heat Pump Water Heater (3.50 UEF - 50 Gal) - Fuel Sub - ZEAS 2030 - Marine ¦ SCG ¦ Marine | Com ¦ Com Heat Pump Water Heater (3.50 UEF - 50 Gal) - Fuel Sub - ZEAS 2030 - Marine | SCG ¦ Marine | SCG | All | Electric & Gas | HPWH (3.50 UEF - 50 Gal) | Efficient |  |  | 1 | Conventional | WaterHeat | Com - Grocery | Com | ROB Only | 1 | 1000 sqft2 of floor space | 1000 sqft served | 13 | DEER:Indoor_CFL_Ltg | 0 | 0 | 0 | SWWH027-05 | 202.482 | 2024 | 123.4818 | 2024 | 0 | -16.3851 | SWWH027-05 | Com Small Gas Water Heaters - ZEAS 2030 - Marine ¦ SCG ¦ Marine | Com Small Gas Water Heaters - ZEAS 2030 - Marine | 0.59609 | 0.546 | 0 | CBSA 2019 | 0 | 2032 | 1 | SWWH027-05
COM-WATERHEAT-FS-14-ZEAS.39 | Com ¦ Com Heat Pump Water Heater (3.50 UEF - 50 Gal) - Fuel Sub - ZEAS 2030 - Marine ¦ SCG ¦ Marine | Com ¦ Com Heat Pump Water Heater (3.50 UEF - 50 Gal) - Fuel Sub - ZEAS 2030 - Marine | SCG ¦ Marine | SCG | All | Electric & Gas | HPWH (3.50 UEF - 50 Gal) | Efficient |  |  | 1 | Conventional | WaterHeat | Com - Health | Com | ROB Only | 1 | 1000 sqft2 of floor space | 1000 sqft served | 13 | DEER:Indoor_CFL_Ltg | 3223.5905 | 0 | -350.4213 | SWWH027-05 | 576.9697 | 2024 | 310.6675 | 2024 | 0 | -29.9084 | SWWH027-05 | Com Small Gas Water Heaters - ZEAS 2030 - Marine ¦ SCG ¦ Marine | Com Small Gas Water Heaters - ZEAS 2030 - Marine | 0.52611 | 0.546 | 0 | CBSA 2019 | 778.8524 | 2032 | 1 | SWWH027-05
COM-WATERHEAT-FS-14-ZEAS.40 | Com ¦ Com Heat Pump Water Heater (3.50 UEF - 50 Gal) - Fuel Sub - ZEAS 2030 - Marine ¦ SCG ¦ Marine | Com ¦ Com Heat Pump Water Heater (3.50 UEF - 50 Gal) - Fuel Sub - ZEAS 2030 - Marine | SCG ¦ Marine | SCG | All | Electric & Gas | HPWH (3.50 UEF - 50 Gal) | Efficient |  |  | 1 | Conventional | WaterHeat | Com - Lodging | Com | ROB Only | 1 | 1000 sqft2 of floor space | 1000 sqft served | 13 | DEER:Indoor_CFL_Ltg | 2519.4701 | 0 | -267.9555 | SWWH027-05 | 363.0343 | 2024 | 195.4747 | 2024 | 0 | -18.8186 | SWWH027-05 | Com Small Gas Water Heaters - ZEAS 2030 - Marine ¦ SCG ¦ Marine | Com Small Gas Water Heaters - ZEAS 2030 - Marine | 0.73871 | 0.546 | 0 | CBSA 2019 | 2249.6824 | 2032 | 1 | SWWH027-05
COM-WATERHEAT-FS-14-ZEAS.41 | Com ¦ Com Heat Pump Water Heater (3.50 UEF - 50 Gal) - Fuel Sub - ZEAS 2030 - Marine ¦ SCG ¦ Marine | Com ¦ Com Heat Pump Water Heater (3.50 UEF - 50 Gal) - Fuel Sub - ZEAS 2030 - Marine | SCG ¦ Marine | SCG | All | Electric & Gas | HPWH (3.50 UEF - 50 Gal) | Efficient |  |  | 1 | Conventional | WaterHeat | Com - Office (Large) | Com | ROB Only | 1 | 1000 sqft2 of floor space | 1000 sqft served | 13 | DEER:Indoor_CFL_Ltg | 321.6573 | 0 | -35.0899 | SWWH027-05 | 118.5335 | 2024 | 63.824 | 2024 | 0 | -6.1444 | SWWH027-05 | Com Small Gas Water Heaters - ZEAS 2030 - Marine ¦ SCG ¦ Marine | Com Small Gas Water Heaters - ZEAS 2030 - Marine | 0.46177 | 0.546 | 0 | CBSA 2019 | 125.5887 | 2032 | 1 | SWWH027-05
COM-WATERHEAT-FS-14-ZEAS.42 | Com ¦ Com Heat Pump Water Heater (3.50 UEF - 50 Gal) - Fuel Sub - ZEAS 2030 - Marine ¦ SCG ¦ Marine | Com ¦ Com Heat Pump Water Heater (3.50 UEF - 50 Gal) - Fuel Sub - ZEAS 2030 - Marine | SCG ¦ Marine | SCG | All | Electric & Gas | HPWH (3.50 UEF - 50 Gal) | Efficient |  |  | 1 | Conventional | WaterHeat | Com - Office (Small) | Com | ROB Only | 1 | 1000 sqft2 of floor space | 1000 sqft served | 13 | DEER:Indoor_CFL_Ltg | 298.7082 | 0 | -32.3508 | SWWH027-05 | 118.5335 | 2024 | 63.824 | 2024 | 0 | -6.1444 | SWWH027-05 | Com Small Gas Water Heaters - ZEAS 2030 - Marine ¦ SCG ¦ Marine | Com Small Gas Water Heaters - ZEAS 2030 - Marine | 0.46177 | 0.546 | 0 | CBSA 2019 | 50.3489 | 2032 | 1 | SWWH027-05
COM-WATERHEAT-FS-14-ZEAS.43 | Com ¦ Com Heat Pump Water Heater (3.50 UEF - 50 Gal) - Fuel Sub - ZEAS 2030 - Marine ¦ SCG ¦ Marine | Com ¦ Com Heat Pump Water Heater (3.50 UEF - 50 Gal) - Fuel Sub - ZEAS 2030 - Marine | SCG ¦ Marine | SCG | All | Electric & Gas | HPWH (3.50 UEF - 50 Gal) | Efficient |  |  | 1 | Conventional | WaterHeat | Com - Other | Com | ROB Only | 1 | 1000 sqft2 of floor space | 1000 sqft served | 13 | DEER:Indoor_CFL_Ltg | 3857.2545 | 0 | -407.1546 | SWWH027-05 | 980.3365 | 2024 | 527.8592 | 2024 | 0 | -50.8178 | SWWH027-05 | Com Small Gas Water Heaters - ZEAS 2030 - Marine ¦ SCG ¦ Marine | Com Small Gas Water Heaters - ZEAS 2030 - Marine | 0.5433 | 0.546 | 0 | CBSA 2019 | 1418.478 | 2032 | 1 | SWWH027-05
COM-WATERHEAT-FS-14-ZEAS.44 | Com ¦ Com Heat Pump Water Heater (3.50 UEF - 50 Gal) - Fuel Sub - ZEAS 2030 - Marine ¦ SCG ¦ Marine | Com ¦ Com Heat Pump Water Heater (3.50 UEF - 50 Gal) - Fuel Sub - ZEAS 2030 - Marine | SCG ¦ Marine | SCG | All | Electric & Gas | HPWH (3.50 UEF - 50 Gal) | Efficient |  |  | 1 | Conventional | WaterHeat | Com - Refrig. Warehouse | Com | ROB Only | 1 | 1000 sqft2 of floor space | 1000 sqft served | 13 | DEER:Indoor_CFL_Ltg | 320.0612 | 0 | -35.0869 | SWWH027-05 | 54.8099 | 2024 | 29.5122 | 2024 | 0 | -2.8412 | SWWH027-05 | Com Small Gas Water Heaters - ZEAS 2030 - Marine ¦ SCG ¦ Marine | Com Small Gas Water Heaters - ZEAS 2030 - Marine | 0.22621 | 0.546 | 0 | CBSA 2019 | 20.624 | 2032 | 1 | SWWH027-05
COM-WATERHEAT-FS-14-ZEAS.45 | Com ¦ Com Heat Pump Water Heater (3.50 UEF - 50 Gal) - Fuel Sub - ZEAS 2030 - Marine ¦ SCG ¦ Marine | Com ¦ Com Heat Pump Water Heater (3.50 UEF - 50 Gal) - Fuel Sub - ZEAS 2030 - Marine | SCG ¦ Marine | SCG | All | Electric & Gas | HPWH (3.50 UEF - 50 Gal) | Efficient |  |  | 1 | Conventional | WaterHeat | Com - Restaurant | Com | ROB Only | 1 | 1000 sqft2 of floor space | 1000 sqft served | 13 | DEER:Indoor_CFL_Ltg | 13776.5087 | 0 | -1563.1821 | SWWH027-05 | 5134.8383 | 2024 | 2764.8377 | 2024 | 0 | -266.1751 | SWWH027-05 | Com Small Gas Water Heaters - ZEAS 2030 - Marine ¦ SCG ¦ Marine | Com Small Gas Water Heaters - ZEAS 2030 - Marine | 0.79319 | 0.546 | 0 | CBSA 2019 | 929.4974 | 2032 | 1 | SWWH027-05
COM-WATERHEAT-FS-14-ZEAS.46 | Com ¦ Com Heat Pump Water Heater (3.50 UEF - 50 Gal) - Fuel Sub - ZEAS 2030 - Marine ¦ SCG ¦ Marine | Com ¦ Com Heat Pump Water Heater (3.50 UEF - 50 Gal) - Fuel Sub - ZEAS 2030 - Marine | SCG ¦ Marine | SCG | All | Electric & Gas | HPWH (3.50 UEF - 50 Gal) | Efficient |  |  | 1 | Conventional | WaterHeat | Com - Retail | Com | ROB Only | 1 | 1000 sqft2 of floor space | 1000 sqft served | 13 | DEER:Indoor_CFL_Ltg | 214.0296 | 0 | -23.0667 | SWWH027-05 | 73.4195 | 2024 | 39.5325 | 2024 | 0 | -3.8059 | SWWH027-05 | Com Small Gas Water Heaters - ZEAS 2030 - Marine ¦ SCG ¦ Marine | Com Small Gas Water Heaters - ZEAS 2030 - Marine | 0.40063 | 0.546 | 0 | CBSA 2019 | 38.7828 | 2032 | 1 | SWWH027-05
COM-WATERHEAT-FS-14-ZEAS.47 | Com ¦ Com Heat Pump Water Heater (3.50 UEF - 50 Gal) - Fuel Sub - ZEAS 2030 - Marine ¦ SCG ¦ Marine | Com ¦ Com Heat Pump Water Heater (3.50 UEF - 50 Gal) - Fuel Sub - ZEAS 2030 - Marine | SCG ¦ Marine | SCG | All | Electric & Gas | HPWH (3.50 UEF - 50 Gal) | Efficient |  |  | 1 | Conventional | WaterHeat | Com - School | Com | ROB Only | 1 | 1000 sqft2 of floor space | 1000 sqft served | 13 | DEER:Indoor_CFL_Ltg | 1142.817 | 0 | -127.9363 | SWWH027-05 | 604.784 | 2024 | 325.6441 | 2024 | 0 | -31.3502 | SWWH027-05 | Com Small Gas Water Heaters - ZEAS 2030 - Marine ¦ SCG ¦ Marine | Com Small Gas Water Heaters - ZEAS 2030 - Marine | 0.76922 | 0.546 | 0 | CBSA 2019 | 104.1411 | 2032 | 1 | SWWH027-05
COM-WATERHEAT-FS-14-ZEAS.48 | Com ¦ Com Heat Pump Water Heater (3.50 UEF - 50 Gal) - Fuel Sub - ZEAS 2030 - Marine ¦ SCG ¦ Marine | Com ¦ Com Heat Pump Water Heater (3.50 UEF - 50 Gal) - Fuel Sub - ZEAS 2030 - Marine | SCG ¦ Marine | SCG | All | Electric & Gas | HPWH (3.50 UEF - 50 Gal) | Efficient |  |  | 1 | Conventional | WaterHeat | Com - Warehouse | Com | ROB Only | 1 | 1000 sqft2 of floor space | 1000 sqft served | 13 | DEER:Indoor_CFL_Ltg | 34.5735 | 0 | -3.697 | SWWH027-05 | 10.962 | 2024 | 5.9024 | 2024 | 0 | -0.56824 | SWWH027-05 | Com Small Gas Water Heaters - ZEAS 2030 - Marine ¦ SCG ¦ Marine | Com Small Gas Water Heaters - ZEAS 2030 - Marine | 0.1976 | 0.546 | 0 | CBSA 2019 | 5.222 | 2032 | 1 | SWWH027-05
COM-WATERHEAT-FS-14-ZEAS.49 | Com ¦ Com Heat Pump Water Heater (3.50 UEF - 50 Gal) - Fuel Sub - ZEAS 2030 - Hot-Dry ¦ SCG ¦ Hot-Dry | Com ¦ Com Heat Pump Water Heater (3.50 UEF - 50 Gal) - Fuel Sub - ZEAS 2030 - Hot-Dry | SCG ¦ Hot-Dry | SCG | All | Electric & Gas | HPWH (3.50 UEF - 50 Gal) | Efficient |  |  | 1 | Conventional | WaterHeat | Com - College | Com | ROB Only | 1 | 1000 sqft2 of floor space | 1000 sqft served | 13 | DEER:Indoor_CFL_Ltg | 580.6177 | 0 | -60.8662 | SWWH027-05 | 190.4605 | 2024 | 102.5529 | 2024 | 0 | -19.7458 | SWWH027-05 | Com Small Gas Water Heaters - ZEAS 2030 - Hot-Dry ¦ SCG ¦ Hot-Dry | Com Small Gas Water Heaters - ZEAS 2030 - Hot-Dry | 0.74815 | 0.546 | 0 | CBSA 2019 | 156.941 | 2032 | 1 | SWWH027-05
COM-WATERHEAT-FS-14-ZEAS.50 | Com ¦ Com Heat Pump Water Heater (3.50 UEF - 50 Gal) - Fuel Sub - ZEAS 2030 - Hot-Dry ¦ SCG ¦ Hot-Dry | Com ¦ Com Heat Pump Water Heater (3.50 UEF - 50 Gal) - Fuel Sub - ZEAS 2030 - Hot-Dry | SCG ¦ Hot-Dry | SCG | All | Electric & Gas | HPWH (3.50 UEF - 50 Gal) | Efficient |  |  | 1 | Conventional | WaterHeat | Com - Grocery | Com | ROB Only | 1 | 1000 sqft2 of floor space | 1000 sqft served | 13 | DEER:Indoor_CFL_Ltg | 0 | 0 | 0 | SWWH027-05 | 101.241 | 2024 | 61.7409 | 2024 | 0 | -16.3851 | SWWH027-05 | Com Small Gas Water Heaters - ZEAS 2030 - Hot-Dry ¦ SCG ¦ Hot-Dry | Com Small Gas Water Heaters - ZEAS 2030 - Hot-Dry | 0.59609 | 0.546 | 0 | CBSA 2019 | 0 | 2032 | 1 | SWWH027-05
COM-WATERHEAT-FS-14-ZEAS.51 | Com ¦ Com Heat Pump Water Heater (3.50 UEF - 50 Gal) - Fuel Sub - ZEAS 2030 - Hot-Dry ¦ SCG ¦ Hot-Dry | Com ¦ Com Heat Pump Water Heater (3.50 UEF - 50 Gal) - Fuel Sub - ZEAS 2030 - Hot-Dry | SCG ¦ Hot-Dry | SCG | All | Electric & Gas | HPWH (3.50 UEF - 50 Gal) | Efficient |  |  | 1 | Conventional | WaterHeat | Com - Health | Com | ROB Only | 1 | 1000 sqft2 of floor space | 1000 sqft served | 13 | DEER:Indoor_CFL_Ltg | 1624.6295 | 0 | -171.6072 | SWWH027-05 | 288.4849 | 2024 | 155.3338 | 2024 | 0 | -29.9084 | SWWH027-05 | Com Small Gas Water Heaters - ZEAS 2030 - Hot-Dry ¦ SCG ¦ Hot-Dry | Com Small Gas Water Heaters - ZEAS 2030 - Hot-Dry | 0.52611 | 0.546 | 0 | CBSA 2019 | 378.4082 | 2032 | 1 | SWWH027-05
COM-WATERHEAT-FS-14-ZEAS.52 | Com ¦ Com Heat Pump Water Heater (3.50 UEF - 50 Gal) - Fuel Sub - ZEAS 2030 - Hot-Dry ¦ SCG ¦ Hot-Dry | Com ¦ Com Heat Pump Water Heater (3.50 UEF - 50 Gal) - Fuel Sub - ZEAS 2030 - Hot-Dry | SCG ¦ Hot-Dry | SCG | All | Electric & Gas | HPWH (3.50 UEF - 50 Gal) | Efficient |  |  | 1 | Conventional | WaterHeat | Com - Lodging | Com | ROB Only | 1 | 1000 sqft2 of floor space | 1000 sqft served | 13 | DEER:Indoor_CFL_Ltg | 1270.8999 | 0 | -131.1951 | SWWH027-05 | 181.5172 | 2024 | 97.7373 | 2024 | 0 | -18.8186 | SWWH027-05 | Com Small Gas Water Heaters - ZEAS 2030 - Hot-Dry ¦ SCG ¦ Hot-Dry | Com Small Gas Water Heaters - ZEAS 2030 - Hot-Dry | 0.73871 | 0.546 | 0 | CBSA 2019 | 1095.593 | 2032 | 1 | SWWH027-05
COM-WATERHEAT-FS-14-ZEAS.53 | Com ¦ Com Heat Pump Water Heater (3.50 UEF - 50 Gal) - Fuel Sub - ZEAS 2030 - Hot-Dry ¦ SCG ¦ Hot-Dry | Com ¦ Com Heat Pump Water Heater (3.50 UEF - 50 Gal) - Fuel Sub - ZEAS 2030 - Hot-Dry | SCG ¦ Hot-Dry | SCG | All | Electric & Gas | HPWH (3.50 UEF - 50 Gal) | Efficient |  |  | 1 | Conventional | WaterHeat | Com - Office (Large) | Com | ROB Only | 1 | 1000 sqft2 of floor space | 1000 sqft served | 13 | DEER:Indoor_CFL_Ltg | 163.2346 | 0 | -17.2118 | SWWH027-05 | 59.2667 | 2024 | 31.912 | 2024 | 0 | -6.1444 | SWWH027-05 | Com Small Gas Water Heaters - ZEAS 2030 - Hot-Dry ¦ SCG ¦ Hot-Dry | Com Small Gas Water Heaters - ZEAS 2030 - Hot-Dry | 0.46177 | 0.546 | 0 | CBSA 2019 | 61.0591 | 2032 | 1 | SWWH027-05
COM-WATERHEAT-FS-14-ZEAS.54 | Com ¦ Com Heat Pump Water Heater (3.50 UEF - 50 Gal) - Fuel Sub - ZEAS 2030 - Hot-Dry ¦ SCG ¦ Hot-Dry | Com ¦ Com Heat Pump Water Heater (3.50 UEF - 50 Gal) - Fuel Sub - ZEAS 2030 - Hot-Dry | SCG ¦ Hot-Dry | SCG | All | Electric & Gas | HPWH (3.50 UEF - 50 Gal) | Efficient |  |  | 1 | Conventional | WaterHeat | Com - Office (Small) | Com | ROB Only | 1 | 1000 sqft2 of floor space | 1000 sqft served | 13 | DEER:Indoor_CFL_Ltg | 151.575 | 0 | -15.8608 | SWWH027-05 | 59.2667 | 2024 | 31.912 | 2024 | 0 | -6.1444 | SWWH027-05 | Com Small Gas Water Heaters - ZEAS 2030 - Hot-Dry ¦ SCG ¦ Hot-Dry | Com Small Gas Water Heaters - ZEAS 2030 - Hot-Dry | 0.46177 | 0.546 | 0 | CBSA 2019 | 24.4498 | 2032 | 1 | SWWH027-05
COM-WATERHEAT-FS-14-ZEAS.55 | Com ¦ Com Heat Pump Water Heater (3.50 UEF - 50 Gal) - Fuel Sub - ZEAS 2030 - Hot-Dry ¦ SCG ¦ Hot-Dry | Com ¦ Com Heat Pump Water Heater (3.50 UEF - 50 Gal) - Fuel Sub - ZEAS 2030 - Hot-Dry | SCG ¦ Hot-Dry | SCG | All | Electric & Gas | HPWH (3.50 UEF - 50 Gal) | Efficient |  |  | 1 | Conventional | WaterHeat | Com - Other | Com | ROB Only | 1 | 1000 sqft2 of floor space | 1000 sqft served | 13 | DEER:Indoor_CFL_Ltg | 1959.2404 | 0 | -200.516 | SWWH027-05 | 490.1683 | 2024 | 263.9296 | 2024 | 0 | -50.8178 | SWWH027-05 | Com Small Gas Water Heaters - ZEAS 2030 - Hot-Dry ¦ SCG ¦ Hot-Dry | Com Small Gas Water Heaters - ZEAS 2030 - Hot-Dry | 0.5433 | 0.546 | 0 | CBSA 2019 | 691.9908 | 2032 | 1 | SWWH027-05
COM-WATERHEAT-FS-14-ZEAS.56 | Com ¦ Com Heat Pump Water Heater (3.50 UEF - 50 Gal) - Fuel Sub - ZEAS 2030 - Hot-Dry ¦ SCG ¦ Hot-Dry | Com ¦ Com Heat Pump Water Heater (3.50 UEF - 50 Gal) - Fuel Sub - ZEAS 2030 - Hot-Dry | SCG ¦ Hot-Dry | SCG | All | Electric & Gas | HPWH (3.50 UEF - 50 Gal) | Efficient |  |  | 1 | Conventional | WaterHeat | Com - Refrig. Warehouse | Com | ROB Only | 1 | 1000 sqft2 of floor space | 1000 sqft served | 13 | DEER:Indoor_CFL_Ltg | 161.7422 | 0 | -17.2011 | SWWH027-05 | 27.4049 | 2024 | 14.7561 | 2024 | 0 | -2.8412 | SWWH027-05 | Com Small Gas Water Heaters - ZEAS 2030 - Hot-Dry ¦ SCG ¦ Hot-Dry | Com Small Gas Water Heaters - ZEAS 2030 - Hot-Dry | 0.22621 | 0.546 | 0 | CBSA 2019 | 10.0244 | 2032 | 1 | SWWH027-05
COM-WATERHEAT-FS-14-ZEAS.57 | Com ¦ Com Heat Pump Water Heater (3.50 UEF - 50 Gal) - Fuel Sub - ZEAS 2030 - Hot-Dry ¦ SCG ¦ Hot-Dry | Com ¦ Com Heat Pump Water Heater (3.50 UEF - 50 Gal) - Fuel Sub - ZEAS 2030 - Hot-Dry | SCG ¦ Hot-Dry | SCG | All | Electric & Gas | HPWH (3.50 UEF - 50 Gal) | Efficient |  |  | 1 | Conventional | WaterHeat | Com - Restaurant | Com | ROB Only | 1 | 1000 sqft2 of floor space | 1000 sqft served | 13 | DEER:Indoor_CFL_Ltg | 7014.4075 | 0 | -766.4289 | SWWH027-05 | 2567.4192 | 2024 | 1382.4189 | 2024 | 0 | -266.1751 | SWWH027-05 | Com Small Gas Water Heaters - ZEAS 2030 - Hot-Dry ¦ SCG ¦ Hot-Dry | Com Small Gas Water Heaters - ZEAS 2030 - Hot-Dry | 0.79319 | 0.546 | 0 | CBSA 2019 | 451.1165 | 2032 | 1 | SWWH027-05
COM-WATERHEAT-FS-14-ZEAS.58 | Com ¦ Com Heat Pump Water Heater (3.50 UEF - 50 Gal) - Fuel Sub - ZEAS 2030 - Hot-Dry ¦ SCG ¦ Hot-Dry | Com ¦ Com Heat Pump Water Heater (3.50 UEF - 50 Gal) - Fuel Sub - ZEAS 2030 - Hot-Dry | SCG ¦ Hot-Dry | SCG | All | Electric & Gas | HPWH (3.50 UEF - 50 Gal) | Efficient |  |  | 1 | Conventional | WaterHeat | Com - Retail | Com | ROB Only | 1 | 1000 sqft2 of floor space | 1000 sqft served | 13 | DEER:Indoor_CFL_Ltg | 108.9429 | 0 | -11.3033 | SWWH027-05 | 36.7097 | 2024 | 19.7663 | 2024 | 0 | -3.8059 | SWWH027-05 | Com Small Gas Water Heaters - ZEAS 2030 - Hot-Dry ¦ SCG ¦ Hot-Dry | Com Small Gas Water Heaters - ZEAS 2030 - Hot-Dry | 0.40063 | 0.546 | 0 | CBSA 2019 | 17.5775 | 2032 | 1 | SWWH027-05
COM-WATERHEAT-FS-14-ZEAS.59 | Com ¦ Com Heat Pump Water Heater (3.50 UEF - 50 Gal) - Fuel Sub - ZEAS 2030 - Hot-Dry ¦ SCG ¦ Hot-Dry | Com ¦ Com Heat Pump Water Heater (3.50 UEF - 50 Gal) - Fuel Sub - ZEAS 2030 - Hot-Dry | SCG ¦ Hot-Dry | SCG | All | Electric & Gas | HPWH (3.50 UEF - 50 Gal) | Efficient |  |  | 1 | Conventional | WaterHeat | Com - School | Com | ROB Only | 1 | 1000 sqft2 of floor space | 1000 sqft served | 13 | DEER:Indoor_CFL_Ltg | 582.6041 | 0 | -62.9294 | SWWH027-05 | 302.392 | 2024 | 162.822 | 2024 | 0 | -31.3502 | SWWH027-05 | Com Small Gas Water Heaters - ZEAS 2030 - Hot-Dry ¦ SCG ¦ Hot-Dry | Com Small Gas Water Heaters - ZEAS 2030 - Hot-Dry | 0.76922 | 0.546 | 0 | CBSA 2019 | 47.854 | 2032 | 1 | SWWH027-05
COM-WATERHEAT-FS-14-ZEAS.60 | Com ¦ Com Heat Pump Water Heater (3.50 UEF - 50 Gal) - Fuel Sub - ZEAS 2030 - Hot-Dry ¦ SCG ¦ Hot-Dry | Com ¦ Com Heat Pump Water Heater (3.50 UEF - 50 Gal) - Fuel Sub - ZEAS 2030 - Hot-Dry | SCG ¦ Hot-Dry | SCG | All | Electric & Gas | HPWH (3.50 UEF - 50 Gal) | Efficient |  |  | 1 | Conventional | WaterHeat | Com - Warehouse | Com | ROB Only | 1 | 1000 sqft2 of floor space | 1000 sqft served | 13 | DEER:Indoor_CFL_Ltg | 17.629 | 0 | -1.8143 | SWWH027-05 | 5.481 | 2024 | 2.9512 | 2024 | 0 | -0.56824 | SWWH027-05 | Com Small Gas Water Heaters - ZEAS 2030 - Hot-Dry ¦ SCG ¦ Hot-Dry | Com Small Gas Water Heaters - ZEAS 2030 - Hot-Dry | 0.1976 | 0.546 | 0 | CBSA 2019 | 2.3641 | 2032 | 1 | SWWH027-05
COM-WATERHEAT-FS-14-ZEAS.61 | Com ¦ Com Heat Pump Water Heater (3.50 UEF - 50 Gal) - Fuel Sub - ZEAS 2030 - Cold ¦ SCG ¦ Cold | Com ¦ Com Heat Pump Water Heater (3.50 UEF - 50 Gal) - Fuel Sub - ZEAS 2030 - Cold | SCG ¦ Cold | SCG | All | Electric & Gas | HPWH (3.50 UEF - 50 Gal) | Efficient |  |  | 1 | Conventional | WaterHeat | Com - College | Com | ROB Only | 1 | 1000 sqft2 of floor space | 1000 sqft served | 13 | DEER:Indoor_CFL_Ltg | 1491.7521 | 0 | -143.1668 | SWWH027-05 | 380.921 | 2024 | 205.1057 | 2024 | 0 | -19.7458 | SWWH027-05 | Com Small Gas Water Heaters - ZEAS 2030 - Cold ¦ SCG ¦ Cold | Com Small Gas Water Heaters - ZEAS 2030 - Cold | 0.74815 | 0.546 | 0 | CBSA 2019 | 359.6332 | 2032 | 1 | SWWH027-05
COM-WATERHEAT-FS-14-ZEAS.62 | Com ¦ Com Heat Pump Water Heater (3.50 UEF - 50 Gal) - Fuel Sub - ZEAS 2030 - Cold ¦ SCG ¦ Cold | Com ¦ Com Heat Pump Water Heater (3.50 UEF - 50 Gal) - Fuel Sub - ZEAS 2030 - Cold | SCG ¦ Cold | SCG | All | Electric & Gas | HPWH (3.50 UEF - 50 Gal) | Efficient |  |  | 1 | Conventional | WaterHeat | Com - Grocery | Com | ROB Only | 1 | 1000 sqft2 of floor space | 1000 sqft served | 13 | DEER:Indoor_CFL_Ltg | 0 | 0 | 0 | SWWH027-05 | 202.482 | 2024 | 123.4818 | 2024 | 0 | -16.3851 | SWWH027-05 | Com Small Gas Water Heaters - ZEAS 2030 - Cold ¦ SCG ¦ Cold | Com Small Gas Water Heaters - ZEAS 2030 - Cold | 0.59609 | 0.546 | 0 | CBSA 2019 | 0 | 2032 | 1 | SWWH027-05
COM-WATERHEAT-FS-14-ZEAS.63 | Com ¦ Com Heat Pump Water Heater (3.50 UEF - 50 Gal) - Fuel Sub - ZEAS 2030 - Cold ¦ SCG ¦ Cold | Com ¦ Com Heat Pump Water Heater (3.50 UEF - 50 Gal) - Fuel Sub - ZEAS 2030 - Cold | SCG ¦ Cold | SCG | All | Electric & Gas | HPWH (3.50 UEF - 50 Gal) | Efficient |  |  | 1 | Conventional | WaterHeat | Com - Health | Com | ROB Only | 1 | 1000 sqft2 of floor space | 1000 sqft served | 13 | DEER:Indoor_CFL_Ltg | 4018.5667 | 0 | -403.9298 | SWWH027-05 | 576.9697 | 2024 | 310.6675 | 2024 | 0 | -29.9084 | SWWH027-05 | Com Small Gas Water Heaters - ZEAS 2030 - Cold ¦ SCG ¦ Cold | Com Small Gas Water Heaters - ZEAS 2030 - Cold | 0.52611 | 0.546 | 0 | CBSA 2019 | 877.9709 | 2032 | 1 | SWWH027-05
COM-WATERHEAT-FS-14-ZEAS.64 | Com ¦ Com Heat Pump Water Heater (3.50 UEF - 50 Gal) - Fuel Sub - ZEAS 2030 - Cold ¦ SCG ¦ Cold | Com ¦ Com Heat Pump Water Heater (3.50 UEF - 50 Gal) - Fuel Sub - ZEAS 2030 - Cold | SCG ¦ Cold | SCG | All | Electric & Gas | HPWH (3.50 UEF - 50 Gal) | Efficient |  |  | 1 | Conventional | WaterHeat | Com - Lodging | Com | ROB Only | 1 | 1000 sqft2 of floor space | 1000 sqft served | 13 | DEER:Indoor_CFL_Ltg | 3144.3563 | 0 | -309.2482 | SWWH027-05 | 363.0343 | 2024 | 195.4747 | 2024 | 0 | -18.8186 | SWWH027-05 | Com Small Gas Water Heaters - ZEAS 2030 - Cold ¦ SCG ¦ Cold | Com Small Gas Water Heaters - ZEAS 2030 - Cold | 0.73871 | 0.546 | 0 | CBSA 2019 | 2559.0519 | 2032 | 1 | SWWH027-05
COM-WATERHEAT-FS-14-ZEAS.65 | Com ¦ Com Heat Pump Water Heater (3.50 UEF - 50 Gal) - Fuel Sub - ZEAS 2030 - Cold ¦ SCG ¦ Cold | Com ¦ Com Heat Pump Water Heater (3.50 UEF - 50 Gal) - Fuel Sub - ZEAS 2030 - Cold | SCG ¦ Cold | SCG | All | Electric & Gas | HPWH (3.50 UEF - 50 Gal) | Efficient |  |  | 1 | Conventional | WaterHeat | Com - Office (Large) | Com | ROB Only | 1 | 1000 sqft2 of floor space | 1000 sqft served | 13 | DEER:Indoor_CFL_Ltg | 418.2655 | 0 | -40.346 | SWWH027-05 | 118.5335 | 2024 | 63.824 | 2024 | 0 | -6.1444 | SWWH027-05 | Com Small Gas Water Heaters - ZEAS 2030 - Cold ¦ SCG ¦ Cold | Com Small Gas Water Heaters - ZEAS 2030 - Cold | 0.46177 | 0.546 | 0 | CBSA 2019 | 139.5843 | 2032 | 1 | SWWH027-05
COM-WATERHEAT-FS-14-ZEAS.66 | Com ¦ Com Heat Pump Water Heater (3.50 UEF - 50 Gal) - Fuel Sub - ZEAS 2030 - Cold ¦ SCG ¦ Cold | Com ¦ Com Heat Pump Water Heater (3.50 UEF - 50 Gal) - Fuel Sub - ZEAS 2030 - Cold | SCG ¦ Cold | SCG | All | Electric & Gas | HPWH (3.50 UEF - 50 Gal) | Efficient |  |  | 1 | Conventional | WaterHeat | Com - Office (Small) | Com | ROB Only | 1 | 1000 sqft2 of floor space | 1000 sqft served | 13 | DEER:Indoor_CFL_Ltg | 392.3553 | 0 | -37.0146 | SWWH027-05 | 118.5335 | 2024 | 63.824 | 2024 | 0 | -6.1444 | SWWH027-05 | Com Small Gas Water Heaters - ZEAS 2030 - Cold ¦ SCG ¦ Cold | Com Small Gas Water Heaters - ZEAS 2030 - Cold | 0.46177 | 0.546 | 0 | CBSA 2019 | 55.2883 | 2032 | 1 | SWWH027-05
COM-WATERHEAT-FS-14-ZEAS.67 | Com ¦ Com Heat Pump Water Heater (3.50 UEF - 50 Gal) - Fuel Sub - ZEAS 2030 - Cold ¦ SCG ¦ Cold | Com ¦ Com Heat Pump Water Heater (3.50 UEF - 50 Gal) - Fuel Sub - ZEAS 2030 - Cold | SCG ¦ Cold | SCG | All | Electric & Gas | HPWH (3.50 UEF - 50 Gal) | Efficient |  |  | 1 | Conventional | WaterHeat | Com - Other | Com | ROB Only | 1 | 1000 sqft2 of floor space | 1000 sqft served | 13 | DEER:Indoor_CFL_Ltg | 4806.2615 | 0 | -468.3809 | SWWH027-05 | 980.3365 | 2024 | 527.8592 | 2024 | 0 | -50.8178 | SWWH027-05 | Com Small Gas Water Heaters - ZEAS 2030 - Cold ¦ SCG ¦ Cold | Com Small Gas Water Heaters - ZEAS 2030 - Cold | 0.5433 | 0.546 | 0 | CBSA 2019 | 1591.0397 | 2032 | 1 | SWWH027-05
COM-WATERHEAT-FS-14-ZEAS.68 | Com ¦ Com Heat Pump Water Heater (3.50 UEF - 50 Gal) - Fuel Sub - ZEAS 2030 - Cold ¦ SCG ¦ Cold | Com ¦ Com Heat Pump Water Heater (3.50 UEF - 50 Gal) - Fuel Sub - ZEAS 2030 - Cold | SCG ¦ Cold | SCG | All | Electric & Gas | HPWH (3.50 UEF - 50 Gal) | Efficient |  |  | 1 | Conventional | WaterHeat | Com - Refrig. Warehouse | Com | ROB Only | 1 | 1000 sqft2 of floor space | 1000 sqft served | 13 | DEER:Indoor_CFL_Ltg | 419.3315 | 0 | -40.5639 | SWWH027-05 | 54.8099 | 2024 | 29.5122 | 2024 | 0 | -2.8412 | SWWH027-05 | Com Small Gas Water Heaters - ZEAS 2030 - Cold ¦ SCG ¦ Cold | Com Small Gas Water Heaters - ZEAS 2030 - Cold | 0.22621 | 0.546 | 0 | CBSA 2019 | 22.9622 | 2032 | 1 | SWWH027-05
COM-WATERHEAT-FS-14-ZEAS.69 | Com ¦ Com Heat Pump Water Heater (3.50 UEF - 50 Gal) - Fuel Sub - ZEAS 2030 - Cold ¦ SCG ¦ Cold | Com ¦ Com Heat Pump Water Heater (3.50 UEF - 50 Gal) - Fuel Sub - ZEAS 2030 - Cold | SCG ¦ Cold | SCG | All | Electric & Gas | HPWH (3.50 UEF - 50 Gal) | Efficient |  |  | 1 | Conventional | WaterHeat | Com - Restaurant | Com | ROB Only | 1 | 1000 sqft2 of floor space | 1000 sqft served | 13 | DEER:Indoor_CFL_Ltg | 17218.2931 | 0 | -1787.3839 | SWWH027-05 | 5134.8383 | 2024 | 2764.8377 | 2024 | 0 | -266.1751 | SWWH027-05 | Com Small Gas Water Heaters - ZEAS 2030 - Cold ¦ SCG ¦ Cold | Com Small Gas Water Heaters - ZEAS 2030 - Cold | 0.79319 | 0.546 | 0 | CBSA 2019 | 1036.762 | 2032 | 1 | SWWH027-05
COM-WATERHEAT-FS-14-ZEAS.70 | Com ¦ Com Heat Pump Water Heater (3.50 UEF - 50 Gal) - Fuel Sub - ZEAS 2030 - Cold ¦ SCG ¦ Cold | Com ¦ Com Heat Pump Water Heater (3.50 UEF - 50 Gal) - Fuel Sub - ZEAS 2030 - Cold | SCG ¦ Cold | SCG | All | Electric & Gas | HPWH (3.50 UEF - 50 Gal) | Efficient |  |  | 1 | Conventional | WaterHeat | Com - Retail | Com | ROB Only | 1 | 1000 sqft2 of floor space | 1000 sqft served | 13 | DEER:Indoor_CFL_Ltg | 266.6055 | 0 | -26.5374 | SWWH027-05 | 73.4195 | 2024 | 39.5325 | 2024 | 0 | -3.8059 | SWWH027-05 | Com Small Gas Water Heaters - ZEAS 2030 - Cold ¦ SCG ¦ Cold | Com Small Gas Water Heaters - ZEAS 2030 - Cold | 0.40063 | 0.546 | 0 | CBSA 2019 | 37.4612 | 2032 | 1 | SWWH027-05
COM-WATERHEAT-FS-14-ZEAS.71 | Com ¦ Com Heat Pump Water Heater (3.50 UEF - 50 Gal) - Fuel Sub - ZEAS 2030 - Cold ¦ SCG ¦ Cold | Com ¦ Com Heat Pump Water Heater (3.50 UEF - 50 Gal) - Fuel Sub - ZEAS 2030 - Cold | SCG ¦ Cold | SCG | All | Electric & Gas | HPWH (3.50 UEF - 50 Gal) | Efficient |  |  | 1 | Conventional | WaterHeat | Com - School | Com | ROB Only | 1 | 1000 sqft2 of floor space | 1000 sqft served | 13 | DEER:Indoor_CFL_Ltg | 1524.7477 | 0 | -147.1997 | SWWH027-05 | 604.784 | 2024 | 325.6441 | 2024 | 0 | -31.3502 | SWWH027-05 | Com Small Gas Water Heaters - ZEAS 2030 - Cold ¦ SCG ¦ Cold | Com Small Gas Water Heaters - ZEAS 2030 - Cold | 0.76922 | 0.546 | 0 | CBSA 2019 | 85.2696 | 2032 | 1 | SWWH027-05
COM-WATERHEAT-FS-14-ZEAS.72 | Com ¦ Com Heat Pump Water Heater (3.50 UEF - 50 Gal) - Fuel Sub - ZEAS 2030 - Cold ¦ SCG ¦ Cold | Com ¦ Com Heat Pump Water Heater (3.50 UEF - 50 Gal) - Fuel Sub - ZEAS 2030 - Cold | SCG ¦ Cold | SCG | All | Electric & Gas | HPWH (3.50 UEF - 50 Gal) | Efficient |  |  | 1 | Conventional | WaterHeat | Com - Warehouse | Com | ROB Only | 1 | 1000 sqft2 of floor space | 1000 sqft served | 13 | DEER:Indoor_CFL_Ltg | 47.239 | 0 | -4.2447 | SWWH027-05 | 10.962 | 2024 | 5.9024 | 2024 | 0 | -0.56824 | SWWH027-05 | Com Small Gas Water Heaters - ZEAS 2030 - Cold ¦ SCG ¦ Cold | Com Small Gas Water Heaters - ZEAS 2030 - Cold | 0.1976 | 0.546 | 0 | CBSA 2019 | 3.7346 | 2032 | 1 | SWWH027-05
COM-WATERHEAT-FS-14-ZEAS.73 | Com ¦ Com Heat Pump Water Heater (3.50 UEF - 50 Gal) - Fuel Sub - ZEAS 2030 - Marine ¦ SDG&E ¦ Marine | Com ¦ Com Heat Pump Water Heater (3.50 UEF - 50 Gal) - Fuel Sub - ZEAS 2030 - Marine | SDG&E ¦ Marine | SDG&E | All | Electric & Gas | HPWH (3.50 UEF - 50 Gal) | Efficient |  |  | 1 | Conventional | WaterHeat | Com - College | Com | ROB Only | 1 | 1000 sqft2 of floor space | 1000 sqft served | 13 | DEER:Indoor_CFL_Ltg | 1139.3263 | 0 | -123.9986 | SWWH027-05 | 380.921 | 2024 | 205.1057 | 2024 | 0 | -19.7458 | SWWH027-05 | Com Small Gas Water Heaters - ZEAS 2030 - Marine ¦ SDG&E ¦ Marine | Com Small Gas Water Heaters - ZEAS 2030 - Marine | 0.74815 | 0.546 | 0 | CBSA 2019 | 323.0114 | 2032 | 1 | SWWH027-05
COM-WATERHEAT-FS-14-ZEAS.74 | Com ¦ Com Heat Pump Water Heater (3.50 UEF - 50 Gal) - Fuel Sub - ZEAS 2030 - Marine ¦ SDG&E ¦ Marine | Com ¦ Com Heat Pump Water Heater (3.50 UEF - 50 Gal) - Fuel Sub - ZEAS 2030 - Marine | SDG&E ¦ Marine | SDG&E | All | Electric & Gas | HPWH (3.50 UEF - 50 Gal) | Efficient |  |  | 1 | Conventional | WaterHeat | Com - Grocery | Com | ROB Only | 1 | 1000 sqft2 of floor space | 1000 sqft served | 13 | DEER:Indoor_CFL_Ltg | 0 | 0 | 0 | SWWH027-05 | 202.482 | 2024 | 123.4818 | 2024 | 0 | -16.3851 | SWWH027-05 | Com Small Gas Water Heaters - ZEAS 2030 - Marine ¦ SDG&E ¦ Marine | Com Small Gas Water Heaters - ZEAS 2030 - Marine | 0.59609 | 0.546 | 0 | CBSA 2019 | 0 | 2032 | 1 | SWWH027-05
COM-WATERHEAT-FS-14-ZEAS.75 | Com ¦ Com Heat Pump Water Heater (3.50 UEF - 50 Gal) - Fuel Sub - ZEAS 2030 - Marine ¦ SDG&E ¦ Marine | Com ¦ Com Heat Pump Water Heater (3.50 UEF - 50 Gal) - Fuel Sub - ZEAS 2030 - Marine | SDG&E ¦ Marine | SDG&E | All | Electric & Gas | HPWH (3.50 UEF - 50 Gal) | Efficient |  |  | 1 | Conventional | WaterHeat | Com - Health | Com | ROB Only | 1 | 1000 sqft2 of floor space | 1000 sqft served | 13 | DEER:Indoor_CFL_Ltg | 3223.5905 | 0 | -350.4213 | SWWH027-05 | 576.9697 | 2024 | 310.6675 | 2024 | 0 | -29.9084 | SWWH027-05 | Com Small Gas Water Heaters - ZEAS 2030 - Marine ¦ SDG&E ¦ Marine | Com Small Gas Water Heaters - ZEAS 2030 - Marine | 0.52611 | 0.546 | 0 | CBSA 2019 | 778.8524 | 2032 | 1 | SWWH027-05
COM-WATERHEAT-FS-14-ZEAS.76 | Com ¦ Com Heat Pump Water Heater (3.50 UEF - 50 Gal) - Fuel Sub - ZEAS 2030 - Marine ¦ SDG&E ¦ Marine | Com ¦ Com Heat Pump Water Heater (3.50 UEF - 50 Gal) - Fuel Sub - ZEAS 2030 - Marine | SDG&E ¦ Marine | SDG&E | All | Electric & Gas | HPWH (3.50 UEF - 50 Gal) | Efficient |  |  | 1 | Conventional | WaterHeat | Com - Lodging | Com | ROB Only | 1 | 1000 sqft2 of floor space | 1000 sqft served | 13 | DEER:Indoor_CFL_Ltg | 2519.4701 | 0 | -267.9555 | SWWH027-05 | 363.0343 | 2024 | 195.4747 | 2024 | 0 | -18.8186 | SWWH027-05 | Com Small Gas Water Heaters - ZEAS 2030 - Marine ¦ SDG&E ¦ Marine | Com Small Gas Water Heaters - ZEAS 2030 - Marine | 0.73871 | 0.546 | 0 | CBSA 2019 | 2249.6824 | 2032 | 1 | SWWH027-05
COM-WATERHEAT-FS-14-ZEAS.77 | Com ¦ Com Heat Pump Water Heater (3.50 UEF - 50 Gal) - Fuel Sub - ZEAS 2030 - Marine ¦ SDG&E ¦ Marine | Com ¦ Com Heat Pump Water Heater (3.50 UEF - 50 Gal) - Fuel Sub - ZEAS 2030 - Marine | SDG&E ¦ Marine | SDG&E | All | Electric & Gas | HPWH (3.50 UEF - 50 Gal) | Efficient |  |  | 1 | Conventional | WaterHeat | Com - Office (Large) | Com | ROB Only | 1 | 1000 sqft2 of floor space | 1000 sqft served | 13 | DEER:Indoor_CFL_Ltg | 321.6573 | 0 | -35.0899 | SWWH027-05 | 118.5335 | 2024 | 63.824 | 2024 | 0 | -6.1444 | SWWH027-05 | Com Small Gas Water Heaters - ZEAS 2030 - Marine ¦ SDG&E ¦ Marine | Com Small Gas Water Heaters - ZEAS 2030 - Marine | 0.46177 | 0.546 | 0 | CBSA 2019 | 125.5887 | 2032 | 1 | SWWH027-05
COM-WATERHEAT-FS-14-ZEAS.78 | Com ¦ Com Heat Pump Water Heater (3.50 UEF - 50 Gal) - Fuel Sub - ZEAS 2030 - Marine ¦ SDG&E ¦ Marine | Com ¦ Com Heat Pump Water Heater (3.50 UEF - 50 Gal) - Fuel Sub - ZEAS 2030 - Marine | SDG&E ¦ Marine | SDG&E | All | Electric & Gas | HPWH (3.50 UEF - 50 Gal) | Efficient |  |  | 1 | Conventional | WaterHeat | Com - Office (Small) | Com | ROB Only | 1 | 1000 sqft2 of floor space | 1000 sqft served | 13 | DEER:Indoor_CFL_Ltg | 298.7082 | 0 | -32.3508 | SWWH027-05 | 118.5335 | 2024 | 63.824 | 2024 | 0 | -6.1444 | SWWH027-05 | Com Small Gas Water Heaters - ZEAS 2030 - Marine ¦ SDG&E ¦ Marine | Com Small Gas Water Heaters - ZEAS 2030 - Marine | 0.46177 | 0.546 | 0 | CBSA 2019 | 50.3489 | 2032 | 1 | SWWH027-05
COM-WATERHEAT-FS-14-ZEAS.79 | Com ¦ Com Heat Pump Water Heater (3.50 UEF - 50 Gal) - Fuel Sub - ZEAS 2030 - Marine ¦ SDG&E ¦ Marine | Com ¦ Com Heat Pump Water Heater (3.50 UEF - 50 Gal) - Fuel Sub - ZEAS 2030 - Marine | SDG&E ¦ Marine | SDG&E | All | Electric & Gas | HPWH (3.50 UEF - 50 Gal) | Efficient |  |  | 1 | Conventional | WaterHeat | Com - Other | Com | ROB Only | 1 | 1000 sqft2 of floor space | 1000 sqft served | 13 | DEER:Indoor_CFL_Ltg | 3857.2545 | 0 | -407.1546 | SWWH027-05 | 980.3365 | 2024 | 527.8592 | 2024 | 0 | -50.8178 | SWWH027-05 | Com Small Gas Water Heaters - ZEAS 2030 - Marine ¦ SDG&E ¦ Marine | Com Small Gas Water Heaters - ZEAS 2030 - Marine | 0.5433 | 0.546 | 0 | CBSA 2019 | 1418.478 | 2032 | 1 | SWWH027-05
COM-WATERHEAT-FS-14-ZEAS.80 | Com ¦ Com Heat Pump Water Heater (3.50 UEF - 50 Gal) - Fuel Sub - ZEAS 2030 - Marine ¦ SDG&E ¦ Marine | Com ¦ Com Heat Pump Water Heater (3.50 UEF - 50 Gal) - Fuel Sub - ZEAS 2030 - Marine | SDG&E ¦ Marine | SDG&E | All | Electric & Gas | HPWH (3.50 UEF - 50 Gal) | Efficient |  |  | 1 | Conventional | WaterHeat | Com - Refrig. Warehouse | Com | ROB Only | 1 | 1000 sqft2 of floor space | 1000 sqft served | 13 | DEER:Indoor_CFL_Ltg | 320.0612 | 0 | -35.0869 | SWWH027-05 | 54.8099 | 2024 | 29.5122 | 2024 | 0 | -2.8412 | SWWH027-05 | Com Small Gas Water Heaters - ZEAS 2030 - Marine ¦ SDG&E ¦ Marine | Com Small Gas Water Heaters - ZEAS 2030 - Marine | 0.22621 | 0.546 | 0 | CBSA 2019 | 20.624 | 2032 | 1 | SWWH027-05
COM-WATERHEAT-FS-14-ZEAS.81 | Com ¦ Com Heat Pump Water Heater (3.50 UEF - 50 Gal) - Fuel Sub - ZEAS 2030 - Marine ¦ SDG&E ¦ Marine | Com ¦ Com Heat Pump Water Heater (3.50 UEF - 50 Gal) - Fuel Sub - ZEAS 2030 - Marine | SDG&E ¦ Marine | SDG&E | All | Electric & Gas | HPWH (3.50 UEF - 50 Gal) | Efficient |  |  | 1 | Conventional | WaterHeat | Com - Restaurant | Com | ROB Only | 1 | 1000 sqft2 of floor space | 1000 sqft served | 13 | DEER:Indoor_CFL_Ltg | 13776.5087 | 0 | -1563.1821 | SWWH027-05 | 5134.8383 | 2024 | 2764.8377 | 2024 | 0 | -266.1751 | SWWH027-05 | Com Small Gas Water Heaters - ZEAS 2030 - Marine ¦ SDG&E ¦ Marine | Com Small Gas Water Heaters - ZEAS 2030 - Marine | 0.79319 | 0.546 | 0 | CBSA 2019 | 929.4974 | 2032 | 1 | SWWH027-05
COM-WATERHEAT-FS-14-ZEAS.82 | Com ¦ Com Heat Pump Water Heater (3.50 UEF - 50 Gal) - Fuel Sub - ZEAS 2030 - Marine ¦ SDG&E ¦ Marine | Com ¦ Com Heat Pump Water Heater (3.50 UEF - 50 Gal) - Fuel Sub - ZEAS 2030 - Marine | SDG&E ¦ Marine | SDG&E | All | Electric & Gas | HPWH (3.50 UEF - 50 Gal) | Efficient |  |  | 1 | Conventional | WaterHeat | Com - Retail | Com | ROB Only | 1 | 1000 sqft2 of floor space | 1000 sqft served | 13 | DEER:Indoor_CFL_Ltg | 214.0296 | 0 | -23.0667 | SWWH027-05 | 73.4195 | 2024 | 39.5325 | 2024 | 0 | -3.8059 | SWWH027-05 | Com Small Gas Water Heaters - ZEAS 2030 - Marine ¦ SDG&E ¦ Marine | Com Small Gas Water Heaters - ZEAS 2030 - Marine | 0.40063 | 0.546 | 0 | CBSA 2019 | 38.7828 | 2032 | 1 | SWWH027-05
COM-WATERHEAT-FS-14-ZEAS.83 | Com ¦ Com Heat Pump Water Heater (3.50 UEF - 50 Gal) - Fuel Sub - ZEAS 2030 - Marine ¦ SDG&E ¦ Marine | Com ¦ Com Heat Pump Water Heater (3.50 UEF - 50 Gal) - Fuel Sub - ZEAS 2030 - Marine | SDG&E ¦ Marine | SDG&E | All | Electric & Gas | HPWH (3.50 UEF - 50 Gal) | Efficient |  |  | 1 | Conventional | WaterHeat | Com - School | Com | ROB Only | 1 | 1000 sqft2 of floor space | 1000 sqft served | 13 | DEER:Indoor_CFL_Ltg | 1142.817 | 0 | -127.9363 | SWWH027-05 | 604.784 | 2024 | 325.6441 | 2024 | 0 | -31.3502 | SWWH027-05 | Com Small Gas Water Heaters - ZEAS 2030 - Marine ¦ SDG&E ¦ Marine | Com Small Gas Water Heaters - ZEAS 2030 - Marine | 0.76922 | 0.546 | 0 | CBSA 2019 | 104.1411 | 2032 | 1 | SWWH027-05
COM-WATERHEAT-FS-14-ZEAS.84 | Com ¦ Com Heat Pump Water Heater (3.50 UEF - 50 Gal) - Fuel Sub - ZEAS 2030 - Marine ¦ SDG&E ¦ Marine | Com ¦ Com Heat Pump Water Heater (3.50 UEF - 50 Gal) - Fuel Sub - ZEAS 2030 - Marine | SDG&E ¦ Marine | SDG&E | All | Electric & Gas | HPWH (3.50 UEF - 50 Gal) | Efficient |  |  | 1 | Conventional | WaterHeat | Com - Warehouse | Com | ROB Only | 1 | 1000 sqft2 of floor space | 1000 sqft served | 13 | DEER:Indoor_CFL_Ltg | 34.5735 | 0 | -3.697 | SWWH027-05 | 10.962 | 2024 | 5.9024 | 2024 | 0 | -0.56824 | SWWH027-05 | Com Small Gas Water Heaters - ZEAS 2030 - Marine ¦ SDG&E ¦ Marine | Com Small Gas Water Heaters - ZEAS 2030 - Marine | 0.1976 | 0.546 | 0 | CBSA 2019 | 5.222 | 2032 | 1 | SWWH027-05
COM-WATERHEAT-FS-14-ZEAS.85 | Com ¦ Com Heat Pump Water Heater (3.50 UEF - 50 Gal) - Fuel Sub - ZEAS 2030 - Hot-Dry ¦ SDG&E ¦ Hot-Dry | Com ¦ Com Heat Pump Water Heater (3.50 UEF - 50 Gal) - Fuel Sub - ZEAS 2030 - Hot-Dry | SDG&E ¦ Hot-Dry | SDG&E | All | Electric & Gas | HPWH (3.50 UEF - 50 Gal) | Efficient |  |  | 1 | Conventional | WaterHeat | Com - College | Com | ROB Only | 1 | 1000 sqft2 of floor space | 1000 sqft served | 13 | DEER:Indoor_CFL_Ltg | 569.6631 | 0 | -61.9617 | SWWH027-05 | 190.4605 | 2024 | 102.5529 | 2024 | 0 | -19.7458 | SWWH027-05 | Com Small Gas Water Heaters - ZEAS 2030 - Hot-Dry ¦ SDG&E ¦ Hot-Dry | Com Small Gas Water Heaters - ZEAS 2030 - Hot-Dry | 0.74815 | 0.546 | 0 | CBSA 2019 | 161.3816 | 2032 | 1 | SWWH027-05
COM-WATERHEAT-FS-14-ZEAS.86 | Com ¦ Com Heat Pump Water Heater (3.50 UEF - 50 Gal) - Fuel Sub - ZEAS 2030 - Hot-Dry ¦ SDG&E ¦ Hot-Dry | Com ¦ Com Heat Pump Water Heater (3.50 UEF - 50 Gal) - Fuel Sub - ZEAS 2030 - Hot-Dry | SDG&E ¦ Hot-Dry | SDG&E | All | Electric & Gas | HPWH (3.50 UEF - 50 Gal) | Efficient |  |  | 1 | Conventional | WaterHeat | Com - Grocery | Com | ROB Only | 1 | 1000 sqft2 of floor space | 1000 sqft served | 13 | DEER:Indoor_CFL_Ltg | 0 | 0 | 0 | SWWH027-05 | 101.241 | 2024 | 61.7409 | 2024 | 0 | -16.3851 | SWWH027-05 | Com Small Gas Water Heaters - ZEAS 2030 - Hot-Dry ¦ SDG&E ¦ Hot-Dry | Com Small Gas Water Heaters - ZEAS 2030 - Hot-Dry | 0.59609 | 0.546 | 0 | CBSA 2019 | 0 | 2032 | 1 | SWWH027-05
COM-WATERHEAT-FS-14-ZEAS.87 | Com ¦ Com Heat Pump Water Heater (3.50 UEF - 50 Gal) - Fuel Sub - ZEAS 2030 - Hot-Dry ¦ SDG&E ¦ Hot-Dry | Com ¦ Com Heat Pump Water Heater (3.50 UEF - 50 Gal) - Fuel Sub - ZEAS 2030 - Hot-Dry | SDG&E ¦ Hot-Dry | SDG&E | All | Electric & Gas | HPWH (3.50 UEF - 50 Gal) | Efficient |  |  | 1 | Conventional | WaterHeat | Com - Health | Com | ROB Only | 1 | 1000 sqft2 of floor space | 1000 sqft served | 13 | DEER:Indoor_CFL_Ltg | 1606.6124 | 0 | -174.6924 | SWWH027-05 | 288.4849 | 2024 | 155.3338 | 2024 | 0 | -29.9084 | SWWH027-05 | Com Small Gas Water Heaters - ZEAS 2030 - Hot-Dry ¦ SDG&E ¦ Hot-Dry | Com Small Gas Water Heaters - ZEAS 2030 - Hot-Dry | 0.52611 | 0.546 | 0 | CBSA 2019 | 388.3014 | 2032 | 1 | SWWH027-05
COM-WATERHEAT-FS-14-ZEAS.88 | Com ¦ Com Heat Pump Water Heater (3.50 UEF - 50 Gal) - Fuel Sub - ZEAS 2030 - Hot-Dry ¦ SDG&E ¦ Hot-Dry | Com ¦ Com Heat Pump Water Heater (3.50 UEF - 50 Gal) - Fuel Sub - ZEAS 2030 - Hot-Dry | SDG&E ¦ Hot-Dry | SDG&E | All | Electric & Gas | HPWH (3.50 UEF - 50 Gal) | Efficient |  |  | 1 | Conventional | WaterHeat | Com - Lodging | Com | ROB Only | 1 | 1000 sqft2 of floor space | 1000 sqft served | 13 | DEER:Indoor_CFL_Ltg | 1254.2385 | 0 | -133.4281 | SWWH027-05 | 181.5172 | 2024 | 97.7373 | 2024 | 0 | -18.8186 | SWWH027-05 | Com Small Gas Water Heaters - ZEAS 2030 - Hot-Dry ¦ SDG&E ¦ Hot-Dry | Com Small Gas Water Heaters - ZEAS 2030 - Hot-Dry | 0.73871 | 0.546 | 0 | CBSA 2019 | 1120.2782 | 2032 | 1 | SWWH027-05
COM-WATERHEAT-FS-14-ZEAS.89 | Com ¦ Com Heat Pump Water Heater (3.50 UEF - 50 Gal) - Fuel Sub - ZEAS 2030 - Hot-Dry ¦ SDG&E ¦ Hot-Dry | Com ¦ Com Heat Pump Water Heater (3.50 UEF - 50 Gal) - Fuel Sub - ZEAS 2030 - Hot-Dry | SDG&E ¦ Hot-Dry | SDG&E | All | Electric & Gas | HPWH (3.50 UEF - 50 Gal) | Efficient |  |  | 1 | Conventional | WaterHeat | Com - Office (Large) | Com | ROB Only | 1 | 1000 sqft2 of floor space | 1000 sqft served | 13 | DEER:Indoor_CFL_Ltg | 160.4585 | 0 | -17.4894 | SWWH027-05 | 59.2667 | 2024 | 31.912 | 2024 | 0 | -6.1444 | SWWH027-05 | Com Small Gas Water Heaters - ZEAS 2030 - Hot-Dry ¦ SDG&E ¦ Hot-Dry | Com Small Gas Water Heaters - ZEAS 2030 - Hot-Dry | 0.46177 | 0.546 | 0 | CBSA 2019 | 62.5818 | 2032 | 1 | SWWH027-05
COM-WATERHEAT-FS-14-ZEAS.90 | Com ¦ Com Heat Pump Water Heater (3.50 UEF - 50 Gal) - Fuel Sub - ZEAS 2030 - Hot-Dry ¦ SDG&E ¦ Hot-Dry | Com ¦ Com Heat Pump Water Heater (3.50 UEF - 50 Gal) - Fuel Sub - ZEAS 2030 - Hot-Dry | SDG&E ¦ Hot-Dry | SDG&E | All | Electric & Gas | HPWH (3.50 UEF - 50 Gal) | Efficient |  |  | 1 | Conventional | WaterHeat | Com - Office (Small) | Com | ROB Only | 1 | 1000 sqft2 of floor space | 1000 sqft served | 13 | DEER:Indoor_CFL_Ltg | 149.169 | 0 | -16.1384 | SWWH027-05 | 59.2667 | 2024 | 31.912 | 2024 | 0 | -6.1444 | SWWH027-05 | Com Small Gas Water Heaters - ZEAS 2030 - Hot-Dry ¦ SDG&E ¦ Hot-Dry | Com Small Gas Water Heaters - ZEAS 2030 - Hot-Dry | 0.46177 | 0.546 | 0 | CBSA 2019 | 25.1097 | 2032 | 1 | SWWH027-05
COM-WATERHEAT-FS-14-ZEAS.91 | Com ¦ Com Heat Pump Water Heater (3.50 UEF - 50 Gal) - Fuel Sub - ZEAS 2030 - Hot-Dry ¦ SDG&E ¦ Hot-Dry | Com ¦ Com Heat Pump Water Heater (3.50 UEF - 50 Gal) - Fuel Sub - ZEAS 2030 - Hot-Dry | SDG&E ¦ Hot-Dry | SDG&E | All | Electric & Gas | HPWH (3.50 UEF - 50 Gal) | Efficient |  |  | 1 | Conventional | WaterHeat | Com - Other | Com | ROB Only | 1 | 1000 sqft2 of floor space | 1000 sqft served | 13 | DEER:Indoor_CFL_Ltg | 1913.3207 | 0 | -203.5773 | SWWH027-05 | 490.1683 | 2024 | 263.9296 | 2024 | 0 | -50.8178 | SWWH027-05 | Com Small Gas Water Heaters - ZEAS 2030 - Hot-Dry ¦ SDG&E ¦ Hot-Dry | Com Small Gas Water Heaters - ZEAS 2030 - Hot-Dry | 0.5433 | 0.546 | 0 | CBSA 2019 | 710.9292 | 2032 | 1 | SWWH027-05
COM-WATERHEAT-FS-14-ZEAS.92 | Com ¦ Com Heat Pump Water Heater (3.50 UEF - 50 Gal) - Fuel Sub - ZEAS 2030 - Hot-Dry ¦ SDG&E ¦ Hot-Dry | Com ¦ Com Heat Pump Water Heater (3.50 UEF - 50 Gal) - Fuel Sub - ZEAS 2030 - Hot-Dry | SDG&E ¦ Hot-Dry | SDG&E | All | Electric & Gas | HPWH (3.50 UEF - 50 Gal) | Efficient |  |  | 1 | Conventional | WaterHeat | Com - Refrig. Warehouse | Com | ROB Only | 1 | 1000 sqft2 of floor space | 1000 sqft served | 13 | DEER:Indoor_CFL_Ltg | 159.1748 | 0 | -17.5435 | SWWH027-05 | 27.4049 | 2024 | 14.7561 | 2024 | 0 | -2.8412 | SWWH027-05 | Com Small Gas Water Heaters - ZEAS 2030 - Hot-Dry ¦ SDG&E ¦ Hot-Dry | Com Small Gas Water Heaters - ZEAS 2030 - Hot-Dry | 0.22621 | 0.546 | 0 | CBSA 2019 | 10.3273 | 2032 | 1 | SWWH027-05
COM-WATERHEAT-FS-14-ZEAS.93 | Com ¦ Com Heat Pump Water Heater (3.50 UEF - 50 Gal) - Fuel Sub - ZEAS 2030 - Hot-Dry ¦ SDG&E ¦ Hot-Dry | Com ¦ Com Heat Pump Water Heater (3.50 UEF - 50 Gal) - Fuel Sub - ZEAS 2030 - Hot-Dry | SDG&E ¦ Hot-Dry | SDG&E | All | Electric & Gas | HPWH (3.50 UEF - 50 Gal) | Efficient |  |  | 1 | Conventional | WaterHeat | Com - Restaurant | Com | ROB Only | 1 | 1000 sqft2 of floor space | 1000 sqft served | 13 | DEER:Indoor_CFL_Ltg | 6880.2371 | 0 | -779.9876 | SWWH027-05 | 2567.4192 | 2024 | 1382.4189 | 2024 | 0 | -266.1751 | SWWH027-05 | Com Small Gas Water Heaters - ZEAS 2030 - Hot-Dry ¦ SDG&E ¦ Hot-Dry | Com Small Gas Water Heaters - ZEAS 2030 - Hot-Dry | 0.79319 | 0.546 | 0 | CBSA 2019 | 463.6866 | 2032 | 1 | SWWH027-05
COM-WATERHEAT-FS-14-ZEAS.94 | Com ¦ Com Heat Pump Water Heater (3.50 UEF - 50 Gal) - Fuel Sub - ZEAS 2030 - Hot-Dry ¦ SDG&E ¦ Hot-Dry | Com ¦ Com Heat Pump Water Heater (3.50 UEF - 50 Gal) - Fuel Sub - ZEAS 2030 - Hot-Dry | SDG&E ¦ Hot-Dry | SDG&E | All | Electric & Gas | HPWH (3.50 UEF - 50 Gal) | Efficient |  |  | 1 | Conventional | WaterHeat | Com - Retail | Com | ROB Only | 1 | 1000 sqft2 of floor space | 1000 sqft served | 13 | DEER:Indoor_CFL_Ltg | 106.9237 | 0 | -11.5052 | SWWH027-05 | 36.7097 | 2024 | 19.7663 | 2024 | 0 | -3.8059 | SWWH027-05 | Com Small Gas Water Heaters - ZEAS 2030 - Hot-Dry ¦ SDG&E ¦ Hot-Dry | Com Small Gas Water Heaters - ZEAS 2030 - Hot-Dry | 0.40063 | 0.546 | 0 | CBSA 2019 | 19.2846 | 2032 | 1 | SWWH027-05
COM-WATERHEAT-FS-14-ZEAS.95 | Com ¦ Com Heat Pump Water Heater (3.50 UEF - 50 Gal) - Fuel Sub - ZEAS 2030 - Hot-Dry ¦ SDG&E ¦ Hot-Dry | Com ¦ Com Heat Pump Water Heater (3.50 UEF - 50 Gal) - Fuel Sub - ZEAS 2030 - Hot-Dry | SDG&E ¦ Hot-Dry | SDG&E | All | Electric & Gas | HPWH (3.50 UEF - 50 Gal) | Efficient |  |  | 1 | Conventional | WaterHeat | Com - School | Com | ROB Only | 1 | 1000 sqft2 of floor space | 1000 sqft served | 13 | DEER:Indoor_CFL_Ltg | 569.5199 | 0 | -63.6849 | SWWH027-05 | 302.392 | 2024 | 162.822 | 2024 | 0 | -31.3502 | SWWH027-05 | Com Small Gas Water Heaters - ZEAS 2030 - Hot-Dry ¦ SDG&E ¦ Hot-Dry | Com Small Gas Water Heaters - ZEAS 2030 - Hot-Dry | 0.76922 | 0.546 | 0 | CBSA 2019 | 51.7343 | 2032 | 1 | SWWH027-05
COM-WATERHEAT-FS-14-ZEAS.96 | Com ¦ Com Heat Pump Water Heater (3.50 UEF - 50 Gal) - Fuel Sub - ZEAS 2030 - Hot-Dry ¦ SDG&E ¦ Hot-Dry | Com ¦ Com Heat Pump Water Heater (3.50 UEF - 50 Gal) - Fuel Sub - ZEAS 2030 - Hot-Dry | SDG&E ¦ Hot-Dry | SDG&E | All | Electric & Gas | HPWH (3.50 UEF - 50 Gal) | Efficient |  |  | 1 | Conventional | WaterHeat | Com - Warehouse | Com | ROB Only | 1 | 1000 sqft2 of floor space | 1000 sqft served | 13 | DEER:Indoor_CFL_Ltg | 17.2867 | 0 | -1.8485 | SWWH027-05 | 5.481 | 2024 | 2.9512 | 2024 | 0 | -0.56824 | SWWH027-05 | Com Small Gas Water Heaters - ZEAS 2030 - Hot-Dry ¦ SDG&E ¦ Hot-Dry | Com Small Gas Water Heaters - ZEAS 2030 - Hot-Dry | 0.1976 | 0.546 | 0 | CBSA 2019 | 2.611 | 2032 | 1 | SWWH027-05
COM-WATERHEAT-FS-15-ZEAS.1 | Com ¦ Com Heat Pump Water Heater (3.75 UEF - 50 Gal) - Fuel Sub - ZEAS 2030 - Marine ¦ PG&E ¦ Marine | Com ¦ Com Heat Pump Water Heater (3.75 UEF - 50 Gal) - Fuel Sub - ZEAS 2030 - Marine | PG&E ¦ Marine | PG&E | All | Electric & Gas | HPWH (3.75 UEF - 50 Gal) | Efficient |  |  | 1 | Conventional | WaterHeat | Com - College | Com | ROB Only | 1 | 1000 sqft2 of floor space | 1000 sqft served | 13 | DEER:Indoor_CFL_Ltg | 591.5722 | 0 | -67.0699 | SWWH027-05 | 208.1645 | 2024 | 102.5529 | 2024 | 0 | -19.7458 | SWWH027-05 | Com Small Gas Water Heaters - ZEAS 2030 - Marine ¦ PG&E ¦ Marine | Com Small Gas Water Heaters - ZEAS 2030 - Marine | 0.74815 | 0.546 | 0 | CBSA 2019 | 176.5778 | 2032 | 1 | SWWH027-05
COM-WATERHEAT-FS-15-ZEAS.2 | Com ¦ Com Heat Pump Water Heater (3.75 UEF - 50 Gal) - Fuel Sub - ZEAS 2030 - Marine ¦ PG&E ¦ Marine | Com ¦ Com Heat Pump Water Heater (3.75 UEF - 50 Gal) - Fuel Sub - ZEAS 2030 - Marine | PG&E ¦ Marine | PG&E | All | Electric & Gas | HPWH (3.75 UEF - 50 Gal) | Efficient |  |  | 1 | Conventional | WaterHeat | Com - Grocery | Com | ROB Only | 1 | 1000 sqft2 of floor space | 1000 sqft served | 13 | DEER:Indoor_CFL_Ltg | 0 | 0 | 0 | SWWH027-05 | 101.241 | 2024 | 61.7409 | 2024 | 0 | -16.3851 | SWWH027-05 | Com Small Gas Water Heaters - ZEAS 2030 - Marine ¦ PG&E ¦ Marine | Com Small Gas Water Heaters - ZEAS 2030 - Marine | 0.59609 | 0.546 | 0 | CBSA 2019 | 0 | 2032 | 1 | SWWH027-05
COM-WATERHEAT-FS-15-ZEAS.3 | Com ¦ Com Heat Pump Water Heater (3.75 UEF - 50 Gal) - Fuel Sub - ZEAS 2030 - Marine ¦ PG&E ¦ Marine | Com ¦ Com Heat Pump Water Heater (3.75 UEF - 50 Gal) - Fuel Sub - ZEAS 2030 - Marine | PG&E ¦ Marine | PG&E | All | Electric & Gas | HPWH (3.75 UEF - 50 Gal) | Efficient |  |  | 1 | Conventional | WaterHeat | Com - Health | Com | ROB Only | 1 | 1000 sqft2 of floor space | 1000 sqft served | 13 | DEER:Indoor_CFL_Ltg | 1646.4723 | 0 | -189.4886 | SWWH027-05 | 315.3006 | 2024 | 155.3338 | 2024 | 0 | -29.9084 | SWWH027-05 | Com Small Gas Water Heaters - ZEAS 2030 - Marine ¦ PG&E ¦ Marine | Com Small Gas Water Heaters - ZEAS 2030 - Marine | 0.52611 | 0.546 | 0 | CBSA 2019 | 427.4864 | 2032 | 1 | SWWH027-05
COM-WATERHEAT-FS-15-ZEAS.4 | Com ¦ Com Heat Pump Water Heater (3.75 UEF - 50 Gal) - Fuel Sub - ZEAS 2030 - Marine ¦ PG&E ¦ Marine | Com ¦ Com Heat Pump Water Heater (3.75 UEF - 50 Gal) - Fuel Sub - ZEAS 2030 - Marine | PG&E ¦ Marine | PG&E | All | Electric & Gas | HPWH (3.75 UEF - 50 Gal) | Efficient |  |  | 1 | Conventional | WaterHeat | Com - Lodging | Com | ROB Only | 1 | 1000 sqft2 of floor space | 1000 sqft served | 13 | DEER:Indoor_CFL_Ltg | 1293.2295 | 0 | -145.1426 | SWWH027-05 | 198.3899 | 2024 | 97.7373 | 2024 | 0 | -18.8186 | SWWH027-05 | Com Small Gas Water Heaters - ZEAS 2030 - Marine ¦ PG&E ¦ Marine | Com Small Gas Water Heaters - ZEAS 2030 - Marine | 0.73871 | 0.546 | 0 | CBSA 2019 | 1229.8497 | 2032 | 1 | SWWH027-05
COM-WATERHEAT-FS-15-ZEAS.5 | Com ¦ Com Heat Pump Water Heater (3.75 UEF - 50 Gal) - Fuel Sub - ZEAS 2030 - Marine ¦ PG&E ¦ Marine | Com ¦ Com Heat Pump Water Heater (3.75 UEF - 50 Gal) - Fuel Sub - ZEAS 2030 - Marine | PG&E ¦ Marine | PG&E | All | Electric & Gas | HPWH (3.75 UEF - 50 Gal) | Efficient |  |  | 1 | Conventional | WaterHeat | Com - Office (Large) | Com | ROB Only | 1 | 1000 sqft2 of floor space | 1000 sqft served | 13 | DEER:Indoor_CFL_Ltg | 164.5301 | 0 | -18.8775 | SWWH027-05 | 64.7758 | 2024 | 31.912 | 2024 | 0 | -6.1444 | SWWH027-05 | Com Small Gas Water Heaters - ZEAS 2030 - Marine ¦ PG&E ¦ Marine | Com Small Gas Water Heaters - ZEAS 2030 - Marine | 0.46177 | 0.546 | 0 | CBSA 2019 | 68.4102 | 2032 | 1 | SWWH027-05
COM-WATERHEAT-FS-15-ZEAS.6 | Com ¦ Com Heat Pump Water Heater (3.75 UEF - 50 Gal) - Fuel Sub - ZEAS 2030 - Marine ¦ PG&E ¦ Marine | Com ¦ Com Heat Pump Water Heater (3.75 UEF - 50 Gal) - Fuel Sub - ZEAS 2030 - Marine | PG&E ¦ Marine | PG&E | All | Electric & Gas | HPWH (3.75 UEF - 50 Gal) | Efficient |  |  | 1 | Conventional | WaterHeat | Com - Office (Small) | Com | ROB Only | 1 | 1000 sqft2 of floor space | 1000 sqft served | 13 | DEER:Indoor_CFL_Ltg | 153.0556 | 0 | -17.4709 | SWWH027-05 | 64.7758 | 2024 | 31.912 | 2024 | 0 | -6.1444 | SWWH027-05 | Com Small Gas Water Heaters - ZEAS 2030 - Marine ¦ PG&E ¦ Marine | Com Small Gas Water Heaters - ZEAS 2030 - Marine | 0.46177 | 0.546 | 0 | CBSA 2019 | 27.5694 | 2032 | 1 | SWWH027-05
COM-WATERHEAT-FS-15-ZEAS.7 | Com ¦ Com Heat Pump Water Heater (3.75 UEF - 50 Gal) - Fuel Sub - ZEAS 2030 - Marine ¦ PG&E ¦ Marine | Com ¦ Com Heat Pump Water Heater (3.75 UEF - 50 Gal) - Fuel Sub - ZEAS 2030 - Marine | PG&E ¦ Marine | PG&E | All | Electric & Gas | HPWH (3.75 UEF - 50 Gal) | Efficient |  |  | 1 | Conventional | WaterHeat | Com - Other | Com | ROB Only | 1 | 1000 sqft2 of floor space | 1000 sqft served | 13 | DEER:Indoor_CFL_Ltg | 1974.5469 | 0 | -220.4145 | SWWH027-05 | 535.7313 | 2024 | 263.9296 | 2024 | 0 | -50.8178 | SWWH027-05 | Com Small Gas Water Heaters - ZEAS 2030 - Marine ¦ PG&E ¦ Marine | Com Small Gas Water Heaters - ZEAS 2030 - Marine | 0.5433 | 0.546 | 0 | CBSA 2019 | 780.4411 | 2032 | 1 | SWWH027-05
COM-WATERHEAT-FS-15-ZEAS.8 | Com ¦ Com Heat Pump Water Heater (3.75 UEF - 50 Gal) - Fuel Sub - ZEAS 2030 - Marine ¦ PG&E ¦ Marine | Com ¦ Com Heat Pump Water Heater (3.75 UEF - 50 Gal) - Fuel Sub - ZEAS 2030 - Marine | PG&E ¦ Marine | PG&E | All | Electric & Gas | HPWH (3.75 UEF - 50 Gal) | Efficient |  |  | 1 | Conventional | WaterHeat | Com - Refrig. Warehouse | Com | ROB Only | 1 | 1000 sqft2 of floor space | 1000 sqft served | 13 | DEER:Indoor_CFL_Ltg | 163.4537 | 0 | -18.9983 | SWWH027-05 | 29.9523 | 2024 | 14.7561 | 2024 | 0 | -2.8412 | SWWH027-05 | Com Small Gas Water Heaters - ZEAS 2030 - Marine ¦ PG&E ¦ Marine | Com Small Gas Water Heaters - ZEAS 2030 - Marine | 0.22621 | 0.546 | 0 | CBSA 2019 | 11.3431 | 2032 | 1 | SWWH027-05
COM-WATERHEAT-FS-15-ZEAS.9 | Com ¦ Com Heat Pump Water Heater (3.75 UEF - 50 Gal) - Fuel Sub - ZEAS 2030 - Marine ¦ PG&E ¦ Marine | Com ¦ Com Heat Pump Water Heater (3.75 UEF - 50 Gal) - Fuel Sub - ZEAS 2030 - Marine | PG&E ¦ Marine | PG&E | All | Electric & Gas | HPWH (3.75 UEF - 50 Gal) | Efficient |  |  | 1 | Conventional | WaterHeat | Com - Restaurant | Com | ROB Only | 1 | 1000 sqft2 of floor space | 1000 sqft served | 13 | DEER:Indoor_CFL_Ltg | 7109.1993 | 0 | -845.4464 | SWWH027-05 | 2806.0708 | 2024 | 1382.4189 | 2024 | 0 | -266.1751 | SWWH027-05 | Com Small Gas Water Heaters - ZEAS 2030 - Marine ¦ PG&E ¦ Marine | Com Small Gas Water Heaters - ZEAS 2030 - Marine | 0.79319 | 0.546 | 0 | CBSA 2019 | 508.7928 | 2032 | 1 | SWWH027-05
COM-WATERHEAT-FS-15-ZEAS.10 | Com ¦ Com Heat Pump Water Heater (3.75 UEF - 50 Gal) - Fuel Sub - ZEAS 2030 - Marine ¦ PG&E ¦ Marine | Com ¦ Com Heat Pump Water Heater (3.75 UEF - 50 Gal) - Fuel Sub - ZEAS 2030 - Marine | PG&E ¦ Marine | PG&E | All | Electric & Gas | HPWH (3.75 UEF - 50 Gal) | Efficient |  |  | 1 | Conventional | WaterHeat | Com - Retail | Com | ROB Only | 1 | 1000 sqft2 of floor space | 1000 sqft served | 13 | DEER:Indoor_CFL_Ltg | 110.9548 | 0 | -12.4564 | SWWH027-05 | 40.1221 | 2024 | 19.7663 | 2024 | 0 | -3.8059 | SWWH027-05 | Com Small Gas Water Heaters - ZEAS 2030 - Marine ¦ PG&E ¦ Marine | Com Small Gas Water Heaters - ZEAS 2030 - Marine | 0.40063 | 0.546 | 0 | CBSA 2019 | 22.5682 | 2032 | 1 | SWWH027-05
COM-WATERHEAT-FS-15-ZEAS.11 | Com ¦ Com Heat Pump Water Heater (3.75 UEF - 50 Gal) - Fuel Sub - ZEAS 2030 - Marine ¦ PG&E ¦ Marine | Com ¦ Com Heat Pump Water Heater (3.75 UEF - 50 Gal) - Fuel Sub - ZEAS 2030 - Marine | PG&E ¦ Marine | PG&E | All | Electric & Gas | HPWH (3.75 UEF - 50 Gal) | Efficient |  |  | 1 | Conventional | WaterHeat | Com - School | Com | ROB Only | 1 | 1000 sqft2 of floor space | 1000 sqft served | 13 | DEER:Indoor_CFL_Ltg | 586.5171 | 0 | -68.9729 | SWWH027-05 | 330.5005 | 2024 | 162.822 | 2024 | 0 | -31.3502 | SWWH027-05 | Com Small Gas Water Heaters - ZEAS 2030 - Marine ¦ PG&E ¦ Marine | Com Small Gas Water Heaters - ZEAS 2030 - Marine | 0.76922 | 0.546 | 0 | CBSA 2019 | 61.0174 | 2032 | 1 | SWWH027-05
COM-WATERHEAT-FS-15-ZEAS.12 | Com ¦ Com Heat Pump Water Heater (3.75 UEF - 50 Gal) - Fuel Sub - ZEAS 2030 - Marine ¦ PG&E ¦ Marine | Com ¦ Com Heat Pump Water Heater (3.75 UEF - 50 Gal) - Fuel Sub - ZEAS 2030 - Marine | PG&E ¦ Marine | PG&E | All | Electric & Gas | HPWH (3.75 UEF - 50 Gal) | Efficient |  |  | 1 | Conventional | WaterHeat | Com - Warehouse | Com | ROB Only | 1 | 1000 sqft2 of floor space | 1000 sqft served | 13 | DEER:Indoor_CFL_Ltg | 17.9714 | 0 | -2.0025 | SWWH027-05 | 5.9905 | 2024 | 2.9512 | 2024 | 0 | -0.56824 | SWWH027-05 | Com Small Gas Water Heaters - ZEAS 2030 - Marine ¦ PG&E ¦ Marine | Com Small Gas Water Heaters - ZEAS 2030 - Marine | 0.1976 | 0.546 | 0 | CBSA 2019 | 3.0551 | 2032 | 1 | SWWH027-05
COM-WATERHEAT-FS-15-ZEAS.13 | Com ¦ Com Heat Pump Water Heater (3.75 UEF - 50 Gal) - Fuel Sub - ZEAS 2030 - Hot-Dry ¦ PG&E ¦ Hot-Dry | Com ¦ Com Heat Pump Water Heater (3.75 UEF - 50 Gal) - Fuel Sub - ZEAS 2030 - Hot-Dry | PG&E ¦ Hot-Dry | PG&E | All | Electric & Gas | HPWH (3.75 UEF - 50 Gal) | Efficient |  |  | 1 | Conventional | WaterHeat | Com - College | Com | ROB Only | 1 | 1000 sqft2 of floor space | 1000 sqft served | 13 | DEER:Indoor_CFL_Ltg | 569.2869 | 0 | -64.1714 | SWWH027-05 | 208.1645 | 2024 | 102.5529 | 2024 | 0 | -19.7458 | SWWH027-05 | Com Small Gas Water Heaters - ZEAS 2030 - Hot-Dry ¦ PG&E ¦ Hot-Dry | Com Small Gas Water Heaters - ZEAS 2030 - Hot-Dry | 0.74815 | 0.546 | 0 | CBSA 2019 | 168.6991 | 2032 | 1 | SWWH027-05
COM-WATERHEAT-FS-15-ZEAS.14 | Com ¦ Com Heat Pump Water Heater (3.75 UEF - 50 Gal) - Fuel Sub - ZEAS 2030 - Hot-Dry ¦ PG&E ¦ Hot-Dry | Com ¦ Com Heat Pump Water Heater (3.75 UEF - 50 Gal) - Fuel Sub - ZEAS 2030 - Hot-Dry | PG&E ¦ Hot-Dry | PG&E | All | Electric & Gas | HPWH (3.75 UEF - 50 Gal) | Efficient |  |  | 1 | Conventional | WaterHeat | Com - Grocery | Com | ROB Only | 1 | 1000 sqft2 of floor space | 1000 sqft served | 13 | DEER:Indoor_CFL_Ltg | 0 | 0 | 0 | SWWH027-05 | 101.241 | 2024 | 61.7409 | 2024 | 0 | -16.3851 | SWWH027-05 | Com Small Gas Water Heaters - ZEAS 2030 - Hot-Dry ¦ PG&E ¦ Hot-Dry | Com Small Gas Water Heaters - ZEAS 2030 - Hot-Dry | 0.59609 | 0.546 | 0 | CBSA 2019 | 0 | 2032 | 1 | SWWH027-05
COM-WATERHEAT-FS-15-ZEAS.15 | Com ¦ Com Heat Pump Water Heater (3.75 UEF - 50 Gal) - Fuel Sub - ZEAS 2030 - Hot-Dry ¦ PG&E ¦ Hot-Dry | Com ¦ Com Heat Pump Water Heater (3.75 UEF - 50 Gal) - Fuel Sub - ZEAS 2030 - Hot-Dry | PG&E ¦ Hot-Dry | PG&E | All | Electric & Gas | HPWH (3.75 UEF - 50 Gal) | Efficient |  |  | 1 | Conventional | WaterHeat | Com - Health | Com | ROB Only | 1 | 1000 sqft2 of floor space | 1000 sqft served | 13 | DEER:Indoor_CFL_Ltg | 1588.5952 | 0 | -180.4801 | SWWH027-05 | 315.3006 | 2024 | 155.3338 | 2024 | 0 | -29.9084 | SWWH027-05 | Com Small Gas Water Heaters - ZEAS 2030 - Hot-Dry ¦ PG&E ¦ Hot-Dry | Com Small Gas Water Heaters - ZEAS 2030 - Hot-Dry | 0.52611 | 0.546 | 0 | CBSA 2019 | 405.8282 | 2032 | 1 | SWWH027-05
COM-WATERHEAT-FS-15-ZEAS.16 | Com ¦ Com Heat Pump Water Heater (3.75 UEF - 50 Gal) - Fuel Sub - ZEAS 2030 - Hot-Dry ¦ PG&E ¦ Hot-Dry | Com ¦ Com Heat Pump Water Heater (3.75 UEF - 50 Gal) - Fuel Sub - ZEAS 2030 - Hot-Dry | PG&E ¦ Hot-Dry | PG&E | All | Electric & Gas | HPWH (3.75 UEF - 50 Gal) | Efficient |  |  | 1 | Conventional | WaterHeat | Com - Lodging | Com | ROB Only | 1 | 1000 sqft2 of floor space | 1000 sqft served | 13 | DEER:Indoor_CFL_Ltg | 1243.0737 | 0 | -137.894 | SWWH027-05 | 198.3899 | 2024 | 97.7373 | 2024 | 0 | -18.8186 | SWWH027-05 | Com Small Gas Water Heaters - ZEAS 2030 - Hot-Dry ¦ PG&E ¦ Hot-Dry | Com Small Gas Water Heaters - ZEAS 2030 - Hot-Dry | 0.73871 | 0.546 | 0 | CBSA 2019 | 1166.1547 | 2032 | 1 | SWWH027-05
COM-WATERHEAT-FS-15-ZEAS.17 | Com ¦ Com Heat Pump Water Heater (3.75 UEF - 50 Gal) - Fuel Sub - ZEAS 2030 - Hot-Dry ¦ PG&E ¦ Hot-Dry | Com ¦ Com Heat Pump Water Heater (3.75 UEF - 50 Gal) - Fuel Sub - ZEAS 2030 - Hot-Dry | PG&E ¦ Hot-Dry | PG&E | All | Electric & Gas | HPWH (3.75 UEF - 50 Gal) | Efficient |  |  | 1 | Conventional | WaterHeat | Com - Office (Large) | Com | ROB Only | 1 | 1000 sqft2 of floor space | 1000 sqft served | 13 | DEER:Indoor_CFL_Ltg | 159.163 | 0 | -18.0261 | SWWH027-05 | 64.7758 | 2024 | 31.912 | 2024 | 0 | -6.1444 | SWWH027-05 | Com Small Gas Water Heaters - ZEAS 2030 - Hot-Dry ¦ PG&E ¦ Hot-Dry | Com Small Gas Water Heaters - ZEAS 2030 - Hot-Dry | 0.46177 | 0.546 | 0 | CBSA 2019 | 65.1209 | 2032 | 1 | SWWH027-05
COM-WATERHEAT-FS-15-ZEAS.18 | Com ¦ Com Heat Pump Water Heater (3.75 UEF - 50 Gal) - Fuel Sub - ZEAS 2030 - Hot-Dry ¦ PG&E ¦ Hot-Dry | Com ¦ Com Heat Pump Water Heater (3.75 UEF - 50 Gal) - Fuel Sub - ZEAS 2030 - Hot-Dry | PG&E ¦ Hot-Dry | PG&E | All | Electric & Gas | HPWH (3.75 UEF - 50 Gal) | Efficient |  |  | 1 | Conventional | WaterHeat | Com - Office (Small) | Com | ROB Only | 1 | 1000 sqft2 of floor space | 1000 sqft served | 13 | DEER:Indoor_CFL_Ltg | 148.0586 | 0 | -16.6196 | SWWH027-05 | 64.7758 | 2024 | 31.912 | 2024 | 0 | -6.1444 | SWWH027-05 | Com Small Gas Water Heaters - ZEAS 2030 - Hot-Dry ¦ PG&E ¦ Hot-Dry | Com Small Gas Water Heaters - ZEAS 2030 - Hot-Dry | 0.46177 | 0.546 | 0 | CBSA 2019 | 26.1132 | 2032 | 1 | SWWH027-05
COM-WATERHEAT-FS-15-ZEAS.19 | Com ¦ Com Heat Pump Water Heater (3.75 UEF - 50 Gal) - Fuel Sub - ZEAS 2030 - Hot-Dry ¦ PG&E ¦ Hot-Dry | Com ¦ Com Heat Pump Water Heater (3.75 UEF - 50 Gal) - Fuel Sub - ZEAS 2030 - Hot-Dry | PG&E ¦ Hot-Dry | PG&E | All | Electric & Gas | HPWH (3.75 UEF - 50 Gal) | Efficient |  |  | 1 | Conventional | WaterHeat | Com - Other | Com | ROB Only | 1 | 1000 sqft2 of floor space | 1000 sqft served | 13 | DEER:Indoor_CFL_Ltg | 1913.3207 | 0 | -209.6999 | SWWH027-05 | 535.7313 | 2024 | 263.9296 | 2024 | 0 | -50.8178 | SWWH027-05 | Com Small Gas Water Heaters - ZEAS 2030 - Hot-Dry ¦ PG&E ¦ Hot-Dry | Com Small Gas Water Heaters - ZEAS 2030 - Hot-Dry | 0.5433 | 0.546 | 0 | CBSA 2019 | 738.6647 | 2032 | 1 | SWWH027-05
COM-WATERHEAT-FS-15-ZEAS.20 | Com ¦ Com Heat Pump Water Heater (3.75 UEF - 50 Gal) - Fuel Sub - ZEAS 2030 - Hot-Dry ¦ PG&E ¦ Hot-Dry | Com ¦ Com Heat Pump Water Heater (3.75 UEF - 50 Gal) - Fuel Sub - ZEAS 2030 - Hot-Dry | PG&E ¦ Hot-Dry | PG&E | All | Electric & Gas | HPWH (3.75 UEF - 50 Gal) | Efficient |  |  | 1 | Conventional | WaterHeat | Com - Refrig. Warehouse | Com | ROB Only | 1 | 1000 sqft2 of floor space | 1000 sqft served | 13 | DEER:Indoor_CFL_Ltg | 157.4633 | 0 | -18.1425 | SWWH027-05 | 29.9523 | 2024 | 14.7561 | 2024 | 0 | -2.8412 | SWWH027-05 | Com Small Gas Water Heaters - ZEAS 2030 - Hot-Dry ¦ PG&E ¦ Hot-Dry | Com Small Gas Water Heaters - ZEAS 2030 - Hot-Dry | 0.22621 | 0.546 | 0 | CBSA 2019 | 10.8076 | 2032 | 1 | SWWH027-05
COM-WATERHEAT-FS-15-ZEAS.21 | Com ¦ Com Heat Pump Water Heater (3.75 UEF - 50 Gal) - Fuel Sub - ZEAS 2030 - Hot-Dry ¦ PG&E ¦ Hot-Dry | Com ¦ Com Heat Pump Water Heater (3.75 UEF - 50 Gal) - Fuel Sub - ZEAS 2030 - Hot-Dry | PG&E ¦ Hot-Dry | PG&E | All | Electric & Gas | HPWH (3.75 UEF - 50 Gal) | Efficient |  |  | 1 | Conventional | WaterHeat | Com - Restaurant | Com | ROB Only | 1 | 1000 sqft2 of floor space | 1000 sqft served | 13 | DEER:Indoor_CFL_Ltg | 6845.3357 | 0 | -805.3598 | SWWH027-05 | 2806.0708 | 2024 | 1382.4189 | 2024 | 0 | -266.1751 | SWWH027-05 | Com Small Gas Water Heaters - ZEAS 2030 - Hot-Dry ¦ PG&E ¦ Hot-Dry | Com Small Gas Water Heaters - ZEAS 2030 - Hot-Dry | 0.79319 | 0.546 | 0 | CBSA 2019 | 483.3674 | 2032 | 1 | SWWH027-05
COM-WATERHEAT-FS-15-ZEAS.22 | Com ¦ Com Heat Pump Water Heater (3.75 UEF - 50 Gal) - Fuel Sub - ZEAS 2030 - Hot-Dry ¦ PG&E ¦ Hot-Dry | Com ¦ Com Heat Pump Water Heater (3.75 UEF - 50 Gal) - Fuel Sub - ZEAS 2030 - Hot-Dry | PG&E ¦ Hot-Dry | PG&E | All | Electric & Gas | HPWH (3.75 UEF - 50 Gal) | Efficient |  |  | 1 | Conventional | WaterHeat | Com - Retail | Com | ROB Only | 1 | 1000 sqft2 of floor space | 1000 sqft served | 13 | DEER:Indoor_CFL_Ltg | 106.9163 | 0 | -11.8499 | SWWH027-05 | 40.1221 | 2024 | 19.7663 | 2024 | 0 | -3.8059 | SWWH027-05 | Com Small Gas Water Heaters - ZEAS 2030 - Hot-Dry ¦ PG&E ¦ Hot-Dry | Com Small Gas Water Heaters - ZEAS 2030 - Hot-Dry | 0.40063 | 0.546 | 0 | CBSA 2019 | 20.9902 | 2032 | 1 | SWWH027-05
COM-WATERHEAT-FS-15-ZEAS.23 | Com ¦ Com Heat Pump Water Heater (3.75 UEF - 50 Gal) - Fuel Sub - ZEAS 2030 - Hot-Dry ¦ PG&E ¦ Hot-Dry | Com ¦ Com Heat Pump Water Heater (3.75 UEF - 50 Gal) - Fuel Sub - ZEAS 2030 - Hot-Dry | PG&E ¦ Hot-Dry | PG&E | All | Electric & Gas | HPWH (3.75 UEF - 50 Gal) | Efficient |  |  | 1 | Conventional | WaterHeat | Com - School | Com | ROB Only | 1 | 1000 sqft2 of floor space | 1000 sqft served | 13 | DEER:Indoor_CFL_Ltg | 567.903 | 0 | -66.0592 | SWWH027-05 | 330.5005 | 2024 | 162.822 | 2024 | 0 | -31.3502 | SWWH027-05 | Com Small Gas Water Heaters - ZEAS 2030 - Hot-Dry ¦ PG&E ¦ Hot-Dry | Com Small Gas Water Heaters - ZEAS 2030 - Hot-Dry | 0.76922 | 0.546 | 0 | CBSA 2019 | 57.4251 | 2032 | 1 | SWWH027-05
COM-WATERHEAT-FS-15-ZEAS.24 | Com ¦ Com Heat Pump Water Heater (3.75 UEF - 50 Gal) - Fuel Sub - ZEAS 2030 - Hot-Dry ¦ PG&E ¦ Hot-Dry | Com ¦ Com Heat Pump Water Heater (3.75 UEF - 50 Gal) - Fuel Sub - ZEAS 2030 - Hot-Dry | PG&E ¦ Hot-Dry | PG&E | All | Electric & Gas | HPWH (3.75 UEF - 50 Gal) | Efficient |  |  | 1 | Conventional | WaterHeat | Com - Warehouse | Com | ROB Only | 1 | 1000 sqft2 of floor space | 1000 sqft served | 13 | DEER:Indoor_CFL_Ltg | 17.1156 | 0 | -1.8998 | SWWH027-05 | 5.9905 | 2024 | 2.9512 | 2024 | 0 | -0.56824 | SWWH027-05 | Com Small Gas Water Heaters - ZEAS 2030 - Hot-Dry ¦ PG&E ¦ Hot-Dry | Com Small Gas Water Heaters - ZEAS 2030 - Hot-Dry | 0.1976 | 0.546 | 0 | CBSA 2019 | 2.8787 | 2032 | 1 | SWWH027-05
COM-WATERHEAT-FS-15-ZEAS.25 | Com ¦ Com Heat Pump Water Heater (3.75 UEF - 50 Gal) - Fuel Sub - ZEAS 2030 - Cold ¦ PG&E ¦ Cold | Com ¦ Com Heat Pump Water Heater (3.75 UEF - 50 Gal) - Fuel Sub - ZEAS 2030 - Cold | PG&E ¦ Cold | PG&E | All | Electric & Gas | HPWH (3.75 UEF - 50 Gal) | Efficient |  |  | 1 | Conventional | WaterHeat | Com - College | Com | ROB Only | 1 | 1000 sqft2 of floor space | 1000 sqft served | 13 | DEER:Indoor_CFL_Ltg | 1412.2488 | 0 | -143.1668 | SWWH027-05 | 416.329 | 2024 | 205.1057 | 2024 | 0 | -19.7458 | SWWH027-05 | Com Small Gas Water Heaters - ZEAS 2030 - Cold ¦ PG&E ¦ Cold | Com Small Gas Water Heaters - ZEAS 2030 - Cold | 0.74815 | 0.546 | 0 | CBSA 2019 | 365.6355 | 2032 | 1 | SWWH027-05
COM-WATERHEAT-FS-15-ZEAS.26 | Com ¦ Com Heat Pump Water Heater (3.75 UEF - 50 Gal) - Fuel Sub - ZEAS 2030 - Cold ¦ PG&E ¦ Cold | Com ¦ Com Heat Pump Water Heater (3.75 UEF - 50 Gal) - Fuel Sub - ZEAS 2030 - Cold | PG&E ¦ Cold | PG&E | All | Electric & Gas | HPWH (3.75 UEF - 50 Gal) | Efficient |  |  | 1 | Conventional | WaterHeat | Com - Grocery | Com | ROB Only | 1 | 1000 sqft2 of floor space | 1000 sqft served | 13 | DEER:Indoor_CFL_Ltg | 0 | 0 | 0 | SWWH027-05 | 202.482 | 2024 | 123.4818 | 2024 | 0 | -16.3851 | SWWH027-05 | Com Small Gas Water Heaters - ZEAS 2030 - Cold ¦ PG&E ¦ Cold | Com Small Gas Water Heaters - ZEAS 2030 - Cold | 0.59609 | 0.546 | 0 | CBSA 2019 | 0 | 2032 | 1 | SWWH027-05
COM-WATERHEAT-FS-15-ZEAS.27 | Com ¦ Com Heat Pump Water Heater (3.75 UEF - 50 Gal) - Fuel Sub - ZEAS 2030 - Cold ¦ PG&E ¦ Cold | Com ¦ Com Heat Pump Water Heater (3.75 UEF - 50 Gal) - Fuel Sub - ZEAS 2030 - Cold | PG&E ¦ Cold | PG&E | All | Electric & Gas | HPWH (3.75 UEF - 50 Gal) | Efficient |  |  | 1 | Conventional | WaterHeat | Com - Health | Com | ROB Only | 1 | 1000 sqft2 of floor space | 1000 sqft served | 13 | DEER:Indoor_CFL_Ltg | 3794.7098 | 0 | -403.9298 | SWWH027-05 | 630.6013 | 2024 | 310.6675 | 2024 | 0 | -29.9084 | SWWH027-05 | Com Small Gas Water Heaters - ZEAS 2030 - Cold ¦ PG&E ¦ Cold | Com Small Gas Water Heaters - ZEAS 2030 - Cold | 0.52611 | 0.546 | 0 | CBSA 2019 | 892.6193 | 2032 | 1 | SWWH027-05
COM-WATERHEAT-FS-15-ZEAS.28 | Com ¦ Com Heat Pump Water Heater (3.75 UEF - 50 Gal) - Fuel Sub - ZEAS 2030 - Cold ¦ PG&E ¦ Cold | Com ¦ Com Heat Pump Water Heater (3.75 UEF - 50 Gal) - Fuel Sub - ZEAS 2030 - Cold | PG&E ¦ Cold | PG&E | All | Electric & Gas | HPWH (3.75 UEF - 50 Gal) | Efficient |  |  | 1 | Conventional | WaterHeat | Com - Lodging | Com | ROB Only | 1 | 1000 sqft2 of floor space | 1000 sqft served | 13 | DEER:Indoor_CFL_Ltg | 2965.7193 | 0 | -309.2482 | SWWH027-05 | 396.7798 | 2024 | 195.4747 | 2024 | 0 | -18.8186 | SWWH027-05 | Com Small Gas Water Heaters - ZEAS 2030 - Cold ¦ PG&E ¦ Cold | Com Small Gas Water Heaters - ZEAS 2030 - Cold | 0.73871 | 0.546 | 0 | CBSA 2019 | 2587.2199 | 2032 | 1 | SWWH027-05
COM-WATERHEAT-FS-15-ZEAS.29 | Com ¦ Com Heat Pump Water Heater (3.75 UEF - 50 Gal) - Fuel Sub - ZEAS 2030 - Cold ¦ PG&E ¦ Cold | Com ¦ Com Heat Pump Water Heater (3.75 UEF - 50 Gal) - Fuel Sub - ZEAS 2030 - Cold | PG&E ¦ Cold | PG&E | All | Electric & Gas | HPWH (3.75 UEF - 50 Gal) | Efficient |  |  | 1 | Conventional | WaterHeat | Com - Office (Large) | Com | ROB Only | 1 | 1000 sqft2 of floor space | 1000 sqft served | 13 | DEER:Indoor_CFL_Ltg | 399.7582 | 0 | -40.346 | SWWH027-05 | 129.5516 | 2024 | 63.824 | 2024 | 0 | -6.1444 | SWWH027-05 | Com Small Gas Water Heaters - ZEAS 2030 - Cold ¦ PG&E ¦ Cold | Com Small Gas Water Heaters - ZEAS 2030 - Cold | 0.46177 | 0.546 | 0 | CBSA 2019 | 141.4249 | 2032 | 1 | SWWH027-05
COM-WATERHEAT-FS-15-ZEAS.30 | Com ¦ Com Heat Pump Water Heater (3.75 UEF - 50 Gal) - Fuel Sub - ZEAS 2030 - Cold ¦ PG&E ¦ Cold | Com ¦ Com Heat Pump Water Heater (3.75 UEF - 50 Gal) - Fuel Sub - ZEAS 2030 - Cold | PG&E ¦ Cold | PG&E | All | Electric & Gas | HPWH (3.75 UEF - 50 Gal) | Efficient |  |  | 1 | Conventional | WaterHeat | Com - Office (Small) | Com | ROB Only | 1 | 1000 sqft2 of floor space | 1000 sqft served | 13 | DEER:Indoor_CFL_Ltg | 370.1465 | 0 | -37.0146 | SWWH027-05 | 129.5516 | 2024 | 63.824 | 2024 | 0 | -6.1444 | SWWH027-05 | Com Small Gas Water Heaters - ZEAS 2030 - Cold ¦ PG&E ¦ Cold | Com Small Gas Water Heaters - ZEAS 2030 - Cold | 0.46177 | 0.546 | 0 | CBSA 2019 | 56.3065 | 2032 | 1 | SWWH027-05
COM-WATERHEAT-FS-15-ZEAS.31 | Com ¦ Com Heat Pump Water Heater (3.75 UEF - 50 Gal) - Fuel Sub - ZEAS 2030 - Cold ¦ PG&E ¦ Cold | Com ¦ Com Heat Pump Water Heater (3.75 UEF - 50 Gal) - Fuel Sub - ZEAS 2030 - Cold | PG&E ¦ Cold | PG&E | All | Electric & Gas | HPWH (3.75 UEF - 50 Gal) | Efficient |  |  | 1 | Conventional | WaterHeat | Com - Other | Com | ROB Only | 1 | 1000 sqft2 of floor space | 1000 sqft served | 13 | DEER:Indoor_CFL_Ltg | 4561.3565 | 0 | -468.3809 | SWWH027-05 | 1071.4626 | 2024 | 527.8592 | 2024 | 0 | -50.8178 | SWWH027-05 | Com Small Gas Water Heaters - ZEAS 2030 - Cold ¦ PG&E ¦ Cold | Com Small Gas Water Heaters - ZEAS 2030 - Cold | 0.5433 | 0.546 | 0 | CBSA 2019 | 1618.0833 | 2032 | 1 | SWWH027-05
COM-WATERHEAT-FS-15-ZEAS.32 | Com ¦ Com Heat Pump Water Heater (3.75 UEF - 50 Gal) - Fuel Sub - ZEAS 2030 - Cold ¦ PG&E ¦ Cold | Com ¦ Com Heat Pump Water Heater (3.75 UEF - 50 Gal) - Fuel Sub - ZEAS 2030 - Cold | PG&E ¦ Cold | PG&E | All | Electric & Gas | HPWH (3.75 UEF - 50 Gal) | Efficient |  |  | 1 | Conventional | WaterHeat | Com - Refrig. Warehouse | Com | ROB Only | 1 | 1000 sqft2 of floor space | 1000 sqft served | 13 | DEER:Indoor_CFL_Ltg | 397.0813 | 0 | -40.5639 | SWWH027-05 | 59.9047 | 2024 | 29.5122 | 2024 | 0 | -2.8412 | SWWH027-05 | Com Small Gas Water Heaters - ZEAS 2030 - Cold ¦ PG&E ¦ Cold | Com Small Gas Water Heaters - ZEAS 2030 - Cold | 0.22621 | 0.546 | 0 | CBSA 2019 | 23.3598 | 2032 | 1 | SWWH027-05
COM-WATERHEAT-FS-15-ZEAS.33 | Com ¦ Com Heat Pump Water Heater (3.75 UEF - 50 Gal) - Fuel Sub - ZEAS 2030 - Cold ¦ PG&E ¦ Cold | Com ¦ Com Heat Pump Water Heater (3.75 UEF - 50 Gal) - Fuel Sub - ZEAS 2030 - Cold | PG&E ¦ Cold | PG&E | All | Electric & Gas | HPWH (3.75 UEF - 50 Gal) | Efficient |  |  | 1 | Conventional | WaterHeat | Com - Restaurant | Com | ROB Only | 1 | 1000 sqft2 of floor space | 1000 sqft served | 13 | DEER:Indoor_CFL_Ltg | 16107.1964 | 0 | -1787.3839 | SWWH027-05 | 5612.1416 | 2024 | 2764.8377 | 2024 | 0 | -266.1751 | SWWH027-05 | Com Small Gas Water Heaters - ZEAS 2030 - Cold ¦ PG&E ¦ Cold | Com Small Gas Water Heaters - ZEAS 2030 - Cold | 0.79319 | 0.546 | 0 | CBSA 2019 | 1056.5074 | 2032 | 1 | SWWH027-05
COM-WATERHEAT-FS-15-ZEAS.34 | Com ¦ Com Heat Pump Water Heater (3.75 UEF - 50 Gal) - Fuel Sub - ZEAS 2030 - Cold ¦ PG&E ¦ Cold | Com ¦ Com Heat Pump Water Heater (3.75 UEF - 50 Gal) - Fuel Sub - ZEAS 2030 - Cold | PG&E ¦ Cold | PG&E | All | Electric & Gas | HPWH (3.75 UEF - 50 Gal) | Efficient |  |  | 1 | Conventional | WaterHeat | Com - Retail | Com | ROB Only | 1 | 1000 sqft2 of floor space | 1000 sqft served | 13 | DEER:Indoor_CFL_Ltg | 252.1826 | 0 | -26.5374 | SWWH027-05 | 80.2441 | 2024 | 39.5325 | 2024 | 0 | -3.8059 | SWWH027-05 | Com Small Gas Water Heaters - ZEAS 2030 - Cold ¦ PG&E ¦ Cold | Com Small Gas Water Heaters - ZEAS 2030 - Cold | 0.40063 | 0.546 | 0 | CBSA 2019 | 42.5282 | 2032 | 1 | SWWH027-05
COM-WATERHEAT-FS-15-ZEAS.35 | Com ¦ Com Heat Pump Water Heater (3.75 UEF - 50 Gal) - Fuel Sub - ZEAS 2030 - Cold ¦ PG&E ¦ Cold | Com ¦ Com Heat Pump Water Heater (3.75 UEF - 50 Gal) - Fuel Sub - ZEAS 2030 - Cold | PG&E ¦ Cold | PG&E | All | Electric & Gas | HPWH (3.75 UEF - 50 Gal) | Efficient |  |  | 1 | Conventional | WaterHeat | Com - School | Com | ROB Only | 1 | 1000 sqft2 of floor space | 1000 sqft served | 13 | DEER:Indoor_CFL_Ltg | 1447.0447 | 0 | -147.1997 | SWWH027-05 | 661.001 | 2024 | 325.6441 | 2024 | 0 | -31.3502 | SWWH027-05 | Com Small Gas Water Heaters - ZEAS 2030 - Cold ¦ PG&E ¦ Cold | Com Small Gas Water Heaters - ZEAS 2030 - Cold | 0.76922 | 0.546 | 0 | CBSA 2019 | 98.0631 | 2032 | 1 | SWWH027-05
COM-WATERHEAT-FS-15-ZEAS.36 | Com ¦ Com Heat Pump Water Heater (3.75 UEF - 50 Gal) - Fuel Sub - ZEAS 2030 - Cold ¦ PG&E ¦ Cold | Com ¦ Com Heat Pump Water Heater (3.75 UEF - 50 Gal) - Fuel Sub - ZEAS 2030 - Cold | PG&E ¦ Cold | PG&E | All | Electric & Gas | HPWH (3.75 UEF - 50 Gal) | Efficient |  |  | 1 | Conventional | WaterHeat | Com - Warehouse | Com | ROB Only | 1 | 1000 sqft2 of floor space | 1000 sqft served | 13 | DEER:Indoor_CFL_Ltg | 45.1851 | 0 | -4.2447 | SWWH027-05 | 11.9809 | 2024 | 5.9024 | 2024 | 0 | -0.56824 | SWWH027-05 | Com Small Gas Water Heaters - ZEAS 2030 - Cold ¦ PG&E ¦ Cold | Com Small Gas Water Heaters - ZEAS 2030 - Cold | 0.1976 | 0.546 | 0 | CBSA 2019 | 4.3502 | 2032 | 1 | SWWH027-05
COM-WATERHEAT-FS-15-ZEAS.37 | Com ¦ Com Heat Pump Water Heater (3.75 UEF - 50 Gal) - Fuel Sub - ZEAS 2030 - Marine ¦ SCG ¦ Marine | Com ¦ Com Heat Pump Water Heater (3.75 UEF - 50 Gal) - Fuel Sub - ZEAS 2030 - Marine | SCG ¦ Marine | SCG | All | Electric & Gas | HPWH (3.75 UEF - 50 Gal) | Efficient |  |  | 1 | Conventional | WaterHeat | Com - College | Com | ROB Only | 1 | 1000 sqft2 of floor space | 1000 sqft served | 13 | DEER:Indoor_CFL_Ltg | 1079.353 | 0 | -123.9986 | SWWH027-05 | 416.329 | 2024 | 205.1057 | 2024 | 0 | -19.7458 | SWWH027-05 | Com Small Gas Water Heaters - ZEAS 2030 - Marine ¦ SCG ¦ Marine | Com Small Gas Water Heaters - ZEAS 2030 - Marine | 0.74815 | 0.546 | 0 | CBSA 2019 | 327.5393 | 2032 | 1 | SWWH027-05
COM-WATERHEAT-FS-15-ZEAS.38 | Com ¦ Com Heat Pump Water Heater (3.75 UEF - 50 Gal) - Fuel Sub - ZEAS 2030 - Marine ¦ SCG ¦ Marine | Com ¦ Com Heat Pump Water Heater (3.75 UEF - 50 Gal) - Fuel Sub - ZEAS 2030 - Marine | SCG ¦ Marine | SCG | All | Electric & Gas | HPWH (3.75 UEF - 50 Gal) | Efficient |  |  | 1 | Conventional | WaterHeat | Com - Grocery | Com | ROB Only | 1 | 1000 sqft2 of floor space | 1000 sqft served | 13 | DEER:Indoor_CFL_Ltg | 0 | 0 | 0 | SWWH027-05 | 202.482 | 2024 | 123.4818 | 2024 | 0 | -16.3851 | SWWH027-05 | Com Small Gas Water Heaters - ZEAS 2030 - Marine ¦ SCG ¦ Marine | Com Small Gas Water Heaters - ZEAS 2030 - Marine | 0.59609 | 0.546 | 0 | CBSA 2019 | 0 | 2032 | 1 | SWWH027-05
COM-WATERHEAT-FS-15-ZEAS.39 | Com ¦ Com Heat Pump Water Heater (3.75 UEF - 50 Gal) - Fuel Sub - ZEAS 2030 - Marine ¦ SCG ¦ Marine | Com ¦ Com Heat Pump Water Heater (3.75 UEF - 50 Gal) - Fuel Sub - ZEAS 2030 - Marine | SCG ¦ Marine | SCG | All | Electric & Gas | HPWH (3.75 UEF - 50 Gal) | Efficient |  |  | 1 | Conventional | WaterHeat | Com - Health | Com | ROB Only | 1 | 1000 sqft2 of floor space | 1000 sqft served | 13 | DEER:Indoor_CFL_Ltg | 3043.4192 | 0 | -350.4213 | SWWH027-05 | 630.6013 | 2024 | 310.6675 | 2024 | 0 | -29.9084 | SWWH027-05 | Com Small Gas Water Heaters - ZEAS 2030 - Marine ¦ SCG ¦ Marine | Com Small Gas Water Heaters - ZEAS 2030 - Marine | 0.52611 | 0.546 | 0 | CBSA 2019 | 790.6422 | 2032 | 1 | SWWH027-05
COM-WATERHEAT-FS-15-ZEAS.40 | Com ¦ Com Heat Pump Water Heater (3.75 UEF - 50 Gal) - Fuel Sub - ZEAS 2030 - Marine ¦ SCG ¦ Marine | Com ¦ Com Heat Pump Water Heater (3.75 UEF - 50 Gal) - Fuel Sub - ZEAS 2030 - Marine | SCG ¦ Marine | SCG | All | Electric & Gas | HPWH (3.75 UEF - 50 Gal) | Efficient |  |  | 1 | Conventional | WaterHeat | Com - Lodging | Com | ROB Only | 1 | 1000 sqft2 of floor space | 1000 sqft served | 13 | DEER:Indoor_CFL_Ltg | 2385.458 | 0 | -267.9555 | SWWH027-05 | 396.7798 | 2024 | 195.4747 | 2024 | 0 | -18.8186 | SWWH027-05 | Com Small Gas Water Heaters - ZEAS 2030 - Marine ¦ SCG ¦ Marine | Com Small Gas Water Heaters - ZEAS 2030 - Marine | 0.73871 | 0.546 | 0 | CBSA 2019 | 2270.8138 | 2032 | 1 | SWWH027-05
COM-WATERHEAT-FS-15-ZEAS.41 | Com ¦ Com Heat Pump Water Heater (3.75 UEF - 50 Gal) - Fuel Sub - ZEAS 2030 - Marine ¦ SCG ¦ Marine | Com ¦ Com Heat Pump Water Heater (3.75 UEF - 50 Gal) - Fuel Sub - ZEAS 2030 - Marine | SCG ¦ Marine | SCG | All | Electric & Gas | HPWH (3.75 UEF - 50 Gal) | Efficient |  |  | 1 | Conventional | WaterHeat | Com - Office (Large) | Com | ROB Only | 1 | 1000 sqft2 of floor space | 1000 sqft served | 13 | DEER:Indoor_CFL_Ltg | 303.15 | 0 | -35.0899 | SWWH027-05 | 129.5516 | 2024 | 63.824 | 2024 | 0 | -6.1444 | SWWH027-05 | Com Small Gas Water Heaters - ZEAS 2030 - Marine ¦ SCG ¦ Marine | Com Small Gas Water Heaters - ZEAS 2030 - Marine | 0.46177 | 0.546 | 0 | CBSA 2019 | 127.4292 | 2032 | 1 | SWWH027-05
COM-WATERHEAT-FS-15-ZEAS.42 | Com ¦ Com Heat Pump Water Heater (3.75 UEF - 50 Gal) - Fuel Sub - ZEAS 2030 - Marine ¦ SCG ¦ Marine | Com ¦ Com Heat Pump Water Heater (3.75 UEF - 50 Gal) - Fuel Sub - ZEAS 2030 - Marine | SCG ¦ Marine | SCG | All | Electric & Gas | HPWH (3.75 UEF - 50 Gal) | Efficient |  |  | 1 | Conventional | WaterHeat | Com - Office (Small) | Com | ROB Only | 1 | 1000 sqft2 of floor space | 1000 sqft served | 13 | DEER:Indoor_CFL_Ltg | 282.4218 | 0 | -32.3508 | SWWH027-05 | 129.5516 | 2024 | 63.824 | 2024 | 0 | -6.1444 | SWWH027-05 | Com Small Gas Water Heaters - ZEAS 2030 - Marine ¦ SCG ¦ Marine | Com Small Gas Water Heaters - ZEAS 2030 - Marine | 0.46177 | 0.546 | 0 | CBSA 2019 | 51.0956 | 2032 | 1 | SWWH027-05
COM-WATERHEAT-FS-15-ZEAS.43 | Com ¦ Com Heat Pump Water Heater (3.75 UEF - 50 Gal) - Fuel Sub - ZEAS 2030 - Marine ¦ SCG ¦ Marine | Com ¦ Com Heat Pump Water Heater (3.75 UEF - 50 Gal) - Fuel Sub - ZEAS 2030 - Marine | SCG ¦ Marine | SCG | All | Electric & Gas | HPWH (3.75 UEF - 50 Gal) | Efficient |  |  | 1 | Conventional | WaterHeat | Com - Other | Com | ROB Only | 1 | 1000 sqft2 of floor space | 1000 sqft served | 13 | DEER:Indoor_CFL_Ltg | 3642.9626 | 0 | -407.1546 | SWWH027-05 | 1071.4626 | 2024 | 527.8592 | 2024 | 0 | -50.8178 | SWWH027-05 | Com Small Gas Water Heaters - ZEAS 2030 - Marine ¦ SCG ¦ Marine | Com Small Gas Water Heaters - ZEAS 2030 - Marine | 0.5433 | 0.546 | 0 | CBSA 2019 | 1442.141 | 2032 | 1 | SWWH027-05
COM-WATERHEAT-FS-15-ZEAS.44 | Com ¦ Com Heat Pump Water Heater (3.75 UEF - 50 Gal) - Fuel Sub - ZEAS 2030 - Marine ¦ SCG ¦ Marine | Com ¦ Com Heat Pump Water Heater (3.75 UEF - 50 Gal) - Fuel Sub - ZEAS 2030 - Marine | SCG ¦ Marine | SCG | All | Electric & Gas | HPWH (3.75 UEF - 50 Gal) | Efficient |  |  | 1 | Conventional | WaterHeat | Com - Refrig. Warehouse | Com | ROB Only | 1 | 1000 sqft2 of floor space | 1000 sqft served | 13 | DEER:Indoor_CFL_Ltg | 301.2341 | 0 | -35.0869 | SWWH027-05 | 59.9047 | 2024 | 29.5122 | 2024 | 0 | -2.8412 | SWWH027-05 | Com Small Gas Water Heaters - ZEAS 2030 - Marine ¦ SCG ¦ Marine | Com Small Gas Water Heaters - ZEAS 2030 - Marine | 0.22621 | 0.546 | 0 | CBSA 2019 | 20.9604 | 2032 | 1 | SWWH027-05
COM-WATERHEAT-FS-15-ZEAS.45 | Com ¦ Com Heat Pump Water Heater (3.75 UEF - 50 Gal) - Fuel Sub - ZEAS 2030 - Marine ¦ SCG ¦ Marine | Com ¦ Com Heat Pump Water Heater (3.75 UEF - 50 Gal) - Fuel Sub - ZEAS 2030 - Marine | SCG ¦ Marine | SCG | All | Electric & Gas | HPWH (3.75 UEF - 50 Gal) | Efficient |  |  | 1 | Conventional | WaterHeat | Com - Restaurant | Com | ROB Only | 1 | 1000 sqft2 of floor space | 1000 sqft served | 13 | DEER:Indoor_CFL_Ltg | 12945.5393 | 0 | -1563.1821 | SWWH027-05 | 5612.1416 | 2024 | 2764.8377 | 2024 | 0 | -266.1751 | SWWH027-05 | Com Small Gas Water Heaters - ZEAS 2030 - Marine ¦ SCG ¦ Marine | Com Small Gas Water Heaters - ZEAS 2030 - Marine | 0.79319 | 0.546 | 0 | CBSA 2019 | 944.2646 | 2032 | 1 | SWWH027-05
COM-WATERHEAT-FS-15-ZEAS.46 | Com ¦ Com Heat Pump Water Heater (3.75 UEF - 50 Gal) - Fuel Sub - ZEAS 2030 - Marine ¦ SCG ¦ Marine | Com ¦ Com Heat Pump Water Heater (3.75 UEF - 50 Gal) - Fuel Sub - ZEAS 2030 - Marine | SCG ¦ Marine | SCG | All | Electric & Gas | HPWH (3.75 UEF - 50 Gal) | Efficient |  |  | 1 | Conventional | WaterHeat | Com - Retail | Com | ROB Only | 1 | 1000 sqft2 of floor space | 1000 sqft served | 13 | DEER:Indoor_CFL_Ltg | 202.4499 | 0 | -23.0667 | SWWH027-05 | 80.2441 | 2024 | 39.5325 | 2024 | 0 | -3.8059 | SWWH027-05 | Com Small Gas Water Heaters - ZEAS 2030 - Marine ¦ SCG ¦ Marine | Com Small Gas Water Heaters - ZEAS 2030 - Marine | 0.40063 | 0.546 | 0 | CBSA 2019 | 42.8509 | 2032 | 1 | SWWH027-05
COM-WATERHEAT-FS-15-ZEAS.47 | Com ¦ Com Heat Pump Water Heater (3.75 UEF - 50 Gal) - Fuel Sub - ZEAS 2030 - Marine ¦ SCG ¦ Marine | Com ¦ Com Heat Pump Water Heater (3.75 UEF - 50 Gal) - Fuel Sub - ZEAS 2030 - Marine | SCG ¦ Marine | SCG | All | Electric & Gas | HPWH (3.75 UEF - 50 Gal) | Efficient |  |  | 1 | Conventional | WaterHeat | Com - School | Com | ROB Only | 1 | 1000 sqft2 of floor space | 1000 sqft served | 13 | DEER:Indoor_CFL_Ltg | 1075.3718 | 0 | -127.9363 | SWWH027-05 | 661.001 | 2024 | 325.6441 | 2024 | 0 | -31.3502 | SWWH027-05 | Com Small Gas Water Heaters - ZEAS 2030 - Marine ¦ SCG ¦ Marine | Com Small Gas Water Heaters - ZEAS 2030 - Marine | 0.76922 | 0.546 | 0 | CBSA 2019 | 115.2457 | 2032 | 1 | SWWH027-05
COM-WATERHEAT-FS-15-ZEAS.48 | Com ¦ Com Heat Pump Water Heater (3.75 UEF - 50 Gal) - Fuel Sub - ZEAS 2030 - Marine ¦ SCG ¦ Marine | Com ¦ Com Heat Pump Water Heater (3.75 UEF - 50 Gal) - Fuel Sub - ZEAS 2030 - Marine | SCG ¦ Marine | SCG | All | Electric & Gas | HPWH (3.75 UEF - 50 Gal) | Efficient |  |  | 1 | Conventional | WaterHeat | Com - Warehouse | Com | ROB Only | 1 | 1000 sqft2 of floor space | 1000 sqft served | 13 | DEER:Indoor_CFL_Ltg | 32.7592 | 0 | -3.697 | SWWH027-05 | 11.9809 | 2024 | 5.9024 | 2024 | 0 | -0.56824 | SWWH027-05 | Com Small Gas Water Heaters - ZEAS 2030 - Marine ¦ SCG ¦ Marine | Com Small Gas Water Heaters - ZEAS 2030 - Marine | 0.1976 | 0.546 | 0 | CBSA 2019 | 5.7657 | 2032 | 1 | SWWH027-05
COM-WATERHEAT-FS-15-ZEAS.49 | Com ¦ Com Heat Pump Water Heater (3.75 UEF - 50 Gal) - Fuel Sub - ZEAS 2030 - Hot-Dry ¦ SCG ¦ Hot-Dry | Com ¦ Com Heat Pump Water Heater (3.75 UEF - 50 Gal) - Fuel Sub - ZEAS 2030 - Hot-Dry | SCG ¦ Hot-Dry | SCG | All | Electric & Gas | HPWH (3.75 UEF - 50 Gal) | Efficient |  |  | 1 | Conventional | WaterHeat | Com - College | Com | ROB Only | 1 | 1000 sqft2 of floor space | 1000 sqft served | 13 | DEER:Indoor_CFL_Ltg | 548.2216 | 0 | -60.8662 | SWWH027-05 | 208.1645 | 2024 | 102.5529 | 2024 | 0 | -19.7458 | SWWH027-05 | Com Small Gas Water Heaters - ZEAS 2030 - Hot-Dry ¦ SCG ¦ Hot-Dry | Com Small Gas Water Heaters - ZEAS 2030 - Hot-Dry | 0.74815 | 0.546 | 0 | CBSA 2019 | 159.3869 | 2032 | 1 | SWWH027-05
COM-WATERHEAT-FS-15-ZEAS.50 | Com ¦ Com Heat Pump Water Heater (3.75 UEF - 50 Gal) - Fuel Sub - ZEAS 2030 - Hot-Dry ¦ SCG ¦ Hot-Dry | Com ¦ Com Heat Pump Water Heater (3.75 UEF - 50 Gal) - Fuel Sub - ZEAS 2030 - Hot-Dry | SCG ¦ Hot-Dry | SCG | All | Electric & Gas | HPWH (3.75 UEF - 50 Gal) | Efficient |  |  | 1 | Conventional | WaterHeat | Com - Grocery | Com | ROB Only | 1 | 1000 sqft2 of floor space | 1000 sqft served | 13 | DEER:Indoor_CFL_Ltg | 0 | 0 | 0 | SWWH027-05 | 101.241 | 2024 | 61.7409 | 2024 | 0 | -16.3851 | SWWH027-05 | Com Small Gas Water Heaters - ZEAS 2030 - Hot-Dry ¦ SCG ¦ Hot-Dry | Com Small Gas Water Heaters - ZEAS 2030 - Hot-Dry | 0.59609 | 0.546 | 0 | CBSA 2019 | 0 | 2032 | 1 | SWWH027-05
COM-WATERHEAT-FS-15-ZEAS.51 | Com ¦ Com Heat Pump Water Heater (3.75 UEF - 50 Gal) - Fuel Sub - ZEAS 2030 - Hot-Dry ¦ SCG ¦ Hot-Dry | Com ¦ Com Heat Pump Water Heater (3.75 UEF - 50 Gal) - Fuel Sub - ZEAS 2030 - Hot-Dry | SCG ¦ Hot-Dry | SCG | All | Electric & Gas | HPWH (3.75 UEF - 50 Gal) | Efficient |  |  | 1 | Conventional | WaterHeat | Com - Health | Com | ROB Only | 1 | 1000 sqft2 of floor space | 1000 sqft served | 13 | DEER:Indoor_CFL_Ltg | 1530.7182 | 0 | -171.6072 | SWWH027-05 | 315.3006 | 2024 | 155.3338 | 2024 | 0 | -29.9084 | SWWH027-05 | Com Small Gas Water Heaters - ZEAS 2030 - Hot-Dry ¦ SCG ¦ Hot-Dry | Com Small Gas Water Heaters - ZEAS 2030 - Hot-Dry | 0.52611 | 0.546 | 0 | CBSA 2019 | 384.5534 | 2032 | 1 | SWWH027-05
COM-WATERHEAT-FS-15-ZEAS.52 | Com ¦ Com Heat Pump Water Heater (3.75 UEF - 50 Gal) - Fuel Sub - ZEAS 2030 - Hot-Dry ¦ SCG ¦ Hot-Dry | Com ¦ Com Heat Pump Water Heater (3.75 UEF - 50 Gal) - Fuel Sub - ZEAS 2030 - Hot-Dry | SCG ¦ Hot-Dry | SCG | All | Electric & Gas | HPWH (3.75 UEF - 50 Gal) | Efficient |  |  | 1 | Conventional | WaterHeat | Com - Lodging | Com | ROB Only | 1 | 1000 sqft2 of floor space | 1000 sqft served | 13 | DEER:Indoor_CFL_Ltg | 1198.3629 | 0 | -131.1951 | SWWH027-05 | 198.3899 | 2024 | 97.7373 | 2024 | 0 | -18.8186 | SWWH027-05 | Com Small Gas Water Heaters - ZEAS 2030 - Hot-Dry ¦ SCG ¦ Hot-Dry | Com Small Gas Water Heaters - ZEAS 2030 - Hot-Dry | 0.73871 | 0.546 | 0 | CBSA 2019 | 1107.0308 | 2032 | 1 | SWWH027-05
COM-WATERHEAT-FS-15-ZEAS.53 | Com ¦ Com Heat Pump Water Heater (3.75 UEF - 50 Gal) - Fuel Sub - ZEAS 2030 - Hot-Dry ¦ SCG ¦ Hot-Dry | Com ¦ Com Heat Pump Water Heater (3.75 UEF - 50 Gal) - Fuel Sub - ZEAS 2030 - Hot-Dry | SCG ¦ Hot-Dry | SCG | All | Electric & Gas | HPWH (3.75 UEF - 50 Gal) | Efficient |  |  | 1 | Conventional | WaterHeat | Com - Office (Large) | Com | ROB Only | 1 | 1000 sqft2 of floor space | 1000 sqft served | 13 | DEER:Indoor_CFL_Ltg | 153.7959 | 0 | -17.2118 | SWWH027-05 | 64.7758 | 2024 | 31.912 | 2024 | 0 | -6.1444 | SWWH027-05 | Com Small Gas Water Heaters - ZEAS 2030 - Hot-Dry ¦ SCG ¦ Hot-Dry | Com Small Gas Water Heaters - ZEAS 2030 - Hot-Dry | 0.46177 | 0.546 | 0 | CBSA 2019 | 61.9978 | 2032 | 1 | SWWH027-05
COM-WATERHEAT-FS-15-ZEAS.54 | Com ¦ Com Heat Pump Water Heater (3.75 UEF - 50 Gal) - Fuel Sub - ZEAS 2030 - Hot-Dry ¦ SCG ¦ Hot-Dry | Com ¦ Com Heat Pump Water Heater (3.75 UEF - 50 Gal) - Fuel Sub - ZEAS 2030 - Hot-Dry | SCG ¦ Hot-Dry | SCG | All | Electric & Gas | HPWH (3.75 UEF - 50 Gal) | Efficient |  |  | 1 | Conventional | WaterHeat | Com - Office (Small) | Com | ROB Only | 1 | 1000 sqft2 of floor space | 1000 sqft served | 13 | DEER:Indoor_CFL_Ltg | 143.0616 | 0 | -15.8608 | SWWH027-05 | 64.7758 | 2024 | 31.912 | 2024 | 0 | -6.1444 | SWWH027-05 | Com Small Gas Water Heaters - ZEAS 2030 - Hot-Dry ¦ SCG ¦ Hot-Dry | Com Small Gas Water Heaters - ZEAS 2030 - Hot-Dry | 0.46177 | 0.546 | 0 | CBSA 2019 | 24.8401 | 2032 | 1 | SWWH027-05
COM-WATERHEAT-FS-15-ZEAS.55 | Com ¦ Com Heat Pump Water Heater (3.75 UEF - 50 Gal) - Fuel Sub - ZEAS 2030 - Hot-Dry ¦ SCG ¦ Hot-Dry | Com ¦ Com Heat Pump Water Heater (3.75 UEF - 50 Gal) - Fuel Sub - ZEAS 2030 - Hot-Dry | SCG ¦ Hot-Dry | SCG | All | Electric & Gas | HPWH (3.75 UEF - 50 Gal) | Efficient |  |  | 1 | Conventional | WaterHeat | Com - Other | Com | ROB Only | 1 | 1000 sqft2 of floor space | 1000 sqft served | 13 | DEER:Indoor_CFL_Ltg | 1852.0944 | 0 | -200.516 | SWWH027-05 | 535.7313 | 2024 | 263.9296 | 2024 | 0 | -50.8178 | SWWH027-05 | Com Small Gas Water Heaters - ZEAS 2030 - Hot-Dry ¦ SCG ¦ Hot-Dry | Com Small Gas Water Heaters - ZEAS 2030 - Hot-Dry | 0.5433 | 0.546 | 0 | CBSA 2019 | 703.8223 | 2032 | 1 | SWWH027-05
COM-WATERHEAT-FS-15-ZEAS.56 | Com ¦ Com Heat Pump Water Heater (3.75 UEF - 50 Gal) - Fuel Sub - ZEAS 2030 - Hot-Dry ¦ SCG ¦ Hot-Dry | Com ¦ Com Heat Pump Water Heater (3.75 UEF - 50 Gal) - Fuel Sub - ZEAS 2030 - Hot-Dry | SCG ¦ Hot-Dry | SCG | All | Electric & Gas | HPWH (3.75 UEF - 50 Gal) | Efficient |  |  | 1 | Conventional | WaterHeat | Com - Refrig. Warehouse | Com | ROB Only | 1 | 1000 sqft2 of floor space | 1000 sqft served | 13 | DEER:Indoor_CFL_Ltg | 152.3286 | 0 | -17.2011 | SWWH027-05 | 29.9523 | 2024 | 14.7561 | 2024 | 0 | -2.8412 | SWWH027-05 | Com Small Gas Water Heaters - ZEAS 2030 - Hot-Dry ¦ SCG ¦ Hot-Dry | Com Small Gas Water Heaters - ZEAS 2030 - Hot-Dry | 0.22621 | 0.546 | 0 | CBSA 2019 | 10.1926 | 2032 | 1 | SWWH027-05
COM-WATERHEAT-FS-15-ZEAS.57 | Com ¦ Com Heat Pump Water Heater (3.75 UEF - 50 Gal) - Fuel Sub - ZEAS 2030 - Hot-Dry ¦ SCG ¦ Hot-Dry | Com ¦ Com Heat Pump Water Heater (3.75 UEF - 50 Gal) - Fuel Sub - ZEAS 2030 - Hot-Dry | SCG ¦ Hot-Dry | SCG | All | Electric & Gas | HPWH (3.75 UEF - 50 Gal) | Efficient |  |  | 1 | Conventional | WaterHeat | Com - Restaurant | Com | ROB Only | 1 | 1000 sqft2 of floor space | 1000 sqft served | 13 | DEER:Indoor_CFL_Ltg | 6584.3041 | 0 | -766.4289 | SWWH027-05 | 2806.0708 | 2024 | 1382.4189 | 2024 | 0 | -266.1751 | SWWH027-05 | Com Small Gas Water Heaters - ZEAS 2030 - Hot-Dry ¦ SCG ¦ Hot-Dry | Com Small Gas Water Heaters - ZEAS 2030 - Hot-Dry | 0.79319 | 0.546 | 0 | CBSA 2019 | 458.7599 | 2032 | 1 | SWWH027-05
COM-WATERHEAT-FS-15-ZEAS.58 | Com ¦ Com Heat Pump Water Heater (3.75 UEF - 50 Gal) - Fuel Sub - ZEAS 2030 - Hot-Dry ¦ SCG ¦ Hot-Dry | Com ¦ Com Heat Pump Water Heater (3.75 UEF - 50 Gal) - Fuel Sub - ZEAS 2030 - Hot-Dry | SCG ¦ Hot-Dry | SCG | All | Electric & Gas | HPWH (3.75 UEF - 50 Gal) | Efficient |  |  | 1 | Conventional | WaterHeat | Com - Retail | Com | ROB Only | 1 | 1000 sqft2 of floor space | 1000 sqft served | 13 | DEER:Indoor_CFL_Ltg | 102.8177 | 0 | -11.3033 | SWWH027-05 | 40.1221 | 2024 | 19.7663 | 2024 | 0 | -3.8059 | SWWH027-05 | Com Small Gas Water Heaters - ZEAS 2030 - Hot-Dry ¦ SCG ¦ Hot-Dry | Com Small Gas Water Heaters - ZEAS 2030 - Hot-Dry | 0.40063 | 0.546 | 0 | CBSA 2019 | 19.7294 | 2032 | 1 | SWWH027-05
COM-WATERHEAT-FS-15-ZEAS.59 | Com ¦ Com Heat Pump Water Heater (3.75 UEF - 50 Gal) - Fuel Sub - ZEAS 2030 - Hot-Dry ¦ SCG ¦ Hot-Dry | Com ¦ Com Heat Pump Water Heater (3.75 UEF - 50 Gal) - Fuel Sub - ZEAS 2030 - Hot-Dry | SCG ¦ Hot-Dry | SCG | All | Electric & Gas | HPWH (3.75 UEF - 50 Gal) | Efficient |  |  | 1 | Conventional | WaterHeat | Com - School | Com | ROB Only | 1 | 1000 sqft2 of floor space | 1000 sqft served | 13 | DEER:Indoor_CFL_Ltg | 548.7457 | 0 | -62.9294 | SWWH027-05 | 330.5005 | 2024 | 162.822 | 2024 | 0 | -31.3502 | SWWH027-05 | Com Small Gas Water Heaters - ZEAS 2030 - Hot-Dry ¦ SCG ¦ Hot-Dry | Com Small Gas Water Heaters - ZEAS 2030 - Hot-Dry | 0.76922 | 0.546 | 0 | CBSA 2019 | 53.4287 | 2032 | 1 | SWWH027-05
COM-WATERHEAT-FS-15-ZEAS.60 | Com ¦ Com Heat Pump Water Heater (3.75 UEF - 50 Gal) - Fuel Sub - ZEAS 2030 - Hot-Dry ¦ SCG ¦ Hot-Dry | Com ¦ Com Heat Pump Water Heater (3.75 UEF - 50 Gal) - Fuel Sub - ZEAS 2030 - Hot-Dry | SCG ¦ Hot-Dry | SCG | All | Electric & Gas | HPWH (3.75 UEF - 50 Gal) | Efficient |  |  | 1 | Conventional | WaterHeat | Com - Warehouse | Com | ROB Only | 1 | 1000 sqft2 of floor space | 1000 sqft served | 13 | DEER:Indoor_CFL_Ltg | 16.6021 | 0 | -1.8143 | SWWH027-05 | 5.9905 | 2024 | 2.9512 | 2024 | 0 | -0.56824 | SWWH027-05 | Com Small Gas Water Heaters - ZEAS 2030 - Hot-Dry ¦ SCG ¦ Hot-Dry | Com Small Gas Water Heaters - ZEAS 2030 - Hot-Dry | 0.1976 | 0.546 | 0 | CBSA 2019 | 2.6719 | 2032 | 1 | SWWH027-05
COM-WATERHEAT-FS-15-ZEAS.61 | Com ¦ Com Heat Pump Water Heater (3.75 UEF - 50 Gal) - Fuel Sub - ZEAS 2030 - Cold ¦ SCG ¦ Cold | Com ¦ Com Heat Pump Water Heater (3.75 UEF - 50 Gal) - Fuel Sub - ZEAS 2030 - Cold | SCG ¦ Cold | SCG | All | Electric & Gas | HPWH (3.75 UEF - 50 Gal) | Efficient |  |  | 1 | Conventional | WaterHeat | Com - College | Com | ROB Only | 1 | 1000 sqft2 of floor space | 1000 sqft served | 13 | DEER:Indoor_CFL_Ltg | 1412.2488 | 0 | -143.1668 | SWWH027-05 | 416.329 | 2024 | 205.1057 | 2024 | 0 | -19.7458 | SWWH027-05 | Com Small Gas Water Heaters - ZEAS 2030 - Cold ¦ SCG ¦ Cold | Com Small Gas Water Heaters - ZEAS 2030 - Cold | 0.74815 | 0.546 | 0 | CBSA 2019 | 365.6355 | 2032 | 1 | SWWH027-05
COM-WATERHEAT-FS-15-ZEAS.62 | Com ¦ Com Heat Pump Water Heater (3.75 UEF - 50 Gal) - Fuel Sub - ZEAS 2030 - Cold ¦ SCG ¦ Cold | Com ¦ Com Heat Pump Water Heater (3.75 UEF - 50 Gal) - Fuel Sub - ZEAS 2030 - Cold | SCG ¦ Cold | SCG | All | Electric & Gas | HPWH (3.75 UEF - 50 Gal) | Efficient |  |  | 1 | Conventional | WaterHeat | Com - Grocery | Com | ROB Only | 1 | 1000 sqft2 of floor space | 1000 sqft served | 13 | DEER:Indoor_CFL_Ltg | 0 | 0 | 0 | SWWH027-05 | 202.482 | 2024 | 123.4818 | 2024 | 0 | -16.3851 | SWWH027-05 | Com Small Gas Water Heaters - ZEAS 2030 - Cold ¦ SCG ¦ Cold | Com Small Gas Water Heaters - ZEAS 2030 - Cold | 0.59609 | 0.546 | 0 | CBSA 2019 | 0 | 2032 | 1 | SWWH027-05
COM-WATERHEAT-FS-15-ZEAS.63 | Com ¦ Com Heat Pump Water Heater (3.75 UEF - 50 Gal) - Fuel Sub - ZEAS 2030 - Cold ¦ SCG ¦ Cold | Com ¦ Com Heat Pump Water Heater (3.75 UEF - 50 Gal) - Fuel Sub - ZEAS 2030 - Cold | SCG ¦ Cold | SCG | All | Electric & Gas | HPWH (3.75 UEF - 50 Gal) | Efficient |  |  | 1 | Conventional | WaterHeat | Com - Health | Com | ROB Only | 1 | 1000 sqft2 of floor space | 1000 sqft served | 13 | DEER:Indoor_CFL_Ltg | 3794.7098 | 0 | -403.9298 | SWWH027-05 | 630.6013 | 2024 | 310.6675 | 2024 | 0 | -29.9084 | SWWH027-05 | Com Small Gas Water Heaters - ZEAS 2030 - Cold ¦ SCG ¦ Cold | Com Small Gas Water Heaters - ZEAS 2030 - Cold | 0.52611 | 0.546 | 0 | CBSA 2019 | 892.6193 | 2032 | 1 | SWWH027-05
COM-WATERHEAT-FS-15-ZEAS.64 | Com ¦ Com Heat Pump Water Heater (3.75 UEF - 50 Gal) - Fuel Sub - ZEAS 2030 - Cold ¦ SCG ¦ Cold | Com ¦ Com Heat Pump Water Heater (3.75 UEF - 50 Gal) - Fuel Sub - ZEAS 2030 - Cold | SCG ¦ Cold | SCG | All | Electric & Gas | HPWH (3.75 UEF - 50 Gal) | Efficient |  |  | 1 | Conventional | WaterHeat | Com - Lodging | Com | ROB Only | 1 | 1000 sqft2 of floor space | 1000 sqft served | 13 | DEER:Indoor_CFL_Ltg | 2965.7193 | 0 | -309.2482 | SWWH027-05 | 396.7798 | 2024 | 195.4747 | 2024 | 0 | -18.8186 | SWWH027-05 | Com Small Gas Water Heaters - ZEAS 2030 - Cold ¦ SCG ¦ Cold | Com Small Gas Water Heaters - ZEAS 2030 - Cold | 0.73871 | 0.546 | 0 | CBSA 2019 | 2587.2199 | 2032 | 1 | SWWH027-05
COM-WATERHEAT-FS-15-ZEAS.65 | Com ¦ Com Heat Pump Water Heater (3.75 UEF - 50 Gal) - Fuel Sub - ZEAS 2030 - Cold ¦ SCG ¦ Cold | Com ¦ Com Heat Pump Water Heater (3.75 UEF - 50 Gal) - Fuel Sub - ZEAS 2030 - Cold | SCG ¦ Cold | SCG | All | Electric & Gas | HPWH (3.75 UEF - 50 Gal) | Efficient |  |  | 1 | Conventional | WaterHeat | Com - Office (Large) | Com | ROB Only | 1 | 1000 sqft2 of floor space | 1000 sqft served | 13 | DEER:Indoor_CFL_Ltg | 399.7582 | 0 | -40.346 | SWWH027-05 | 129.5516 | 2024 | 63.824 | 2024 | 0 | -6.1444 | SWWH027-05 | Com Small Gas Water Heaters - ZEAS 2030 - Cold ¦ SCG ¦ Cold | Com Small Gas Water Heaters - ZEAS 2030 - Cold | 0.46177 | 0.546 | 0 | CBSA 2019 | 141.4249 | 2032 | 1 | SWWH027-05
COM-WATERHEAT-FS-15-ZEAS.66 | Com ¦ Com Heat Pump Water Heater (3.75 UEF - 50 Gal) - Fuel Sub - ZEAS 2030 - Cold ¦ SCG ¦ Cold | Com ¦ Com Heat Pump Water Heater (3.75 UEF - 50 Gal) - Fuel Sub - ZEAS 2030 - Cold | SCG ¦ Cold | SCG | All | Electric & Gas | HPWH (3.75 UEF - 50 Gal) | Efficient |  |  | 1 | Conventional | WaterHeat | Com - Office (Small) | Com | ROB Only | 1 | 1000 sqft2 of floor space | 1000 sqft served | 13 | DEER:Indoor_CFL_Ltg | 370.1465 | 0 | -37.0146 | SWWH027-05 | 129.5516 | 2024 | 63.824 | 2024 | 0 | -6.1444 | SWWH027-05 | Com Small Gas Water Heaters - ZEAS 2030 - Cold ¦ SCG ¦ Cold | Com Small Gas Water Heaters - ZEAS 2030 - Cold | 0.46177 | 0.546 | 0 | CBSA 2019 | 56.3065 | 2032 | 1 | SWWH027-05
COM-WATERHEAT-FS-15-ZEAS.67 | Com ¦ Com Heat Pump Water Heater (3.75 UEF - 50 Gal) - Fuel Sub - ZEAS 2030 - Cold ¦ SCG ¦ Cold | Com ¦ Com Heat Pump Water Heater (3.75 UEF - 50 Gal) - Fuel Sub - ZEAS 2030 - Cold | SCG ¦ Cold | SCG | All | Electric & Gas | HPWH (3.75 UEF - 50 Gal) | Efficient |  |  | 1 | Conventional | WaterHeat | Com - Other | Com | ROB Only | 1 | 1000 sqft2 of floor space | 1000 sqft served | 13 | DEER:Indoor_CFL_Ltg | 4561.3565 | 0 | -468.3809 | SWWH027-05 | 1071.4626 | 2024 | 527.8592 | 2024 | 0 | -50.8178 | SWWH027-05 | Com Small Gas Water Heaters - ZEAS 2030 - Cold ¦ SCG ¦ Cold | Com Small Gas Water Heaters - ZEAS 2030 - Cold | 0.5433 | 0.546 | 0 | CBSA 2019 | 1618.0833 | 2032 | 1 | SWWH027-05
COM-WATERHEAT-FS-15-ZEAS.68 | Com ¦ Com Heat Pump Water Heater (3.75 UEF - 50 Gal) - Fuel Sub - ZEAS 2030 - Cold ¦ SCG ¦ Cold | Com ¦ Com Heat Pump Water Heater (3.75 UEF - 50 Gal) - Fuel Sub - ZEAS 2030 - Cold | SCG ¦ Cold | SCG | All | Electric & Gas | HPWH (3.75 UEF - 50 Gal) | Efficient |  |  | 1 | Conventional | WaterHeat | Com - Refrig. Warehouse | Com | ROB Only | 1 | 1000 sqft2 of floor space | 1000 sqft served | 13 | DEER:Indoor_CFL_Ltg | 397.0813 | 0 | -40.5639 | SWWH027-05 | 59.9047 | 2024 | 29.5122 | 2024 | 0 | -2.8412 | SWWH027-05 | Com Small Gas Water Heaters - ZEAS 2030 - Cold ¦ SCG ¦ Cold | Com Small Gas Water Heaters - ZEAS 2030 - Cold | 0.22621 | 0.546 | 0 | CBSA 2019 | 23.3598 | 2032 | 1 | SWWH027-05
COM-WATERHEAT-FS-15-ZEAS.69 | Com ¦ Com Heat Pump Water Heater (3.75 UEF - 50 Gal) - Fuel Sub - ZEAS 2030 - Cold ¦ SCG ¦ Cold | Com ¦ Com Heat Pump Water Heater (3.75 UEF - 50 Gal) - Fuel Sub - ZEAS 2030 - Cold | SCG ¦ Cold | SCG | All | Electric & Gas | HPWH (3.75 UEF - 50 Gal) | Efficient |  |  | 1 | Conventional | WaterHeat | Com - Restaurant | Com | ROB Only | 1 | 1000 sqft2 of floor space | 1000 sqft served | 13 | DEER:Indoor_CFL_Ltg | 16107.1964 | 0 | -1787.3839 | SWWH027-05 | 5612.1416 | 2024 | 2764.8377 | 2024 | 0 | -266.1751 | SWWH027-05 | Com Small Gas Water Heaters - ZEAS 2030 - Cold ¦ SCG ¦ Cold | Com Small Gas Water Heaters - ZEAS 2030 - Cold | 0.79319 | 0.546 | 0 | CBSA 2019 | 1056.5074 | 2032 | 1 | SWWH027-05
COM-WATERHEAT-FS-15-ZEAS.70 | Com ¦ Com Heat Pump Water Heater (3.75 UEF - 50 Gal) - Fuel Sub - ZEAS 2030 - Cold ¦ SCG ¦ Cold | Com ¦ Com Heat Pump Water Heater (3.75 UEF - 50 Gal) - Fuel Sub - ZEAS 2030 - Cold | SCG ¦ Cold | SCG | All | Electric & Gas | HPWH (3.75 UEF - 50 Gal) | Efficient |  |  | 1 | Conventional | WaterHeat | Com - Retail | Com | ROB Only | 1 | 1000 sqft2 of floor space | 1000 sqft served | 13 | DEER:Indoor_CFL_Ltg | 252.1826 | 0 | -26.5374 | SWWH027-05 | 80.2441 | 2024 | 39.5325 | 2024 | 0 | -3.8059 | SWWH027-05 | Com Small Gas Water Heaters - ZEAS 2030 - Cold ¦ SCG ¦ Cold | Com Small Gas Water Heaters - ZEAS 2030 - Cold | 0.40063 | 0.546 | 0 | CBSA 2019 | 42.5282 | 2032 | 1 | SWWH027-05
COM-WATERHEAT-FS-15-ZEAS.71 | Com ¦ Com Heat Pump Water Heater (3.75 UEF - 50 Gal) - Fuel Sub - ZEAS 2030 - Cold ¦ SCG ¦ Cold | Com ¦ Com Heat Pump Water Heater (3.75 UEF - 50 Gal) - Fuel Sub - ZEAS 2030 - Cold | SCG ¦ Cold | SCG | All | Electric & Gas | HPWH (3.75 UEF - 50 Gal) | Efficient |  |  | 1 | Conventional | WaterHeat | Com - School | Com | ROB Only | 1 | 1000 sqft2 of floor space | 1000 sqft served | 13 | DEER:Indoor_CFL_Ltg | 1447.0447 | 0 | -147.1997 | SWWH027-05 | 661.001 | 2024 | 325.6441 | 2024 | 0 | -31.3502 | SWWH027-05 | Com Small Gas Water Heaters - ZEAS 2030 - Cold ¦ SCG ¦ Cold | Com Small Gas Water Heaters - ZEAS 2030 - Cold | 0.76922 | 0.546 | 0 | CBSA 2019 | 98.0631 | 2032 | 1 | SWWH027-05
COM-WATERHEAT-FS-15-ZEAS.72 | Com ¦ Com Heat Pump Water Heater (3.75 UEF - 50 Gal) - Fuel Sub - ZEAS 2030 - Cold ¦ SCG ¦ Cold | Com ¦ Com Heat Pump Water Heater (3.75 UEF - 50 Gal) - Fuel Sub - ZEAS 2030 - Cold | SCG ¦ Cold | SCG | All | Electric & Gas | HPWH (3.75 UEF - 50 Gal) | Efficient |  |  | 1 | Conventional | WaterHeat | Com - Warehouse | Com | ROB Only | 1 | 1000 sqft2 of floor space | 1000 sqft served | 13 | DEER:Indoor_CFL_Ltg | 45.1851 | 0 | -4.2447 | SWWH027-05 | 11.9809 | 2024 | 5.9024 | 2024 | 0 | -0.56824 | SWWH027-05 | Com Small Gas Water Heaters - ZEAS 2030 - Cold ¦ SCG ¦ Cold | Com Small Gas Water Heaters - ZEAS 2030 - Cold | 0.1976 | 0.546 | 0 | CBSA 2019 | 4.3502 | 2032 | 1 | SWWH027-05
COM-WATERHEAT-FS-15-ZEAS.73 | Com ¦ Com Heat Pump Water Heater (3.75 UEF - 50 Gal) - Fuel Sub - ZEAS 2030 - Marine ¦ SDG&E ¦ Marine | Com ¦ Com Heat Pump Water Heater (3.75 UEF - 50 Gal) - Fuel Sub - ZEAS 2030 - Marine | SDG&E ¦ Marine | SDG&E | All | Electric & Gas | HPWH (3.75 UEF - 50 Gal) | Efficient |  |  | 1 | Conventional | WaterHeat | Com - College | Com | ROB Only | 1 | 1000 sqft2 of floor space | 1000 sqft served | 13 | DEER:Indoor_CFL_Ltg | 1079.353 | 0 | -123.9986 | SWWH027-05 | 416.329 | 2024 | 205.1057 | 2024 | 0 | -19.7458 | SWWH027-05 | Com Small Gas Water Heaters - ZEAS 2030 - Marine ¦ SDG&E ¦ Marine | Com Small Gas Water Heaters - ZEAS 2030 - Marine | 0.74815 | 0.546 | 0 | CBSA 2019 | 327.5393 | 2032 | 1 | SWWH027-05
COM-WATERHEAT-FS-15-ZEAS.74 | Com ¦ Com Heat Pump Water Heater (3.75 UEF - 50 Gal) - Fuel Sub - ZEAS 2030 - Marine ¦ SDG&E ¦ Marine | Com ¦ Com Heat Pump Water Heater (3.75 UEF - 50 Gal) - Fuel Sub - ZEAS 2030 - Marine | SDG&E ¦ Marine | SDG&E | All | Electric & Gas | HPWH (3.75 UEF - 50 Gal) | Efficient |  |  | 1 | Conventional | WaterHeat | Com - Grocery | Com | ROB Only | 1 | 1000 sqft2 of floor space | 1000 sqft served | 13 | DEER:Indoor_CFL_Ltg | 0 | 0 | 0 | SWWH027-05 | 202.482 | 2024 | 123.4818 | 2024 | 0 | -16.3851 | SWWH027-05 | Com Small Gas Water Heaters - ZEAS 2030 - Marine ¦ SDG&E ¦ Marine | Com Small Gas Water Heaters - ZEAS 2030 - Marine | 0.59609 | 0.546 | 0 | CBSA 2019 | 0 | 2032 | 1 | SWWH027-05
COM-WATERHEAT-FS-15-ZEAS.75 | Com ¦ Com Heat Pump Water Heater (3.75 UEF - 50 Gal) - Fuel Sub - ZEAS 2030 - Marine ¦ SDG&E ¦ Marine | Com ¦ Com Heat Pump Water Heater (3.75 UEF - 50 Gal) - Fuel Sub - ZEAS 2030 - Marine | SDG&E ¦ Marine | SDG&E | All | Electric & Gas | HPWH (3.75 UEF - 50 Gal) | Efficient |  |  | 1 | Conventional | WaterHeat | Com - Health | Com | ROB Only | 1 | 1000 sqft2 of floor space | 1000 sqft served | 13 | DEER:Indoor_CFL_Ltg | 3043.4192 | 0 | -350.4213 | SWWH027-05 | 630.6013 | 2024 | 310.6675 | 2024 | 0 | -29.9084 | SWWH027-05 | Com Small Gas Water Heaters - ZEAS 2030 - Marine ¦ SDG&E ¦ Marine | Com Small Gas Water Heaters - ZEAS 2030 - Marine | 0.52611 | 0.546 | 0 | CBSA 2019 | 790.6422 | 2032 | 1 | SWWH027-05
COM-WATERHEAT-FS-15-ZEAS.76 | Com ¦ Com Heat Pump Water Heater (3.75 UEF - 50 Gal) - Fuel Sub - ZEAS 2030 - Marine ¦ SDG&E ¦ Marine | Com ¦ Com Heat Pump Water Heater (3.75 UEF - 50 Gal) - Fuel Sub - ZEAS 2030 - Marine | SDG&E ¦ Marine | SDG&E | All | Electric & Gas | HPWH (3.75 UEF - 50 Gal) | Efficient |  |  | 1 | Conventional | WaterHeat | Com - Lodging | Com | ROB Only | 1 | 1000 sqft2 of floor space | 1000 sqft served | 13 | DEER:Indoor_CFL_Ltg | 2385.458 | 0 | -267.9555 | SWWH027-05 | 396.7798 | 2024 | 195.4747 | 2024 | 0 | -18.8186 | SWWH027-05 | Com Small Gas Water Heaters - ZEAS 2030 - Marine ¦ SDG&E ¦ Marine | Com Small Gas Water Heaters - ZEAS 2030 - Marine | 0.73871 | 0.546 | 0 | CBSA 2019 | 2270.8138 | 2032 | 1 | SWWH027-05
COM-WATERHEAT-FS-15-ZEAS.77 | Com ¦ Com Heat Pump Water Heater (3.75 UEF - 50 Gal) - Fuel Sub - ZEAS 2030 - Marine ¦ SDG&E ¦ Marine | Com ¦ Com Heat Pump Water Heater (3.75 UEF - 50 Gal) - Fuel Sub - ZEAS 2030 - Marine | SDG&E ¦ Marine | SDG&E | All | Electric & Gas | HPWH (3.75 UEF - 50 Gal) | Efficient |  |  | 1 | Conventional | WaterHeat | Com - Office (Large) | Com | ROB Only | 1 | 1000 sqft2 of floor space | 1000 sqft served | 13 | DEER:Indoor_CFL_Ltg | 303.15 | 0 | -35.0899 | SWWH027-05 | 129.5516 | 2024 | 63.824 | 2024 | 0 | -6.1444 | SWWH027-05 | Com Small Gas Water Heaters - ZEAS 2030 - Marine ¦ SDG&E ¦ Marine | Com Small Gas Water Heaters - ZEAS 2030 - Marine | 0.46177 | 0.546 | 0 | CBSA 2019 | 127.4292 | 2032 | 1 | SWWH027-05
COM-WATERHEAT-FS-15-ZEAS.78 | Com ¦ Com Heat Pump Water Heater (3.75 UEF - 50 Gal) - Fuel Sub - ZEAS 2030 - Marine ¦ SDG&E ¦ Marine | Com ¦ Com Heat Pump Water Heater (3.75 UEF - 50 Gal) - Fuel Sub - ZEAS 2030 - Marine | SDG&E ¦ Marine | SDG&E | All | Electric & Gas | HPWH (3.75 UEF - 50 Gal) | Efficient |  |  | 1 | Conventional | WaterHeat | Com - Office (Small) | Com | ROB Only | 1 | 1000 sqft2 of floor space | 1000 sqft served | 13 | DEER:Indoor_CFL_Ltg | 282.4218 | 0 | -32.3508 | SWWH027-05 | 129.5516 | 2024 | 63.824 | 2024 | 0 | -6.1444 | SWWH027-05 | Com Small Gas Water Heaters - ZEAS 2030 - Marine ¦ SDG&E ¦ Marine | Com Small Gas Water Heaters - ZEAS 2030 - Marine | 0.46177 | 0.546 | 0 | CBSA 2019 | 51.0956 | 2032 | 1 | SWWH027-05
COM-WATERHEAT-FS-15-ZEAS.79 | Com ¦ Com Heat Pump Water Heater (3.75 UEF - 50 Gal) - Fuel Sub - ZEAS 2030 - Marine ¦ SDG&E ¦ Marine | Com ¦ Com Heat Pump Water Heater (3.75 UEF - 50 Gal) - Fuel Sub - ZEAS 2030 - Marine | SDG&E ¦ Marine | SDG&E | All | Electric & Gas | HPWH (3.75 UEF - 50 Gal) | Efficient |  |  | 1 | Conventional | WaterHeat | Com - Other | Com | ROB Only | 1 | 1000 sqft2 of floor space | 1000 sqft served | 13 | DEER:Indoor_CFL_Ltg | 3642.9626 | 0 | -407.1546 | SWWH027-05 | 1071.4626 | 2024 | 527.8592 | 2024 | 0 | -50.8178 | SWWH027-05 | Com Small Gas Water Heaters - ZEAS 2030 - Marine ¦ SDG&E ¦ Marine | Com Small Gas Water Heaters - ZEAS 2030 - Marine | 0.5433 | 0.546 | 0 | CBSA 2019 | 1442.141 | 2032 | 1 | SWWH027-05
COM-WATERHEAT-FS-15-ZEAS.80 | Com ¦ Com Heat Pump Water Heater (3.75 UEF - 50 Gal) - Fuel Sub - ZEAS 2030 - Marine ¦ SDG&E ¦ Marine | Com ¦ Com Heat Pump Water Heater (3.75 UEF - 50 Gal) - Fuel Sub - ZEAS 2030 - Marine | SDG&E ¦ Marine | SDG&E | All | Electric & Gas | HPWH (3.75 UEF - 50 Gal) | Efficient |  |  | 1 | Conventional | WaterHeat | Com - Refrig. Warehouse | Com | ROB Only | 1 | 1000 sqft2 of floor space | 1000 sqft served | 13 | DEER:Indoor_CFL_Ltg | 301.2341 | 0 | -35.0869 | SWWH027-05 | 59.9047 | 2024 | 29.5122 | 2024 | 0 | -2.8412 | SWWH027-05 | Com Small Gas Water Heaters - ZEAS 2030 - Marine ¦ SDG&E ¦ Marine | Com Small Gas Water Heaters - ZEAS 2030 - Marine | 0.22621 | 0.546 | 0 | CBSA 2019 | 20.9604 | 2032 | 1 | SWWH027-05
COM-WATERHEAT-FS-15-ZEAS.81 | Com ¦ Com Heat Pump Water Heater (3.75 UEF - 50 Gal) - Fuel Sub - ZEAS 2030 - Marine ¦ SDG&E ¦ Marine | Com ¦ Com Heat Pump Water Heater (3.75 UEF - 50 Gal) - Fuel Sub - ZEAS 2030 - Marine | SDG&E ¦ Marine | SDG&E | All | Electric & Gas | HPWH (3.75 UEF - 50 Gal) | Efficient |  |  | 1 | Conventional | WaterHeat | Com - Restaurant | Com | ROB Only | 1 | 1000 sqft2 of floor space | 1000 sqft served | 13 | DEER:Indoor_CFL_Ltg | 12945.5393 | 0 | -1563.1821 | SWWH027-05 | 5612.1416 | 2024 | 2764.8377 | 2024 | 0 | -266.1751 | SWWH027-05 | Com Small Gas Water Heaters - ZEAS 2030 - Marine ¦ SDG&E ¦ Marine | Com Small Gas Water Heaters - ZEAS 2030 - Marine | 0.79319 | 0.546 | 0 | CBSA 2019 | 944.2646 | 2032 | 1 | SWWH027-05
COM-WATERHEAT-FS-15-ZEAS.82 | Com ¦ Com Heat Pump Water Heater (3.75 UEF - 50 Gal) - Fuel Sub - ZEAS 2030 - Marine ¦ SDG&E ¦ Marine | Com ¦ Com Heat Pump Water Heater (3.75 UEF - 50 Gal) - Fuel Sub - ZEAS 2030 - Marine | SDG&E ¦ Marine | SDG&E | All | Electric & Gas | HPWH (3.75 UEF - 50 Gal) | Efficient |  |  | 1 | Conventional | WaterHeat | Com - Retail | Com | ROB Only | 1 | 1000 sqft2 of floor space | 1000 sqft served | 13 | DEER:Indoor_CFL_Ltg | 202.4499 | 0 | -23.0667 | SWWH027-05 | 80.2441 | 2024 | 39.5325 | 2024 | 0 | -3.8059 | SWWH027-05 | Com Small Gas Water Heaters - ZEAS 2030 - Marine ¦ SDG&E ¦ Marine | Com Small Gas Water Heaters - ZEAS 2030 - Marine | 0.40063 | 0.546 | 0 | CBSA 2019 | 42.8509 | 2032 | 1 | SWWH027-05
COM-WATERHEAT-FS-15-ZEAS.83 | Com ¦ Com Heat Pump Water Heater (3.75 UEF - 50 Gal) - Fuel Sub - ZEAS 2030 - Marine ¦ SDG&E ¦ Marine | Com ¦ Com Heat Pump Water Heater (3.75 UEF - 50 Gal) - Fuel Sub - ZEAS 2030 - Marine | SDG&E ¦ Marine | SDG&E | All | Electric & Gas | HPWH (3.75 UEF - 50 Gal) | Efficient |  |  | 1 | Conventional | WaterHeat | Com - School | Com | ROB Only | 1 | 1000 sqft2 of floor space | 1000 sqft served | 13 | DEER:Indoor_CFL_Ltg | 1075.3718 | 0 | -127.9363 | SWWH027-05 | 661.001 | 2024 | 325.6441 | 2024 | 0 | -31.3502 | SWWH027-05 | Com Small Gas Water Heaters - ZEAS 2030 - Marine ¦ SDG&E ¦ Marine | Com Small Gas Water Heaters - ZEAS 2030 - Marine | 0.76922 | 0.546 | 0 | CBSA 2019 | 115.2457 | 2032 | 1 | SWWH027-05
COM-WATERHEAT-FS-15-ZEAS.84 | Com ¦ Com Heat Pump Water Heater (3.75 UEF - 50 Gal) - Fuel Sub - ZEAS 2030 - Marine ¦ SDG&E ¦ Marine | Com ¦ Com Heat Pump Water Heater (3.75 UEF - 50 Gal) - Fuel Sub - ZEAS 2030 - Marine | SDG&E ¦ Marine | SDG&E | All | Electric & Gas | HPWH (3.75 UEF - 50 Gal) | Efficient |  |  | 1 | Conventional | WaterHeat | Com - Warehouse | Com | ROB Only | 1 | 1000 sqft2 of floor space | 1000 sqft served | 13 | DEER:Indoor_CFL_Ltg | 32.7592 | 0 | -3.697 | SWWH027-05 | 11.9809 | 2024 | 5.9024 | 2024 | 0 | -0.56824 | SWWH027-05 | Com Small Gas Water Heaters - ZEAS 2030 - Marine ¦ SDG&E ¦ Marine | Com Small Gas Water Heaters - ZEAS 2030 - Marine | 0.1976 | 0.546 | 0 | CBSA 2019 | 5.7657 | 2032 | 1 | SWWH027-05
COM-WATERHEAT-FS-15-ZEAS.85 | Com ¦ Com Heat Pump Water Heater (3.75 UEF - 50 Gal) - Fuel Sub - ZEAS 2030 - Hot-Dry ¦ SDG&E ¦ Hot-Dry | Com ¦ Com Heat Pump Water Heater (3.75 UEF - 50 Gal) - Fuel Sub - ZEAS 2030 - Hot-Dry | SDG&E ¦ Hot-Dry | SDG&E | All | Electric & Gas | HPWH (3.75 UEF - 50 Gal) | Efficient |  |  | 1 | Conventional | WaterHeat | Com - College | Com | ROB Only | 1 | 1000 sqft2 of floor space | 1000 sqft served | 13 | DEER:Indoor_CFL_Ltg | 539.0817 | 0 | -61.9617 | SWWH027-05 | 208.1645 | 2024 | 102.5529 | 2024 | 0 | -19.7458 | SWWH027-05 | Com Small Gas Water Heaters - ZEAS 2030 - Hot-Dry ¦ SDG&E ¦ Hot-Dry | Com Small Gas Water Heaters - ZEAS 2030 - Hot-Dry | 0.74815 | 0.546 | 0 | CBSA 2019 | 163.6904 | 2032 | 1 | SWWH027-05
COM-WATERHEAT-FS-15-ZEAS.86 | Com ¦ Com Heat Pump Water Heater (3.75 UEF - 50 Gal) - Fuel Sub - ZEAS 2030 - Hot-Dry ¦ SDG&E ¦ Hot-Dry | Com ¦ Com Heat Pump Water Heater (3.75 UEF - 50 Gal) - Fuel Sub - ZEAS 2030 - Hot-Dry | SDG&E ¦ Hot-Dry | SDG&E | All | Electric & Gas | HPWH (3.75 UEF - 50 Gal) | Efficient |  |  | 1 | Conventional | WaterHeat | Com - Grocery | Com | ROB Only | 1 | 1000 sqft2 of floor space | 1000 sqft served | 13 | DEER:Indoor_CFL_Ltg | 0 | 0 | 0 | SWWH027-05 | 101.241 | 2024 | 61.7409 | 2024 | 0 | -16.3851 | SWWH027-05 | Com Small Gas Water Heaters - ZEAS 2030 - Hot-Dry ¦ SDG&E ¦ Hot-Dry | Com Small Gas Water Heaters - ZEAS 2030 - Hot-Dry | 0.59609 | 0.546 | 0 | CBSA 2019 | 0 | 2032 | 1 | SWWH027-05
COM-WATERHEAT-FS-15-ZEAS.87 | Com ¦ Com Heat Pump Water Heater (3.75 UEF - 50 Gal) - Fuel Sub - ZEAS 2030 - Hot-Dry ¦ SDG&E ¦ Hot-Dry | Com ¦ Com Heat Pump Water Heater (3.75 UEF - 50 Gal) - Fuel Sub - ZEAS 2030 - Hot-Dry | SDG&E ¦ Hot-Dry | SDG&E | All | Electric & Gas | HPWH (3.75 UEF - 50 Gal) | Efficient |  |  | 1 | Conventional | WaterHeat | Com - Health | Com | ROB Only | 1 | 1000 sqft2 of floor space | 1000 sqft served | 13 | DEER:Indoor_CFL_Ltg | 1517.8839 | 0 | -174.6924 | SWWH027-05 | 315.3006 | 2024 | 155.3338 | 2024 | 0 | -29.9084 | SWWH027-05 | Com Small Gas Water Heaters - ZEAS 2030 - Hot-Dry ¦ SDG&E ¦ Hot-Dry | Com Small Gas Water Heaters - ZEAS 2030 - Hot-Dry | 0.52611 | 0.546 | 0 | CBSA 2019 | 394.1075 | 2032 | 1 | SWWH027-05
COM-WATERHEAT-FS-15-ZEAS.88 | Com ¦ Com Heat Pump Water Heater (3.75 UEF - 50 Gal) - Fuel Sub - ZEAS 2030 - Hot-Dry ¦ SDG&E ¦ Hot-Dry | Com ¦ Com Heat Pump Water Heater (3.75 UEF - 50 Gal) - Fuel Sub - ZEAS 2030 - Hot-Dry | SDG&E ¦ Hot-Dry | SDG&E | All | Electric & Gas | HPWH (3.75 UEF - 50 Gal) | Efficient |  |  | 1 | Conventional | WaterHeat | Com - Lodging | Com | ROB Only | 1 | 1000 sqft2 of floor space | 1000 sqft served | 13 | DEER:Indoor_CFL_Ltg | 1187.1981 | 0 | -133.4281 | SWWH027-05 | 198.3899 | 2024 | 97.7373 | 2024 | 0 | -18.8186 | SWWH027-05 | Com Small Gas Water Heaters - ZEAS 2030 - Hot-Dry ¦ SDG&E ¦ Hot-Dry | Com Small Gas Water Heaters - ZEAS 2030 - Hot-Dry | 0.73871 | 0.546 | 0 | CBSA 2019 | 1130.8493 | 2032 | 1 | SWWH027-05
COM-WATERHEAT-FS-15-ZEAS.89 | Com ¦ Com Heat Pump Water Heater (3.75 UEF - 50 Gal) - Fuel Sub - ZEAS 2030 - Hot-Dry ¦ SDG&E ¦ Hot-Dry | Com ¦ Com Heat Pump Water Heater (3.75 UEF - 50 Gal) - Fuel Sub - ZEAS 2030 - Hot-Dry | SDG&E ¦ Hot-Dry | SDG&E | All | Electric & Gas | HPWH (3.75 UEF - 50 Gal) | Efficient |  |  | 1 | Conventional | WaterHeat | Com - Office (Large) | Com | ROB Only | 1 | 1000 sqft2 of floor space | 1000 sqft served | 13 | DEER:Indoor_CFL_Ltg | 151.3899 | 0 | -17.4894 | SWWH027-05 | 64.7758 | 2024 | 31.912 | 2024 | 0 | -6.1444 | SWWH027-05 | Com Small Gas Water Heaters - ZEAS 2030 - Hot-Dry ¦ SDG&E ¦ Hot-Dry | Com Small Gas Water Heaters - ZEAS 2030 - Hot-Dry | 0.46177 | 0.546 | 0 | CBSA 2019 | 63.4837 | 2032 | 1 | SWWH027-05
COM-WATERHEAT-FS-15-ZEAS.90 | Com ¦ Com Heat Pump Water Heater (3.75 UEF - 50 Gal) - Fuel Sub - ZEAS 2030 - Hot-Dry ¦ SDG&E ¦ Hot-Dry | Com ¦ Com Heat Pump Water Heater (3.75 UEF - 50 Gal) - Fuel Sub - ZEAS 2030 - Hot-Dry | SDG&E ¦ Hot-Dry | SDG&E | All | Electric & Gas | HPWH (3.75 UEF - 50 Gal) | Efficient |  |  | 1 | Conventional | WaterHeat | Com - Office (Small) | Com | ROB Only | 1 | 1000 sqft2 of floor space | 1000 sqft served | 13 | DEER:Indoor_CFL_Ltg | 141.0258 | 0 | -16.1384 | SWWH027-05 | 64.7758 | 2024 | 31.912 | 2024 | 0 | -6.1444 | SWWH027-05 | Com Small Gas Water Heaters - ZEAS 2030 - Hot-Dry ¦ SDG&E ¦ Hot-Dry | Com Small Gas Water Heaters - ZEAS 2030 - Hot-Dry | 0.46177 | 0.546 | 0 | CBSA 2019 | 25.483 | 2032 | 1 | SWWH027-05
COM-WATERHEAT-FS-15-ZEAS.91 | Com ¦ Com Heat Pump Water Heater (3.75 UEF - 50 Gal) - Fuel Sub - ZEAS 2030 - Hot-Dry ¦ SDG&E ¦ Hot-Dry | Com ¦ Com Heat Pump Water Heater (3.75 UEF - 50 Gal) - Fuel Sub - ZEAS 2030 - Hot-Dry | SDG&E ¦ Hot-Dry | SDG&E | All | Electric & Gas | HPWH (3.75 UEF - 50 Gal) | Efficient |  |  | 1 | Conventional | WaterHeat | Com - Other | Com | ROB Only | 1 | 1000 sqft2 of floor space | 1000 sqft served | 13 | DEER:Indoor_CFL_Ltg | 1821.4813 | 0 | -203.5773 | SWWH027-05 | 535.7313 | 2024 | 263.9296 | 2024 | 0 | -50.8178 | SWWH027-05 | Com Small Gas Water Heaters - ZEAS 2030 - Hot-Dry ¦ SDG&E ¦ Hot-Dry | Com Small Gas Water Heaters - ZEAS 2030 - Hot-Dry | 0.5433 | 0.546 | 0 | CBSA 2019 | 721.0705 | 2032 | 1 | SWWH027-05
COM-WATERHEAT-FS-15-ZEAS.92 | Com ¦ Com Heat Pump Water Heater (3.75 UEF - 50 Gal) - Fuel Sub - ZEAS 2030 - Hot-Dry ¦ SDG&E ¦ Hot-Dry | Com ¦ Com Heat Pump Water Heater (3.75 UEF - 50 Gal) - Fuel Sub - ZEAS 2030 - Hot-Dry | SDG&E ¦ Hot-Dry | SDG&E | All | Electric & Gas | HPWH (3.75 UEF - 50 Gal) | Efficient |  |  | 1 | Conventional | WaterHeat | Com - Refrig. Warehouse | Com | ROB Only | 1 | 1000 sqft2 of floor space | 1000 sqft served | 13 | DEER:Indoor_CFL_Ltg | 150.617 | 0 | -17.5435 | SWWH027-05 | 29.9523 | 2024 | 14.7561 | 2024 | 0 | -2.8412 | SWWH027-05 | Com Small Gas Water Heaters - ZEAS 2030 - Hot-Dry ¦ SDG&E ¦ Hot-Dry | Com Small Gas Water Heaters - ZEAS 2030 - Hot-Dry | 0.22621 | 0.546 | 0 | CBSA 2019 | 10.4802 | 2032 | 1 | SWWH027-05
COM-WATERHEAT-FS-15-ZEAS.93 | Com ¦ Com Heat Pump Water Heater (3.75 UEF - 50 Gal) - Fuel Sub - ZEAS 2030 - Hot-Dry ¦ SDG&E ¦ Hot-Dry | Com ¦ Com Heat Pump Water Heater (3.75 UEF - 50 Gal) - Fuel Sub - ZEAS 2030 - Hot-Dry | SDG&E ¦ Hot-Dry | SDG&E | All | Electric & Gas | HPWH (3.75 UEF - 50 Gal) | Efficient |  |  | 1 | Conventional | WaterHeat | Com - Restaurant | Com | ROB Only | 1 | 1000 sqft2 of floor space | 1000 sqft served | 13 | DEER:Indoor_CFL_Ltg | 6464.7523 | 0 | -779.9876 | SWWH027-05 | 2806.0708 | 2024 | 1382.4189 | 2024 | 0 | -266.1751 | SWWH027-05 | Com Small Gas Water Heaters - ZEAS 2030 - Hot-Dry ¦ SDG&E ¦ Hot-Dry | Com Small Gas Water Heaters - ZEAS 2030 - Hot-Dry | 0.79319 | 0.546 | 0 | CBSA 2019 | 471.0702 | 2032 | 1 | SWWH027-05
COM-WATERHEAT-FS-15-ZEAS.94 | Com ¦ Com Heat Pump Water Heater (3.75 UEF - 50 Gal) - Fuel Sub - ZEAS 2030 - Hot-Dry ¦ SDG&E ¦ Hot-Dry | Com ¦ Com Heat Pump Water Heater (3.75 UEF - 50 Gal) - Fuel Sub - ZEAS 2030 - Hot-Dry | SDG&E ¦ Hot-Dry | SDG&E | All | Electric & Gas | HPWH (3.75 UEF - 50 Gal) | Efficient |  |  | 1 | Conventional | WaterHeat | Com - Retail | Com | ROB Only | 1 | 1000 sqft2 of floor space | 1000 sqft served | 13 | DEER:Indoor_CFL_Ltg | 101.1202 | 0 | -11.5052 | SWWH027-05 | 40.1221 | 2024 | 19.7663 | 2024 | 0 | -3.8059 | SWWH027-05 | Com Small Gas Water Heaters - ZEAS 2030 - Hot-Dry ¦ SDG&E ¦ Hot-Dry | Com Small Gas Water Heaters - ZEAS 2030 - Hot-Dry | 0.40063 | 0.546 | 0 | CBSA 2019 | 21.3235 | 2032 | 1 | SWWH027-05
COM-WATERHEAT-FS-15-ZEAS.95 | Com ¦ Com Heat Pump Water Heater (3.75 UEF - 50 Gal) - Fuel Sub - ZEAS 2030 - Hot-Dry ¦ SDG&E ¦ Hot-Dry | Com ¦ Com Heat Pump Water Heater (3.75 UEF - 50 Gal) - Fuel Sub - ZEAS 2030 - Hot-Dry | SDG&E ¦ Hot-Dry | SDG&E | All | Electric & Gas | HPWH (3.75 UEF - 50 Gal) | Efficient |  |  | 1 | Conventional | WaterHeat | Com - School | Com | ROB Only | 1 | 1000 sqft2 of floor space | 1000 sqft served | 13 | DEER:Indoor_CFL_Ltg | 536.6058 | 0 | -63.6849 | SWWH027-05 | 330.5005 | 2024 | 162.822 | 2024 | 0 | -31.3502 | SWWH027-05 | Com Small Gas Water Heaters - ZEAS 2030 - Hot-Dry ¦ SDG&E ¦ Hot-Dry | Com Small Gas Water Heaters - ZEAS 2030 - Hot-Dry | 0.76922 | 0.546 | 0 | CBSA 2019 | 57.1534 | 2032 | 1 | SWWH027-05
COM-WATERHEAT-FS-15-ZEAS.96 | Com ¦ Com Heat Pump Water Heater (3.75 UEF - 50 Gal) - Fuel Sub - ZEAS 2030 - Hot-Dry ¦ SDG&E ¦ Hot-Dry | Com ¦ Com Heat Pump Water Heater (3.75 UEF - 50 Gal) - Fuel Sub - ZEAS 2030 - Hot-Dry | SDG&E ¦ Hot-Dry | SDG&E | All | Electric & Gas | HPWH (3.75 UEF - 50 Gal) | Efficient |  |  | 1 | Conventional | WaterHeat | Com - Warehouse | Com | ROB Only | 1 | 1000 sqft2 of floor space | 1000 sqft served | 13 | DEER:Indoor_CFL_Ltg | 16.3967 | 0 | -1.8485 | SWWH027-05 | 5.9905 | 2024 | 2.9512 | 2024 | 0 | -0.56824 | SWWH027-05 | Com Small Gas Water Heaters - ZEAS 2030 - Hot-Dry ¦ SDG&E ¦ Hot-Dry | Com Small Gas Water Heaters - ZEAS 2030 - Hot-Dry | 0.1976 | 0.546 | 0 | CBSA 2019 | 2.8777 | 2032 | 1 | SWWH027-05
COM-WATERHEAT-FS-PU-10-ZEAS.1 | Com ¦ Com Gas Storage Water Heater (0.63 UEF - 50 Gal) - Panel Upgrade - ZEAS 2030 - Marine ¦ PG&E ¦ Marine | Com ¦ Com Gas Storage Water Heater (0.63 UEF - 50 Gal) - Panel Upgrade - ZEAS 2030 - Marine | PG&E ¦ Marine | PG&E | All | Electric & Gas | Gas Storage WH (0.63 UEF - 50 Gal) | Average Existing and Code |  | 2030 | 1 | Conventional | WaterHeat | Com - College | Com | ROB and NEW | 0 | 1000 sqft2 of floor space | 1000 sqft served | 13 | DEER:Indoor_CFL_Ltg | 0 | 0 | 0 | SWWH027-05 | 122.0061 | 2024 | 74.4043 | 2024 | 0 | 0 | SWWH027-05 | Com Small Gas Water Heaters - Panel Upgrade - ZEAS 2030 - Marine ¦ PG&E ¦ Marine | Com Small Gas Water Heaters - Panel Upgrade - ZEAS 2030 - Marine | 0.74815 | 0.453 | 0.95 | CBSA 2019 | 0 | 2012 | 1 | SWWH027-05
COM-WATERHEAT-FS-PU-10-ZEAS.2 | Com ¦ Com Gas Storage Water Heater (0.63 UEF - 50 Gal) - Panel Upgrade - ZEAS 2030 - Marine ¦ PG&E ¦ Marine | Com ¦ Com Gas Storage Water Heater (0.63 UEF - 50 Gal) - Panel Upgrade - ZEAS 2030 - Marine | PG&E ¦ Marine | PG&E | All | Electric & Gas | Gas Storage WH (0.63 UEF - 50 Gal) | Average Existing and Code |  | 2030 | 1 | Conventional | WaterHeat | Com - Grocery | Com | ROB and NEW | 0 | 1000 sqft2 of floor space | 1000 sqft served | 13 | DEER:Indoor_CFL_Ltg | 0 | 0 | 0 | SWWH027-05 | 101.241 | 2024 | 61.7409 | 2024 | 0 | 0 | SWWH027-05 | Com Small Gas Water Heaters - Panel Upgrade - ZEAS 2030 - Marine ¦ PG&E ¦ Marine | Com Small Gas Water Heaters - Panel Upgrade - ZEAS 2030 - Marine | 0.59609 | 0.453 | 0.95 | CBSA 2019 | 0 | 2012 | 1 | SWWH027-05
COM-WATERHEAT-FS-PU-10-ZEAS.3 | Com ¦ Com Gas Storage Water Heater (0.63 UEF - 50 Gal) - Panel Upgrade - ZEAS 2030 - Marine ¦ PG&E ¦ Marine | Com ¦ Com Gas Storage Water Heater (0.63 UEF - 50 Gal) - Panel Upgrade - ZEAS 2030 - Marine | PG&E ¦ Marine | PG&E | All | Electric & Gas | Gas Storage WH (0.63 UEF - 50 Gal) | Average Existing and Code |  | 2030 | 1 | Conventional | WaterHeat | Com - Health | Com | ROB and NEW | 0 | 1000 sqft2 of floor space | 1000 sqft served | 13 | DEER:Indoor_CFL_Ltg | 0 | 0 | 0 | SWWH027-05 | 184.799 | 2024 | 112.698 | 2024 | 0 | 0 | SWWH027-05 | Com Small Gas Water Heaters - Panel Upgrade - ZEAS 2030 - Marine ¦ PG&E ¦ Marine | Com Small Gas Water Heaters - Panel Upgrade - ZEAS 2030 - Marine | 0.52611 | 0.453 | 0.95 | CBSA 2019 | 0 | 2012 | 1 | SWWH027-05
COM-WATERHEAT-FS-PU-10-ZEAS.4 | Com ¦ Com Gas Storage Water Heater (0.63 UEF - 50 Gal) - Panel Upgrade - ZEAS 2030 - Marine ¦ PG&E ¦ Marine | Com ¦ Com Gas Storage Water Heater (0.63 UEF - 50 Gal) - Panel Upgrade - ZEAS 2030 - Marine | PG&E ¦ Marine | PG&E | All | Electric & Gas | Gas Storage WH (0.63 UEF - 50 Gal) | Average Existing and Code |  | 2030 | 1 | Conventional | WaterHeat | Com - Lodging | Com | ROB and NEW | 0 | 1000 sqft2 of floor space | 1000 sqft served | 13 | DEER:Indoor_CFL_Ltg | 0 | 0 | 0 | SWWH027-05 | 116.2771 | 2024 | 70.9106 | 2024 | 0 | 0 | SWWH027-05 | Com Small Gas Water Heaters - Panel Upgrade - ZEAS 2030 - Marine ¦ PG&E ¦ Marine | Com Small Gas Water Heaters - Panel Upgrade - ZEAS 2030 - Marine | 0.73871 | 0.453 | 0.95 | CBSA 2019 | 0 | 2012 | 1 | SWWH027-05
COM-WATERHEAT-FS-PU-10-ZEAS.5 | Com ¦ Com Gas Storage Water Heater (0.63 UEF - 50 Gal) - Panel Upgrade - ZEAS 2030 - Marine ¦ PG&E ¦ Marine | Com ¦ Com Gas Storage Water Heater (0.63 UEF - 50 Gal) - Panel Upgrade - ZEAS 2030 - Marine | PG&E ¦ Marine | PG&E | All | Electric & Gas | Gas Storage WH (0.63 UEF - 50 Gal) | Average Existing and Code |  | 2030 | 1 | Conventional | WaterHeat | Com - Office (Large) | Com | ROB and NEW | 0 | 1000 sqft2 of floor space | 1000 sqft served | 13 | DEER:Indoor_CFL_Ltg | 0 | 0 | 0 | SWWH027-05 | 37.9654 | 2024 | 23.1528 | 2024 | 0 | 0 | SWWH027-05 | Com Small Gas Water Heaters - Panel Upgrade - ZEAS 2030 - Marine ¦ PG&E ¦ Marine | Com Small Gas Water Heaters - Panel Upgrade - ZEAS 2030 - Marine | 0.46177 | 0.453 | 0.95 | CBSA 2019 | 0 | 2012 | 1 | SWWH027-05
COM-WATERHEAT-FS-PU-10-ZEAS.6 | Com ¦ Com Gas Storage Water Heater (0.63 UEF - 50 Gal) - Panel Upgrade - ZEAS 2030 - Marine ¦ PG&E ¦ Marine | Com ¦ Com Gas Storage Water Heater (0.63 UEF - 50 Gal) - Panel Upgrade - ZEAS 2030 - Marine | PG&E ¦ Marine | PG&E | All | Electric & Gas | Gas Storage WH (0.63 UEF - 50 Gal) | Average Existing and Code |  | 2030 | 1 | Conventional | WaterHeat | Com - Office (Small) | Com | ROB and NEW | 0 | 1000 sqft2 of floor space | 1000 sqft served | 13 | DEER:Indoor_CFL_Ltg | 0 | 0 | 0 | SWWH027-05 | 37.9654 | 2024 | 23.1528 | 2024 | 0 | 0 | SWWH027-05 | Com Small Gas Water Heaters - Panel Upgrade - ZEAS 2030 - Marine ¦ PG&E ¦ Marine | Com Small Gas Water Heaters - Panel Upgrade - ZEAS 2030 - Marine | 0.46177 | 0.453 | 0.95 | CBSA 2019 | 0 | 2012 | 1 | SWWH027-05
COM-WATERHEAT-FS-PU-10-ZEAS.7 | Com ¦ Com Gas Storage Water Heater (0.63 UEF - 50 Gal) - Panel Upgrade - ZEAS 2030 - Marine ¦ PG&E ¦ Marine | Com ¦ Com Gas Storage Water Heater (0.63 UEF - 50 Gal) - Panel Upgrade - ZEAS 2030 - Marine | PG&E ¦ Marine | PG&E | All | Electric & Gas | Gas Storage WH (0.63 UEF - 50 Gal) | Average Existing and Code |  | 2030 | 1 | Conventional | WaterHeat | Com - Other | Com | ROB and NEW | 0 | 1000 sqft2 of floor space | 1000 sqft served | 13 | DEER:Indoor_CFL_Ltg | 0 | 0 | 0 | SWWH027-05 | 313.9943 | 2024 | 191.4867 | 2024 | 0 | 0 | SWWH027-05 | Com Small Gas Water Heaters - Panel Upgrade - ZEAS 2030 - Marine ¦ PG&E ¦ Marine | Com Small Gas Water Heaters - Panel Upgrade - ZEAS 2030 - Marine | 0.5433 | 0.453 | 0.95 | CBSA 2019 | 0 | 2012 | 1 | SWWH027-05
COM-WATERHEAT-FS-PU-10-ZEAS.8 | Com ¦ Com Gas Storage Water Heater (0.63 UEF - 50 Gal) - Panel Upgrade - ZEAS 2030 - Marine ¦ PG&E ¦ Marine | Com ¦ Com Gas Storage Water Heater (0.63 UEF - 50 Gal) - Panel Upgrade - ZEAS 2030 - Marine | PG&E ¦ Marine | PG&E | All | Electric & Gas | Gas Storage WH (0.63 UEF - 50 Gal) | Average Existing and Code |  | 2030 | 1 | Conventional | WaterHeat | Com - Refrig. Warehouse | Com | ROB and NEW | 0 | 1000 sqft2 of floor space | 1000 sqft served | 13 | DEER:Indoor_CFL_Ltg | 0 | 0 | 0 | SWWH027-05 | 17.5552 | 2024 | 10.7059 | 2024 | 0 | 0 | SWWH027-05 | Com Small Gas Water Heaters - Panel Upgrade - ZEAS 2030 - Marine ¦ PG&E ¦ Marine | Com Small Gas Water Heaters - Panel Upgrade - ZEAS 2030 - Marine | 0.22621 | 0.453 | 0.95 | CBSA 2019 | 0 | 2012 | 1 | SWWH027-05
COM-WATERHEAT-FS-PU-10-ZEAS.9 | Com ¦ Com Gas Storage Water Heater (0.63 UEF - 50 Gal) - Panel Upgrade - ZEAS 2030 - Marine ¦ PG&E ¦ Marine | Com ¦ Com Gas Storage Water Heater (0.63 UEF - 50 Gal) - Panel Upgrade - ZEAS 2030 - Marine | PG&E ¦ Marine | PG&E | All | Electric & Gas | Gas Storage WH (0.63 UEF - 50 Gal) | Average Existing and Code |  | 2030 | 1 | Conventional | WaterHeat | Com - Restaurant | Com | ROB and NEW | 0 | 1000 sqft2 of floor space | 1000 sqft served | 13 | DEER:Indoor_CFL_Ltg | 0 | 0 | 0 | SWWH027-05 | 1644.6494 | 2024 | 1002.975 | 2024 | 0 | 0 | SWWH027-05 | Com Small Gas Water Heaters - Panel Upgrade - ZEAS 2030 - Marine ¦ PG&E ¦ Marine | Com Small Gas Water Heaters - Panel Upgrade - ZEAS 2030 - Marine | 0.79319 | 0.453 | 0.95 | CBSA 2019 | 0 | 2012 | 1 | SWWH027-05
COM-WATERHEAT-FS-PU-10-ZEAS.10 | Com ¦ Com Gas Storage Water Heater (0.63 UEF - 50 Gal) - Panel Upgrade - ZEAS 2030 - Marine ¦ PG&E ¦ Marine | Com ¦ Com Gas Storage Water Heater (0.63 UEF - 50 Gal) - Panel Upgrade - ZEAS 2030 - Marine | PG&E ¦ Marine | PG&E | All | Electric & Gas | Gas Storage WH (0.63 UEF - 50 Gal) | Average Existing and Code |  | 2030 | 1 | Conventional | WaterHeat | Com - Retail | Com | ROB and NEW | 0 | 1000 sqft2 of floor space | 1000 sqft served | 13 | DEER:Indoor_CFL_Ltg | 0 | 0 | 0 | SWWH027-05 | 23.5157 | 2024 | 14.3408 | 2024 | 0 | 0 | SWWH027-05 | Com Small Gas Water Heaters - Panel Upgrade - ZEAS 2030 - Marine ¦ PG&E ¦ Marine | Com Small Gas Water Heaters - Panel Upgrade - ZEAS 2030 - Marine | 0.40063 | 0.453 | 0.95 | CBSA 2019 | 0 | 2012 | 1 | SWWH027-05
COM-WATERHEAT-FS-PU-10-ZEAS.11 | Com ¦ Com Gas Storage Water Heater (0.63 UEF - 50 Gal) - Panel Upgrade - ZEAS 2030 - Marine ¦ PG&E ¦ Marine | Com ¦ Com Gas Storage Water Heater (0.63 UEF - 50 Gal) - Panel Upgrade - ZEAS 2030 - Marine | PG&E ¦ Marine | PG&E | All | Electric & Gas | Gas Storage WH (0.63 UEF - 50 Gal) | Average Existing and Code |  | 2030 | 1 | Conventional | WaterHeat | Com - School | Com | ROB and NEW | 0 | 1000 sqft2 of floor space | 1000 sqft served | 13 | DEER:Indoor_CFL_Ltg | 0 | 0 | 0 | SWWH027-05 | 193.7077 | 2024 | 118.1309 | 2024 | 0 | 0 | SWWH027-05 | Com Small Gas Water Heaters - Panel Upgrade - ZEAS 2030 - Marine ¦ PG&E ¦ Marine | Com Small Gas Water Heaters - Panel Upgrade - ZEAS 2030 - Marine | 0.76922 | 0.453 | 0.95 | CBSA 2019 | 0 | 2012 | 1 | SWWH027-05
COM-WATERHEAT-FS-PU-10-ZEAS.12 | Com ¦ Com Gas Storage Water Heater (0.63 UEF - 50 Gal) - Panel Upgrade - ZEAS 2030 - Marine ¦ PG&E ¦ Marine | Com ¦ Com Gas Storage Water Heater (0.63 UEF - 50 Gal) - Panel Upgrade - ZEAS 2030 - Marine | PG&E ¦ Marine | PG&E | All | Electric & Gas | Gas Storage WH (0.63 UEF - 50 Gal) | Average Existing and Code |  | 2030 | 1 | Conventional | WaterHeat | Com - Warehouse | Com | ROB and NEW | 0 | 1000 sqft2 of floor space | 1000 sqft served | 13 | DEER:Indoor_CFL_Ltg | 0 | 0 | 0 | SWWH027-05 | 3.511 | 2024 | 2.1412 | 2024 | 0 | 0 | SWWH027-05 | Com Small Gas Water Heaters - Panel Upgrade - ZEAS 2030 - Marine ¦ PG&E ¦ Marine | Com Small Gas Water Heaters - Panel Upgrade - ZEAS 2030 - Marine | 0.1976 | 0.453 | 0.95 | CBSA 2019 | 0 | 2012 | 1 | SWWH027-05
COM-WATERHEAT-FS-PU-10-ZEAS.13 | Com ¦ Com Gas Storage Water Heater (0.63 UEF - 50 Gal) - Panel Upgrade - ZEAS 2030 - Hot-Dry ¦ PG&E ¦ Hot-Dry | Com ¦ Com Gas Storage Water Heater (0.63 UEF - 50 Gal) - Panel Upgrade - ZEAS 2030 - Hot-Dry | PG&E ¦ Hot-Dry | PG&E | All | Electric & Gas | Gas Storage WH (0.63 UEF - 50 Gal) | Average Existing and Code |  | 2030 | 1 | Conventional | WaterHeat | Com - College | Com | ROB and NEW | 0 | 1000 sqft2 of floor space | 1000 sqft served | 13 | DEER:Indoor_CFL_Ltg | 0 | 0 | 0 | SWWH027-05 | 122.0061 | 2024 | 74.4043 | 2024 | 0 | 0 | SWWH027-05 | Com Small Gas Water Heaters - Panel Upgrade - ZEAS 2030 - Hot-Dry ¦ PG&E ¦ Hot-Dry | Com Small Gas Water Heaters - Panel Upgrade - ZEAS 2030 - Hot-Dry | 0.74815 | 0.453 | 0.95 | CBSA 2019 | 0 | 2012 | 1 | SWWH027-05
COM-WATERHEAT-FS-PU-10-ZEAS.14 | Com ¦ Com Gas Storage Water Heater (0.63 UEF - 50 Gal) - Panel Upgrade - ZEAS 2030 - Hot-Dry ¦ PG&E ¦ Hot-Dry | Com ¦ Com Gas Storage Water Heater (0.63 UEF - 50 Gal) - Panel Upgrade - ZEAS 2030 - Hot-Dry | PG&E ¦ Hot-Dry | PG&E | All | Electric & Gas | Gas Storage WH (0.63 UEF - 50 Gal) | Average Existing and Code |  | 2030 | 1 | Conventional | WaterHeat | Com - Grocery | Com | ROB and NEW | 0 | 1000 sqft2 of floor space | 1000 sqft served | 13 | DEER:Indoor_CFL_Ltg | 0 | 0 | 0 | SWWH027-05 | 101.241 | 2024 | 61.7409 | 2024 | 0 | 0 | SWWH027-05 | Com Small Gas Water Heaters - Panel Upgrade - ZEAS 2030 - Hot-Dry ¦ PG&E ¦ Hot-Dry | Com Small Gas Water Heaters - Panel Upgrade - ZEAS 2030 - Hot-Dry | 0.59609 | 0.453 | 0.95 | CBSA 2019 | 0 | 2012 | 1 | SWWH027-05
COM-WATERHEAT-FS-PU-10-ZEAS.15 | Com ¦ Com Gas Storage Water Heater (0.63 UEF - 50 Gal) - Panel Upgrade - ZEAS 2030 - Hot-Dry ¦ PG&E ¦ Hot-Dry | Com ¦ Com Gas Storage Water Heater (0.63 UEF - 50 Gal) - Panel Upgrade - ZEAS 2030 - Hot-Dry | PG&E ¦ Hot-Dry | PG&E | All | Electric & Gas | Gas Storage WH (0.63 UEF - 50 Gal) | Average Existing and Code |  | 2030 | 1 | Conventional | WaterHeat | Com - Health | Com | ROB and NEW | 0 | 1000 sqft2 of floor space | 1000 sqft served | 13 | DEER:Indoor_CFL_Ltg | 0 | 0 | 0 | SWWH027-05 | 184.799 | 2024 | 112.698 | 2024 | 0 | 0 | SWWH027-05 | Com Small Gas Water Heaters - Panel Upgrade - ZEAS 2030 - Hot-Dry ¦ PG&E ¦ Hot-Dry | Com Small Gas Water Heaters - Panel Upgrade - ZEAS 2030 - Hot-Dry | 0.52611 | 0.453 | 0.95 | CBSA 2019 | 0 | 2012 | 1 | SWWH027-05
COM-WATERHEAT-FS-PU-10-ZEAS.16 | Com ¦ Com Gas Storage Water Heater (0.63 UEF - 50 Gal) - Panel Upgrade - ZEAS 2030 - Hot-Dry ¦ PG&E ¦ Hot-Dry | Com ¦ Com Gas Storage Water Heater (0.63 UEF - 50 Gal) - Panel Upgrade - ZEAS 2030 - Hot-Dry | PG&E ¦ Hot-Dry | PG&E | All | Electric & Gas | Gas Storage WH (0.63 UEF - 50 Gal) | Average Existing and Code |  | 2030 | 1 | Conventional | WaterHeat | Com - Lodging | Com | ROB and NEW | 0 | 1000 sqft2 of floor space | 1000 sqft served | 13 | DEER:Indoor_CFL_Ltg | 0 | 0 | 0 | SWWH027-05 | 116.2771 | 2024 | 70.9106 | 2024 | 0 | 0 | SWWH027-05 | Com Small Gas Water Heaters - Panel Upgrade - ZEAS 2030 - Hot-Dry ¦ PG&E ¦ Hot-Dry | Com Small Gas Water Heaters - Panel Upgrade - ZEAS 2030 - Hot-Dry | 0.73871 | 0.453 | 0.95 | CBSA 2019 | 0 | 2012 | 1 | SWWH027-05
COM-WATERHEAT-FS-PU-10-ZEAS.17 | Com ¦ Com Gas Storage Water Heater (0.63 UEF - 50 Gal) - Panel Upgrade - ZEAS 2030 - Hot-Dry ¦ PG&E ¦ Hot-Dry | Com ¦ Com Gas Storage Water Heater (0.63 UEF - 50 Gal) - Panel Upgrade - ZEAS 2030 - Hot-Dry | PG&E ¦ Hot-Dry | PG&E | All | Electric & Gas | Gas Storage WH (0.63 UEF - 50 Gal) | Average Existing and Code |  | 2030 | 1 | Conventional | WaterHeat | Com - Office (Large) | Com | ROB and NEW | 0 | 1000 sqft2 of floor space | 1000 sqft served | 13 | DEER:Indoor_CFL_Ltg | 0 | 0 | 0 | SWWH027-05 | 37.9654 | 2024 | 23.1528 | 2024 | 0 | 0 | SWWH027-05 | Com Small Gas Water Heaters - Panel Upgrade - ZEAS 2030 - Hot-Dry ¦ PG&E ¦ Hot-Dry | Com Small Gas Water Heaters - Panel Upgrade - ZEAS 2030 - Hot-Dry | 0.46177 | 0.453 | 0.95 | CBSA 2019 | 0 | 2012 | 1 | SWWH027-05
COM-WATERHEAT-FS-PU-10-ZEAS.18 | Com ¦ Com Gas Storage Water Heater (0.63 UEF - 50 Gal) - Panel Upgrade - ZEAS 2030 - Hot-Dry ¦ PG&E ¦ Hot-Dry | Com ¦ Com Gas Storage Water Heater (0.63 UEF - 50 Gal) - Panel Upgrade - ZEAS 2030 - Hot-Dry | PG&E ¦ Hot-Dry | PG&E | All | Electric & Gas | Gas Storage WH (0.63 UEF - 50 Gal) | Average Existing and Code |  | 2030 | 1 | Conventional | WaterHeat | Com - Office (Small) | Com | ROB and NEW | 0 | 1000 sqft2 of floor space | 1000 sqft served | 13 | DEER:Indoor_CFL_Ltg | 0 | 0 | 0 | SWWH027-05 | 37.9654 | 2024 | 23.1528 | 2024 | 0 | 0 | SWWH027-05 | Com Small Gas Water Heaters - Panel Upgrade - ZEAS 2030 - Hot-Dry ¦ PG&E ¦ Hot-Dry | Com Small Gas Water Heaters - Panel Upgrade - ZEAS 2030 - Hot-Dry | 0.46177 | 0.453 | 0.95 | CBSA 2019 | 0 | 2012 | 1 | SWWH027-05
COM-WATERHEAT-FS-PU-10-ZEAS.19 | Com ¦ Com Gas Storage Water Heater (0.63 UEF - 50 Gal) - Panel Upgrade - ZEAS 2030 - Hot-Dry ¦ PG&E ¦ Hot-Dry | Com ¦ Com Gas Storage Water Heater (0.63 UEF - 50 Gal) - Panel Upgrade - ZEAS 2030 - Hot-Dry | PG&E ¦ Hot-Dry | PG&E | All | Electric & Gas | Gas Storage WH (0.63 UEF - 50 Gal) | Average Existing and Code |  | 2030 | 1 | Conventional | WaterHeat | Com - Other | Com | ROB and NEW | 0 | 1000 sqft2 of floor space | 1000 sqft served | 13 | DEER:Indoor_CFL_Ltg | 0 | 0 | 0 | SWWH027-05 | 313.9943 | 2024 | 191.4867 | 2024 | 0 | 0 | SWWH027-05 | Com Small Gas Water Heaters - Panel Upgrade - ZEAS 2030 - Hot-Dry ¦ PG&E ¦ Hot-Dry | Com Small Gas Water Heaters - Panel Upgrade - ZEAS 2030 - Hot-Dry | 0.5433 | 0.453 | 0.95 | CBSA 2019 | 0 | 2012 | 1 | SWWH027-05
COM-WATERHEAT-FS-PU-10-ZEAS.20 | Com ¦ Com Gas Storage Water Heater (0.63 UEF - 50 Gal) - Panel Upgrade - ZEAS 2030 - Hot-Dry ¦ PG&E ¦ Hot-Dry | Com ¦ Com Gas Storage Water Heater (0.63 UEF - 50 Gal) - Panel Upgrade - ZEAS 2030 - Hot-Dry | PG&E ¦ Hot-Dry | PG&E | All | Electric & Gas | Gas Storage WH (0.63 UEF - 50 Gal) | Average Existing and Code |  | 2030 | 1 | Conventional | WaterHeat | Com - Refrig. Warehouse | Com | ROB and NEW | 0 | 1000 sqft2 of floor space | 1000 sqft served | 13 | DEER:Indoor_CFL_Ltg | 0 | 0 | 0 | SWWH027-05 | 17.5552 | 2024 | 10.7059 | 2024 | 0 | 0 | SWWH027-05 | Com Small Gas Water Heaters - Panel Upgrade - ZEAS 2030 - Hot-Dry ¦ PG&E ¦ Hot-Dry | Com Small Gas Water Heaters - Panel Upgrade - ZEAS 2030 - Hot-Dry | 0.22621 | 0.453 | 0.95 | CBSA 2019 | 0 | 2012 | 1 | SWWH027-05
COM-WATERHEAT-FS-PU-10-ZEAS.21 | Com ¦ Com Gas Storage Water Heater (0.63 UEF - 50 Gal) - Panel Upgrade - ZEAS 2030 - Hot-Dry ¦ PG&E ¦ Hot-Dry | Com ¦ Com Gas Storage Water Heater (0.63 UEF - 50 Gal) - Panel Upgrade - ZEAS 2030 - Hot-Dry | PG&E ¦ Hot-Dry | PG&E | All | Electric & Gas | Gas Storage WH (0.63 UEF - 50 Gal) | Average Existing and Code |  | 2030 | 1 | Conventional | WaterHeat | Com - Restaurant | Com | ROB and NEW | 0 | 1000 sqft2 of floor space | 1000 sqft served | 13 | DEER:Indoor_CFL_Ltg | 0 | 0 | 0 | SWWH027-05 | 1644.6494 | 2024 | 1002.975 | 2024 | 0 | 0 | SWWH027-05 | Com Small Gas Water Heaters - Panel Upgrade - ZEAS 2030 - Hot-Dry ¦ PG&E ¦ Hot-Dry | Com Small Gas Water Heaters - Panel Upgrade - ZEAS 2030 - Hot-Dry | 0.79319 | 0.453 | 0.95 | CBSA 2019 | 0 | 2012 | 1 | SWWH027-05
COM-WATERHEAT-FS-PU-10-ZEAS.22 | Com ¦ Com Gas Storage Water Heater (0.63 UEF - 50 Gal) - Panel Upgrade - ZEAS 2030 - Hot-Dry ¦ PG&E ¦ Hot-Dry | Com ¦ Com Gas Storage Water Heater (0.63 UEF - 50 Gal) - Panel Upgrade - ZEAS 2030 - Hot-Dry | PG&E ¦ Hot-Dry | PG&E | All | Electric & Gas | Gas Storage WH (0.63 UEF - 50 Gal) | Average Existing and Code |  | 2030 | 1 | Conventional | WaterHeat | Com - Retail | Com | ROB and NEW | 0 | 1000 sqft2 of floor space | 1000 sqft served | 13 | DEER:Indoor_CFL_Ltg | 0 | 0 | 0 | SWWH027-05 | 23.5157 | 2024 | 14.3408 | 2024 | 0 | 0 | SWWH027-05 | Com Small Gas Water Heaters - Panel Upgrade - ZEAS 2030 - Hot-Dry ¦ PG&E ¦ Hot-Dry | Com Small Gas Water Heaters - Panel Upgrade - ZEAS 2030 - Hot-Dry | 0.40063 | 0.453 | 0.95 | CBSA 2019 | 0 | 2012 | 1 | SWWH027-05
COM-WATERHEAT-FS-PU-10-ZEAS.23 | Com ¦ Com Gas Storage Water Heater (0.63 UEF - 50 Gal) - Panel Upgrade - ZEAS 2030 - Hot-Dry ¦ PG&E ¦ Hot-Dry | Com ¦ Com Gas Storage Water Heater (0.63 UEF - 50 Gal) - Panel Upgrade - ZEAS 2030 - Hot-Dry | PG&E ¦ Hot-Dry | PG&E | All | Electric & Gas | Gas Storage WH (0.63 UEF - 50 Gal) | Average Existing and Code |  | 2030 | 1 | Conventional | WaterHeat | Com - School | Com | ROB and NEW | 0 | 1000 sqft2 of floor space | 1000 sqft served | 13 | DEER:Indoor_CFL_Ltg | 0 | 0 | 0 | SWWH027-05 | 193.7077 | 2024 | 118.1309 | 2024 | 0 | 0 | SWWH027-05 | Com Small Gas Water Heaters - Panel Upgrade - ZEAS 2030 - Hot-Dry ¦ PG&E ¦ Hot-Dry | Com Small Gas Water Heaters - Panel Upgrade - ZEAS 2030 - Hot-Dry | 0.76922 | 0.453 | 0.95 | CBSA 2019 | 0 | 2012 | 1 | SWWH027-05
COM-WATERHEAT-FS-PU-10-ZEAS.24 | Com ¦ Com Gas Storage Water Heater (0.63 UEF - 50 Gal) - Panel Upgrade - ZEAS 2030 - Hot-Dry ¦ PG&E ¦ Hot-Dry | Com ¦ Com Gas Storage Water Heater (0.63 UEF - 50 Gal) - Panel Upgrade - ZEAS 2030 - Hot-Dry | PG&E ¦ Hot-Dry | PG&E | All | Electric & Gas | Gas Storage WH (0.63 UEF - 50 Gal) | Average Existing and Code |  | 2030 | 1 | Conventional | WaterHeat | Com - Warehouse | Com | ROB and NEW | 0 | 1000 sqft2 of floor space | 1000 sqft served | 13 | DEER:Indoor_CFL_Ltg | 0 | 0 | 0 | SWWH027-05 | 3.511 | 2024 | 2.1412 | 2024 | 0 | 0 | SWWH027-05 | Com Small Gas Water Heaters - Panel Upgrade - ZEAS 2030 - Hot-Dry ¦ PG&E ¦ Hot-Dry | Com Small Gas Water Heaters - Panel Upgrade - ZEAS 2030 - Hot-Dry | 0.1976 | 0.453 | 0.95 | CBSA 2019 | 0 | 2012 | 1 | SWWH027-05
COM-WATERHEAT-FS-PU-10-ZEAS.25 | Com ¦ Com Gas Storage Water Heater (0.63 UEF - 50 Gal) - Panel Upgrade - ZEAS 2030 - Cold ¦ PG&E ¦ Cold | Com ¦ Com Gas Storage Water Heater (0.63 UEF - 50 Gal) - Panel Upgrade - ZEAS 2030 - Cold | PG&E ¦ Cold | PG&E | All | Electric & Gas | Gas Storage WH (0.63 UEF - 50 Gal) | Average Existing and Code |  | 2030 | 1 | Conventional | WaterHeat | Com - College | Com | ROB and NEW | 0 | 1000 sqft2 of floor space | 1000 sqft served | 13 | DEER:Indoor_CFL_Ltg | 0 | 0 | 0 | SWWH027-05 | 244.0121 | 2024 | 148.8087 | 2024 | 0 | 0 | SWWH027-05 | Com Small Gas Water Heaters - Panel Upgrade - ZEAS 2030 - Cold ¦ PG&E ¦ Cold | Com Small Gas Water Heaters - Panel Upgrade - ZEAS 2030 - Cold | 0.74815 | 0.453 | 0.95 | CBSA 2019 | 0 | 2012 | 1 | SWWH027-05
COM-WATERHEAT-FS-PU-10-ZEAS.26 | Com ¦ Com Gas Storage Water Heater (0.63 UEF - 50 Gal) - Panel Upgrade - ZEAS 2030 - Cold ¦ PG&E ¦ Cold | Com ¦ Com Gas Storage Water Heater (0.63 UEF - 50 Gal) - Panel Upgrade - ZEAS 2030 - Cold | PG&E ¦ Cold | PG&E | All | Electric & Gas | Gas Storage WH (0.63 UEF - 50 Gal) | Average Existing and Code |  | 2030 | 1 | Conventional | WaterHeat | Com - Grocery | Com | ROB and NEW | 0 | 1000 sqft2 of floor space | 1000 sqft served | 13 | DEER:Indoor_CFL_Ltg | 0 | 0 | 0 | SWWH027-05 | 202.482 | 2024 | 123.4818 | 2024 | 0 | 0 | SWWH027-05 | Com Small Gas Water Heaters - Panel Upgrade - ZEAS 2030 - Cold ¦ PG&E ¦ Cold | Com Small Gas Water Heaters - Panel Upgrade - ZEAS 2030 - Cold | 0.59609 | 0.453 | 0.95 | CBSA 2019 | 0 | 2012 | 1 | SWWH027-05
COM-WATERHEAT-FS-PU-10-ZEAS.27 | Com ¦ Com Gas Storage Water Heater (0.63 UEF - 50 Gal) - Panel Upgrade - ZEAS 2030 - Cold ¦ PG&E ¦ Cold | Com ¦ Com Gas Storage Water Heater (0.63 UEF - 50 Gal) - Panel Upgrade - ZEAS 2030 - Cold | PG&E ¦ Cold | PG&E | All | Electric & Gas | Gas Storage WH (0.63 UEF - 50 Gal) | Average Existing and Code |  | 2030 | 1 | Conventional | WaterHeat | Com - Health | Com | ROB and NEW | 0 | 1000 sqft2 of floor space | 1000 sqft served | 13 | DEER:Indoor_CFL_Ltg | 0 | 0 | 0 | SWWH027-05 | 369.598 | 2024 | 225.3961 | 2024 | 0 | 0 | SWWH027-05 | Com Small Gas Water Heaters - Panel Upgrade - ZEAS 2030 - Cold ¦ PG&E ¦ Cold | Com Small Gas Water Heaters - Panel Upgrade - ZEAS 2030 - Cold | 0.52611 | 0.453 | 0.95 | CBSA 2019 | 0 | 2012 | 1 | SWWH027-05
COM-WATERHEAT-FS-PU-10-ZEAS.28 | Com ¦ Com Gas Storage Water Heater (0.63 UEF - 50 Gal) - Panel Upgrade - ZEAS 2030 - Cold ¦ PG&E ¦ Cold | Com ¦ Com Gas Storage Water Heater (0.63 UEF - 50 Gal) - Panel Upgrade - ZEAS 2030 - Cold | PG&E ¦ Cold | PG&E | All | Electric & Gas | Gas Storage WH (0.63 UEF - 50 Gal) | Average Existing and Code |  | 2030 | 1 | Conventional | WaterHeat | Com - Lodging | Com | ROB and NEW | 0 | 1000 sqft2 of floor space | 1000 sqft served | 13 | DEER:Indoor_CFL_Ltg | 0 | 0 | 0 | SWWH027-05 | 232.5542 | 2024 | 141.8212 | 2024 | 0 | 0 | SWWH027-05 | Com Small Gas Water Heaters - Panel Upgrade - ZEAS 2030 - Cold ¦ PG&E ¦ Cold | Com Small Gas Water Heaters - Panel Upgrade - ZEAS 2030 - Cold | 0.73871 | 0.453 | 0.95 | CBSA 2019 | 0 | 2012 | 1 | SWWH027-05
COM-WATERHEAT-FS-PU-10-ZEAS.29 | Com ¦ Com Gas Storage Water Heater (0.63 UEF - 50 Gal) - Panel Upgrade - ZEAS 2030 - Cold ¦ PG&E ¦ Cold | Com ¦ Com Gas Storage Water Heater (0.63 UEF - 50 Gal) - Panel Upgrade - ZEAS 2030 - Cold | PG&E ¦ Cold | PG&E | All | Electric & Gas | Gas Storage WH (0.63 UEF - 50 Gal) | Average Existing and Code |  | 2030 | 1 | Conventional | WaterHeat | Com - Office (Large) | Com | ROB and NEW | 0 | 1000 sqft2 of floor space | 1000 sqft served | 13 | DEER:Indoor_CFL_Ltg | 0 | 0 | 0 | SWWH027-05 | 75.9307 | 2024 | 46.3057 | 2024 | 0 | 0 | SWWH027-05 | Com Small Gas Water Heaters - Panel Upgrade - ZEAS 2030 - Cold ¦ PG&E ¦ Cold | Com Small Gas Water Heaters - Panel Upgrade - ZEAS 2030 - Cold | 0.46177 | 0.453 | 0.95 | CBSA 2019 | 0 | 2012 | 1 | SWWH027-05
COM-WATERHEAT-FS-PU-10-ZEAS.30 | Com ¦ Com Gas Storage Water Heater (0.63 UEF - 50 Gal) - Panel Upgrade - ZEAS 2030 - Cold ¦ PG&E ¦ Cold | Com ¦ Com Gas Storage Water Heater (0.63 UEF - 50 Gal) - Panel Upgrade - ZEAS 2030 - Cold | PG&E ¦ Cold | PG&E | All | Electric & Gas | Gas Storage WH (0.63 UEF - 50 Gal) | Average Existing and Code |  | 2030 | 1 | Conventional | WaterHeat | Com - Office (Small) | Com | ROB and NEW | 0 | 1000 sqft2 of floor space | 1000 sqft served | 13 | DEER:Indoor_CFL_Ltg | 0 | 0 | 0 | SWWH027-05 | 75.9307 | 2024 | 46.3057 | 2024 | 0 | 0 | SWWH027-05 | Com Small Gas Water Heaters - Panel Upgrade - ZEAS 2030 - Cold ¦ PG&E ¦ Cold | Com Small Gas Water Heaters - Panel Upgrade - ZEAS 2030 - Cold | 0.46177 | 0.453 | 0.95 | CBSA 2019 | 0 | 2012 | 1 | SWWH027-05
COM-WATERHEAT-FS-PU-10-ZEAS.31 | Com ¦ Com Gas Storage Water Heater (0.63 UEF - 50 Gal) - Panel Upgrade - ZEAS 2030 - Cold ¦ PG&E ¦ Cold | Com ¦ Com Gas Storage Water Heater (0.63 UEF - 50 Gal) - Panel Upgrade - ZEAS 2030 - Cold | PG&E ¦ Cold | PG&E | All | Electric & Gas | Gas Storage WH (0.63 UEF - 50 Gal) | Average Existing and Code |  | 2030 | 1 | Conventional | WaterHeat | Com - Other | Com | ROB and NEW | 0 | 1000 sqft2 of floor space | 1000 sqft served | 13 | DEER:Indoor_CFL_Ltg | 0 | 0 | 0 | SWWH027-05 | 627.9886 | 2024 | 382.9733 | 2024 | 0 | 0 | SWWH027-05 | Com Small Gas Water Heaters - Panel Upgrade - ZEAS 2030 - Cold ¦ PG&E ¦ Cold | Com Small Gas Water Heaters - Panel Upgrade - ZEAS 2030 - Cold | 0.5433 | 0.453 | 0.95 | CBSA 2019 | 0 | 2012 | 1 | SWWH027-05
COM-WATERHEAT-FS-PU-10-ZEAS.32 | Com ¦ Com Gas Storage Water Heater (0.63 UEF - 50 Gal) - Panel Upgrade - ZEAS 2030 - Cold ¦ PG&E ¦ Cold | Com ¦ Com Gas Storage Water Heater (0.63 UEF - 50 Gal) - Panel Upgrade - ZEAS 2030 - Cold | PG&E ¦ Cold | PG&E | All | Electric & Gas | Gas Storage WH (0.63 UEF - 50 Gal) | Average Existing and Code |  | 2030 | 1 | Conventional | WaterHeat | Com - Refrig. Warehouse | Com | ROB and NEW | 0 | 1000 sqft2 of floor space | 1000 sqft served | 13 | DEER:Indoor_CFL_Ltg | 0 | 0 | 0 | SWWH027-05 | 35.1104 | 2024 | 21.4118 | 2024 | 0 | 0 | SWWH027-05 | Com Small Gas Water Heaters - Panel Upgrade - ZEAS 2030 - Cold ¦ PG&E ¦ Cold | Com Small Gas Water Heaters - Panel Upgrade - ZEAS 2030 - Cold | 0.22621 | 0.453 | 0.95 | CBSA 2019 | 0 | 2012 | 1 | SWWH027-05
COM-WATERHEAT-FS-PU-10-ZEAS.33 | Com ¦ Com Gas Storage Water Heater (0.63 UEF - 50 Gal) - Panel Upgrade - ZEAS 2030 - Cold ¦ PG&E ¦ Cold | Com ¦ Com Gas Storage Water Heater (0.63 UEF - 50 Gal) - Panel Upgrade - ZEAS 2030 - Cold | PG&E ¦ Cold | PG&E | All | Electric & Gas | Gas Storage WH (0.63 UEF - 50 Gal) | Average Existing and Code |  | 2030 | 1 | Conventional | WaterHeat | Com - Restaurant | Com | ROB and NEW | 0 | 1000 sqft2 of floor space | 1000 sqft served | 13 | DEER:Indoor_CFL_Ltg | 0 | 0 | 0 | SWWH027-05 | 3289.2989 | 2024 | 2005.9501 | 2024 | 0 | 0 | SWWH027-05 | Com Small Gas Water Heaters - Panel Upgrade - ZEAS 2030 - Cold ¦ PG&E ¦ Cold | Com Small Gas Water Heaters - Panel Upgrade - ZEAS 2030 - Cold | 0.79319 | 0.453 | 0.95 | CBSA 2019 | 0 | 2012 | 1 | SWWH027-05
COM-WATERHEAT-FS-PU-10-ZEAS.34 | Com ¦ Com Gas Storage Water Heater (0.63 UEF - 50 Gal) - Panel Upgrade - ZEAS 2030 - Cold ¦ PG&E ¦ Cold | Com ¦ Com Gas Storage Water Heater (0.63 UEF - 50 Gal) - Panel Upgrade - ZEAS 2030 - Cold | PG&E ¦ Cold | PG&E | All | Electric & Gas | Gas Storage WH (0.63 UEF - 50 Gal) | Average Existing and Code |  | 2030 | 1 | Conventional | WaterHeat | Com - Retail | Com | ROB and NEW | 0 | 1000 sqft2 of floor space | 1000 sqft served | 13 | DEER:Indoor_CFL_Ltg | 0 | 0 | 0 | SWWH027-05 | 47.0314 | 2024 | 28.6817 | 2024 | 0 | 0 | SWWH027-05 | Com Small Gas Water Heaters - Panel Upgrade - ZEAS 2030 - Cold ¦ PG&E ¦ Cold | Com Small Gas Water Heaters - Panel Upgrade - ZEAS 2030 - Cold | 0.40063 | 0.453 | 0.95 | CBSA 2019 | 0 | 2012 | 1 | SWWH027-05
COM-WATERHEAT-FS-PU-10-ZEAS.35 | Com ¦ Com Gas Storage Water Heater (0.63 UEF - 50 Gal) - Panel Upgrade - ZEAS 2030 - Cold ¦ PG&E ¦ Cold | Com ¦ Com Gas Storage Water Heater (0.63 UEF - 50 Gal) - Panel Upgrade - ZEAS 2030 - Cold | PG&E ¦ Cold | PG&E | All | Electric & Gas | Gas Storage WH (0.63 UEF - 50 Gal) | Average Existing and Code |  | 2030 | 1 | Conventional | WaterHeat | Com - School | Com | ROB and NEW | 0 | 1000 sqft2 of floor space | 1000 sqft served | 13 | DEER:Indoor_CFL_Ltg | 0 | 0 | 0 | SWWH027-05 | 387.4154 | 2024 | 236.2619 | 2024 | 0 | 0 | SWWH027-05 | Com Small Gas Water Heaters - Panel Upgrade - ZEAS 2030 - Cold ¦ PG&E ¦ Cold | Com Small Gas Water Heaters - Panel Upgrade - ZEAS 2030 - Cold | 0.76922 | 0.453 | 0.95 | CBSA 2019 | 0 | 2012 | 1 | SWWH027-05
COM-WATERHEAT-FS-PU-10-ZEAS.36 | Com ¦ Com Gas Storage Water Heater (0.63 UEF - 50 Gal) - Panel Upgrade - ZEAS 2030 - Cold ¦ PG&E ¦ Cold | Com ¦ Com Gas Storage Water Heater (0.63 UEF - 50 Gal) - Panel Upgrade - ZEAS 2030 - Cold | PG&E ¦ Cold | PG&E | All | Electric & Gas | Gas Storage WH (0.63 UEF - 50 Gal) | Average Existing and Code |  | 2030 | 1 | Conventional | WaterHeat | Com - Warehouse | Com | ROB and NEW | 0 | 1000 sqft2 of floor space | 1000 sqft served | 13 | DEER:Indoor_CFL_Ltg | 0 | 0 | 0 | SWWH027-05 | 7.0221 | 2024 | 4.2824 | 2024 | 0 | 0 | SWWH027-05 | Com Small Gas Water Heaters - Panel Upgrade - ZEAS 2030 - Cold ¦ PG&E ¦ Cold | Com Small Gas Water Heaters - Panel Upgrade - ZEAS 2030 - Cold | 0.1976 | 0.453 | 0.95 | CBSA 2019 | 0 | 2012 | 1 | SWWH027-05
COM-WATERHEAT-FS-PU-10-ZEAS.37 | Com ¦ Com Gas Storage Water Heater (0.63 UEF - 50 Gal) - Panel Upgrade - ZEAS 2030 - Marine ¦ SCG ¦ Marine | Com ¦ Com Gas Storage Water Heater (0.63 UEF - 50 Gal) - Panel Upgrade - ZEAS 2030 - Marine | SCG ¦ Marine | SCG | All | Electric & Gas | Gas Storage WH (0.63 UEF - 50 Gal) | Average Existing and Code |  | 2030 | 1 | Conventional | WaterHeat | Com - College | Com | ROB and NEW | 0 | 1000 sqft2 of floor space | 1000 sqft served | 13 | DEER:Indoor_CFL_Ltg | 0 | 0 | 0 | SWWH027-05 | 244.0121 | 2024 | 148.8087 | 2024 | 0 | 0 | SWWH027-05 | Com Small Gas Water Heaters - Panel Upgrade - ZEAS 2030 - Marine ¦ SCG ¦ Marine | Com Small Gas Water Heaters - Panel Upgrade - ZEAS 2030 - Marine | 0.74815 | 0.453 | 0.95 | CBSA 2019 | 0 | 2012 | 1 | SWWH027-05
COM-WATERHEAT-FS-PU-10-ZEAS.38 | Com ¦ Com Gas Storage Water Heater (0.63 UEF - 50 Gal) - Panel Upgrade - ZEAS 2030 - Marine ¦ SCG ¦ Marine | Com ¦ Com Gas Storage Water Heater (0.63 UEF - 50 Gal) - Panel Upgrade - ZEAS 2030 - Marine | SCG ¦ Marine | SCG | All | Electric & Gas | Gas Storage WH (0.63 UEF - 50 Gal) | Average Existing and Code |  | 2030 | 1 | Conventional | WaterHeat | Com - Grocery | Com | ROB and NEW | 0 | 1000 sqft2 of floor space | 1000 sqft served | 13 | DEER:Indoor_CFL_Ltg | 0 | 0 | 0 | SWWH027-05 | 202.482 | 2024 | 123.4818 | 2024 | 0 | 0 | SWWH027-05 | Com Small Gas Water Heaters - Panel Upgrade - ZEAS 2030 - Marine ¦ SCG ¦ Marine | Com Small Gas Water Heaters - Panel Upgrade - ZEAS 2030 - Marine | 0.59609 | 0.453 | 0.95 | CBSA 2019 | 0 | 2012 | 1 | SWWH027-05
COM-WATERHEAT-FS-PU-10-ZEAS.39 | Com ¦ Com Gas Storage Water Heater (0.63 UEF - 50 Gal) - Panel Upgrade - ZEAS 2030 - Marine ¦ SCG ¦ Marine | Com ¦ Com Gas Storage Water Heater (0.63 UEF - 50 Gal) - Panel Upgrade - ZEAS 2030 - Marine | SCG ¦ Marine | SCG | All | Electric & Gas | Gas Storage WH (0.63 UEF - 50 Gal) | Average Existing and Code |  | 2030 | 1 | Conventional | WaterHeat | Com - Health | Com | ROB and NEW | 0 | 1000 sqft2 of floor space | 1000 sqft served | 13 | DEER:Indoor_CFL_Ltg | 0 | 0 | 0 | SWWH027-05 | 369.598 | 2024 | 225.3961 | 2024 | 0 | 0 | SWWH027-05 | Com Small Gas Water Heaters - Panel Upgrade - ZEAS 2030 - Marine ¦ SCG ¦ Marine | Com Small Gas Water Heaters - Panel Upgrade - ZEAS 2030 - Marine | 0.52611 | 0.453 | 0.95 | CBSA 2019 | 0 | 2012 | 1 | SWWH027-05
COM-WATERHEAT-FS-PU-10-ZEAS.40 | Com ¦ Com Gas Storage Water Heater (0.63 UEF - 50 Gal) - Panel Upgrade - ZEAS 2030 - Marine ¦ SCG ¦ Marine | Com ¦ Com Gas Storage Water Heater (0.63 UEF - 50 Gal) - Panel Upgrade - ZEAS 2030 - Marine | SCG ¦ Marine | SCG | All | Electric & Gas | Gas Storage WH (0.63 UEF - 50 Gal) | Average Existing and Code |  | 2030 | 1 | Conventional | WaterHeat | Com - Lodging | Com | ROB and NEW | 0 | 1000 sqft2 of floor space | 1000 sqft served | 13 | DEER:Indoor_CFL_Ltg | 0 | 0 | 0 | SWWH027-05 | 232.5542 | 2024 | 141.8212 | 2024 | 0 | 0 | SWWH027-05 | Com Small Gas Water Heaters - Panel Upgrade - ZEAS 2030 - Marine ¦ SCG ¦ Marine | Com Small Gas Water Heaters - Panel Upgrade - ZEAS 2030 - Marine | 0.73871 | 0.453 | 0.95 | CBSA 2019 | 0 | 2012 | 1 | SWWH027-05
COM-WATERHEAT-FS-PU-10-ZEAS.41 | Com ¦ Com Gas Storage Water Heater (0.63 UEF - 50 Gal) - Panel Upgrade - ZEAS 2030 - Marine ¦ SCG ¦ Marine | Com ¦ Com Gas Storage Water Heater (0.63 UEF - 50 Gal) - Panel Upgrade - ZEAS 2030 - Marine | SCG ¦ Marine | SCG | All | Electric & Gas | Gas Storage WH (0.63 UEF - 50 Gal) | Average Existing and Code |  | 2030 | 1 | Conventional | WaterHeat | Com - Office (Large) | Com | ROB and NEW | 0 | 1000 sqft2 of floor space | 1000 sqft served | 13 | DEER:Indoor_CFL_Ltg | 0 | 0 | 0 | SWWH027-05 | 75.9307 | 2024 | 46.3057 | 2024 | 0 | 0 | SWWH027-05 | Com Small Gas Water Heaters - Panel Upgrade - ZEAS 2030 - Marine ¦ SCG ¦ Marine | Com Small Gas Water Heaters - Panel Upgrade - ZEAS 2030 - Marine | 0.46177 | 0.453 | 0.95 | CBSA 2019 | 0 | 2012 | 1 | SWWH027-05
COM-WATERHEAT-FS-PU-10-ZEAS.42 | Com ¦ Com Gas Storage Water Heater (0.63 UEF - 50 Gal) - Panel Upgrade - ZEAS 2030 - Marine ¦ SCG ¦ Marine | Com ¦ Com Gas Storage Water Heater (0.63 UEF - 50 Gal) - Panel Upgrade - ZEAS 2030 - Marine | SCG ¦ Marine | SCG | All | Electric & Gas | Gas Storage WH (0.63 UEF - 50 Gal) | Average Existing and Code |  | 2030 | 1 | Conventional | WaterHeat | Com - Office (Small) | Com | ROB and NEW | 0 | 1000 sqft2 of floor space | 1000 sqft served | 13 | DEER:Indoor_CFL_Ltg | 0 | 0 | 0 | SWWH027-05 | 75.9307 | 2024 | 46.3057 | 2024 | 0 | 0 | SWWH027-05 | Com Small Gas Water Heaters - Panel Upgrade - ZEAS 2030 - Marine ¦ SCG ¦ Marine | Com Small Gas Water Heaters - Panel Upgrade - ZEAS 2030 - Marine | 0.46177 | 0.453 | 0.95 | CBSA 2019 | 0 | 2012 | 1 | SWWH027-05
COM-WATERHEAT-FS-PU-10-ZEAS.43 | Com ¦ Com Gas Storage Water Heater (0.63 UEF - 50 Gal) - Panel Upgrade - ZEAS 2030 - Marine ¦ SCG ¦ Marine | Com ¦ Com Gas Storage Water Heater (0.63 UEF - 50 Gal) - Panel Upgrade - ZEAS 2030 - Marine | SCG ¦ Marine | SCG | All | Electric & Gas | Gas Storage WH (0.63 UEF - 50 Gal) | Average Existing and Code |  | 2030 | 1 | Conventional | WaterHeat | Com - Other | Com | ROB and NEW | 0 | 1000 sqft2 of floor space | 1000 sqft served | 13 | DEER:Indoor_CFL_Ltg | 0 | 0 | 0 | SWWH027-05 | 627.9886 | 2024 | 382.9733 | 2024 | 0 | 0 | SWWH027-05 | Com Small Gas Water Heaters - Panel Upgrade - ZEAS 2030 - Marine ¦ SCG ¦ Marine | Com Small Gas Water Heaters - Panel Upgrade - ZEAS 2030 - Marine | 0.5433 | 0.453 | 0.95 | CBSA 2019 | 0 | 2012 | 1 | SWWH027-05
COM-WATERHEAT-FS-PU-10-ZEAS.44 | Com ¦ Com Gas Storage Water Heater (0.63 UEF - 50 Gal) - Panel Upgrade - ZEAS 2030 - Marine ¦ SCG ¦ Marine | Com ¦ Com Gas Storage Water Heater (0.63 UEF - 50 Gal) - Panel Upgrade - ZEAS 2030 - Marine | SCG ¦ Marine | SCG | All | Electric & Gas | Gas Storage WH (0.63 UEF - 50 Gal) | Average Existing and Code |  | 2030 | 1 | Conventional | WaterHeat | Com - Refrig. Warehouse | Com | ROB and NEW | 0 | 1000 sqft2 of floor space | 1000 sqft served | 13 | DEER:Indoor_CFL_Ltg | 0 | 0 | 0 | SWWH027-05 | 35.1104 | 2024 | 21.4118 | 2024 | 0 | 0 | SWWH027-05 | Com Small Gas Water Heaters - Panel Upgrade - ZEAS 2030 - Marine ¦ SCG ¦ Marine | Com Small Gas Water Heaters - Panel Upgrade - ZEAS 2030 - Marine | 0.22621 | 0.453 | 0.95 | CBSA 2019 | 0 | 2012 | 1 | SWWH027-05
COM-WATERHEAT-FS-PU-10-ZEAS.45 | Com ¦ Com Gas Storage Water Heater (0.63 UEF - 50 Gal) - Panel Upgrade - ZEAS 2030 - Marine ¦ SCG ¦ Marine | Com ¦ Com Gas Storage Water Heater (0.63 UEF - 50 Gal) - Panel Upgrade - ZEAS 2030 - Marine | SCG ¦ Marine | SCG | All | Electric & Gas | Gas Storage WH (0.63 UEF - 50 Gal) | Average Existing and Code |  | 2030 | 1 | Conventional | WaterHeat | Com - Restaurant | Com | ROB and NEW | 0 | 1000 sqft2 of floor space | 1000 sqft served | 13 | DEER:Indoor_CFL_Ltg | 0 | 0 | 0 | SWWH027-05 | 3289.2989 | 2024 | 2005.9501 | 2024 | 0 | 0 | SWWH027-05 | Com Small Gas Water Heaters - Panel Upgrade - ZEAS 2030 - Marine ¦ SCG ¦ Marine | Com Small Gas Water Heaters - Panel Upgrade - ZEAS 2030 - Marine | 0.79319 | 0.453 | 0.95 | CBSA 2019 | 0 | 2012 | 1 | SWWH027-05
COM-WATERHEAT-FS-PU-10-ZEAS.46 | Com ¦ Com Gas Storage Water Heater (0.63 UEF - 50 Gal) - Panel Upgrade - ZEAS 2030 - Marine ¦ SCG ¦ Marine | Com ¦ Com Gas Storage Water Heater (0.63 UEF - 50 Gal) - Panel Upgrade - ZEAS 2030 - Marine | SCG ¦ Marine | SCG | All | Electric & Gas | Gas Storage WH (0.63 UEF - 50 Gal) | Average Existing and Code |  | 2030 | 1 | Conventional | WaterHeat | Com - Retail | Com | ROB and NEW | 0 | 1000 sqft2 of floor space | 1000 sqft served | 13 | DEER:Indoor_CFL_Ltg | 0 | 0 | 0 | SWWH027-05 | 47.0314 | 2024 | 28.6817 | 2024 | 0 | 0 | SWWH027-05 | Com Small Gas Water Heaters - Panel Upgrade - ZEAS 2030 - Marine ¦ SCG ¦ Marine | Com Small Gas Water Heaters - Panel Upgrade - ZEAS 2030 - Marine | 0.40063 | 0.453 | 0.95 | CBSA 2019 | 0 | 2012 | 1 | SWWH027-05
COM-WATERHEAT-FS-PU-10-ZEAS.47 | Com ¦ Com Gas Storage Water Heater (0.63 UEF - 50 Gal) - Panel Upgrade - ZEAS 2030 - Marine ¦ SCG ¦ Marine | Com ¦ Com Gas Storage Water Heater (0.63 UEF - 50 Gal) - Panel Upgrade - ZEAS 2030 - Marine | SCG ¦ Marine | SCG | All | Electric & Gas | Gas Storage WH (0.63 UEF - 50 Gal) | Average Existing and Code |  | 2030 | 1 | Conventional | WaterHeat | Com - School | Com | ROB and NEW | 0 | 1000 sqft2 of floor space | 1000 sqft served | 13 | DEER:Indoor_CFL_Ltg | 0 | 0 | 0 | SWWH027-05 | 387.4154 | 2024 | 236.2619 | 2024 | 0 | 0 | SWWH027-05 | Com Small Gas Water Heaters - Panel Upgrade - ZEAS 2030 - Marine ¦ SCG ¦ Marine | Com Small Gas Water Heaters - Panel Upgrade - ZEAS 2030 - Marine | 0.76922 | 0.453 | 0.95 | CBSA 2019 | 0 | 2012 | 1 | SWWH027-05
COM-WATERHEAT-FS-PU-10-ZEAS.48 | Com ¦ Com Gas Storage Water Heater (0.63 UEF - 50 Gal) - Panel Upgrade - ZEAS 2030 - Marine ¦ SCG ¦ Marine | Com ¦ Com Gas Storage Water Heater (0.63 UEF - 50 Gal) - Panel Upgrade - ZEAS 2030 - Marine | SCG ¦ Marine | SCG | All | Electric & Gas | Gas Storage WH (0.63 UEF - 50 Gal) | Average Existing and Code |  | 2030 | 1 | Conventional | WaterHeat | Com - Warehouse | Com | ROB and NEW | 0 | 1000 sqft2 of floor space | 1000 sqft served | 13 | DEER:Indoor_CFL_Ltg | 0 | 0 | 0 | SWWH027-05 | 7.0221 | 2024 | 4.2824 | 2024 | 0 | 0 | SWWH027-05 | Com Small Gas Water Heaters - Panel Upgrade - ZEAS 2030 - Marine ¦ SCG ¦ Marine | Com Small Gas Water Heaters - Panel Upgrade - ZEAS 2030 - Marine | 0.1976 | 0.453 | 0.95 | CBSA 2019 | 0 | 2012 | 1 | SWWH027-05
COM-WATERHEAT-FS-PU-10-ZEAS.49 | Com ¦ Com Gas Storage Water Heater (0.63 UEF - 50 Gal) - Panel Upgrade - ZEAS 2030 - Hot-Dry ¦ SCG ¦ Hot-Dry | Com ¦ Com Gas Storage Water Heater (0.63 UEF - 50 Gal) - Panel Upgrade - ZEAS 2030 - Hot-Dry | SCG ¦ Hot-Dry | SCG | All | Electric & Gas | Gas Storage WH (0.63 UEF - 50 Gal) | Average Existing and Code |  | 2030 | 1 | Conventional | WaterHeat | Com - College | Com | ROB and NEW | 0 | 1000 sqft2 of floor space | 1000 sqft served | 13 | DEER:Indoor_CFL_Ltg | 0 | 0 | 0 | SWWH027-05 | 122.0061 | 2024 | 74.4043 | 2024 | 0 | 0 | SWWH027-05 | Com Small Gas Water Heaters - Panel Upgrade - ZEAS 2030 - Hot-Dry ¦ SCG ¦ Hot-Dry | Com Small Gas Water Heaters - Panel Upgrade - ZEAS 2030 - Hot-Dry | 0.74815 | 0.453 | 0.95 | CBSA 2019 | 0 | 2012 | 1 | SWWH027-05
COM-WATERHEAT-FS-PU-10-ZEAS.50 | Com ¦ Com Gas Storage Water Heater (0.63 UEF - 50 Gal) - Panel Upgrade - ZEAS 2030 - Hot-Dry ¦ SCG ¦ Hot-Dry | Com ¦ Com Gas Storage Water Heater (0.63 UEF - 50 Gal) - Panel Upgrade - ZEAS 2030 - Hot-Dry | SCG ¦ Hot-Dry | SCG | All | Electric & Gas | Gas Storage WH (0.63 UEF - 50 Gal) | Average Existing and Code |  | 2030 | 1 | Conventional | WaterHeat | Com - Grocery | Com | ROB and NEW | 0 | 1000 sqft2 of floor space | 1000 sqft served | 13 | DEER:Indoor_CFL_Ltg | 0 | 0 | 0 | SWWH027-05 | 101.241 | 2024 | 61.7409 | 2024 | 0 | 0 | SWWH027-05 | Com Small Gas Water Heaters - Panel Upgrade - ZEAS 2030 - Hot-Dry ¦ SCG ¦ Hot-Dry | Com Small Gas Water Heaters - Panel Upgrade - ZEAS 2030 - Hot-Dry | 0.59609 | 0.453 | 0.95 | CBSA 2019 | 0 | 2012 | 1 | SWWH027-05
COM-WATERHEAT-FS-PU-10-ZEAS.51 | Com ¦ Com Gas Storage Water Heater (0.63 UEF - 50 Gal) - Panel Upgrade - ZEAS 2030 - Hot-Dry ¦ SCG ¦ Hot-Dry | Com ¦ Com Gas Storage Water Heater (0.63 UEF - 50 Gal) - Panel Upgrade - ZEAS 2030 - Hot-Dry | SCG ¦ Hot-Dry | SCG | All | Electric & Gas | Gas Storage WH (0.63 UEF - 50 Gal) | Average Existing and Code |  | 2030 | 1 | Conventional | WaterHeat | Com - Health | Com | ROB and NEW | 0 | 1000 sqft2 of floor space | 1000 sqft served | 13 | DEER:Indoor_CFL_Ltg | 0 | 0 | 0 | SWWH027-05 | 184.799 | 2024 | 112.698 | 2024 | 0 | 0 | SWWH027-05 | Com Small Gas Water Heaters - Panel Upgrade - ZEAS 2030 - Hot-Dry ¦ SCG ¦ Hot-Dry | Com Small Gas Water Heaters - Panel Upgrade - ZEAS 2030 - Hot-Dry | 0.52611 | 0.453 | 0.95 | CBSA 2019 | 0 | 2012 | 1 | SWWH027-05
COM-WATERHEAT-FS-PU-10-ZEAS.52 | Com ¦ Com Gas Storage Water Heater (0.63 UEF - 50 Gal) - Panel Upgrade - ZEAS 2030 - Hot-Dry ¦ SCG ¦ Hot-Dry | Com ¦ Com Gas Storage Water Heater (0.63 UEF - 50 Gal) - Panel Upgrade - ZEAS 2030 - Hot-Dry | SCG ¦ Hot-Dry | SCG | All | Electric & Gas | Gas Storage WH (0.63 UEF - 50 Gal) | Average Existing and Code |  | 2030 | 1 | Conventional | WaterHeat | Com - Lodging | Com | ROB and NEW | 0 | 1000 sqft2 of floor space | 1000 sqft served | 13 | DEER:Indoor_CFL_Ltg | 0 | 0 | 0 | SWWH027-05 | 116.2771 | 2024 | 70.9106 | 2024 | 0 | 0 | SWWH027-05 | Com Small Gas Water Heaters - Panel Upgrade - ZEAS 2030 - Hot-Dry ¦ SCG ¦ Hot-Dry | Com Small Gas Water Heaters - Panel Upgrade - ZEAS 2030 - Hot-Dry | 0.73871 | 0.453 | 0.95 | CBSA 2019 | 0 | 2012 | 1 | SWWH027-05
COM-WATERHEAT-FS-PU-10-ZEAS.53 | Com ¦ Com Gas Storage Water Heater (0.63 UEF - 50 Gal) - Panel Upgrade - ZEAS 2030 - Hot-Dry ¦ SCG ¦ Hot-Dry | Com ¦ Com Gas Storage Water Heater (0.63 UEF - 50 Gal) - Panel Upgrade - ZEAS 2030 - Hot-Dry | SCG ¦ Hot-Dry | SCG | All | Electric & Gas | Gas Storage WH (0.63 UEF - 50 Gal) | Average Existing and Code |  | 2030 | 1 | Conventional | WaterHeat | Com - Office (Large) | Com | ROB and NEW | 0 | 1000 sqft2 of floor space | 1000 sqft served | 13 | DEER:Indoor_CFL_Ltg | 0 | 0 | 0 | SWWH027-05 | 37.9654 | 2024 | 23.1528 | 2024 | 0 | 0 | SWWH027-05 | Com Small Gas Water Heaters - Panel Upgrade - ZEAS 2030 - Hot-Dry ¦ SCG ¦ Hot-Dry | Com Small Gas Water Heaters - Panel Upgrade - ZEAS 2030 - Hot-Dry | 0.46177 | 0.453 | 0.95 | CBSA 2019 | 0 | 2012 | 1 | SWWH027-05
COM-WATERHEAT-FS-PU-10-ZEAS.54 | Com ¦ Com Gas Storage Water Heater (0.63 UEF - 50 Gal) - Panel Upgrade - ZEAS 2030 - Hot-Dry ¦ SCG ¦ Hot-Dry | Com ¦ Com Gas Storage Water Heater (0.63 UEF - 50 Gal) - Panel Upgrade - ZEAS 2030 - Hot-Dry | SCG ¦ Hot-Dry | SCG | All | Electric & Gas | Gas Storage WH (0.63 UEF - 50 Gal) | Average Existing and Code |  | 2030 | 1 | Conventional | WaterHeat | Com - Office (Small) | Com | ROB and NEW | 0 | 1000 sqft2 of floor space | 1000 sqft served | 13 | DEER:Indoor_CFL_Ltg | 0 | 0 | 0 | SWWH027-05 | 37.9654 | 2024 | 23.1528 | 2024 | 0 | 0 | SWWH027-05 | Com Small Gas Water Heaters - Panel Upgrade - ZEAS 2030 - Hot-Dry ¦ SCG ¦ Hot-Dry | Com Small Gas Water Heaters - Panel Upgrade - ZEAS 2030 - Hot-Dry | 0.46177 | 0.453 | 0.95 | CBSA 2019 | 0 | 2012 | 1 | SWWH027-05
COM-WATERHEAT-FS-PU-10-ZEAS.55 | Com ¦ Com Gas Storage Water Heater (0.63 UEF - 50 Gal) - Panel Upgrade - ZEAS 2030 - Hot-Dry ¦ SCG ¦ Hot-Dry | Com ¦ Com Gas Storage Water Heater (0.63 UEF - 50 Gal) - Panel Upgrade - ZEAS 2030 - Hot-Dry | SCG ¦ Hot-Dry | SCG | All | Electric & Gas | Gas Storage WH (0.63 UEF - 50 Gal) | Average Existing and Code |  | 2030 | 1 | Conventional | WaterHeat | Com - Other | Com | ROB and NEW | 0 | 1000 sqft2 of floor space | 1000 sqft served | 13 | DEER:Indoor_CFL_Ltg | 0 | 0 | 0 | SWWH027-05 | 313.9943 | 2024 | 191.4867 | 2024 | 0 | 0 | SWWH027-05 | Com Small Gas Water Heaters - Panel Upgrade - ZEAS 2030 - Hot-Dry ¦ SCG ¦ Hot-Dry | Com Small Gas Water Heaters - Panel Upgrade - ZEAS 2030 - Hot-Dry | 0.5433 | 0.453 | 0.95 | CBSA 2019 | 0 | 2012 | 1 | SWWH027-05
COM-WATERHEAT-FS-PU-10-ZEAS.56 | Com ¦ Com Gas Storage Water Heater (0.63 UEF - 50 Gal) - Panel Upgrade - ZEAS 2030 - Hot-Dry ¦ SCG ¦ Hot-Dry | Com ¦ Com Gas Storage Water Heater (0.63 UEF - 50 Gal) - Panel Upgrade - ZEAS 2030 - Hot-Dry | SCG ¦ Hot-Dry | SCG | All | Electric & Gas | Gas Storage WH (0.63 UEF - 50 Gal) | Average Existing and Code |  | 2030 | 1 | Conventional | WaterHeat | Com - Refrig. Warehouse | Com | ROB and NEW | 0 | 1000 sqft2 of floor space | 1000 sqft served | 13 | DEER:Indoor_CFL_Ltg | 0 | 0 | 0 | SWWH027-05 | 17.5552 | 2024 | 10.7059 | 2024 | 0 | 0 | SWWH027-05 | Com Small Gas Water Heaters - Panel Upgrade - ZEAS 2030 - Hot-Dry ¦ SCG ¦ Hot-Dry | Com Small Gas Water Heaters - Panel Upgrade - ZEAS 2030 - Hot-Dry | 0.22621 | 0.453 | 0.95 | CBSA 2019 | 0 | 2012 | 1 | SWWH027-05
COM-WATERHEAT-FS-PU-10-ZEAS.57 | Com ¦ Com Gas Storage Water Heater (0.63 UEF - 50 Gal) - Panel Upgrade - ZEAS 2030 - Hot-Dry ¦ SCG ¦ Hot-Dry | Com ¦ Com Gas Storage Water Heater (0.63 UEF - 50 Gal) - Panel Upgrade - ZEAS 2030 - Hot-Dry | SCG ¦ Hot-Dry | SCG | All | Electric & Gas | Gas Storage WH (0.63 UEF - 50 Gal) | Average Existing and Code |  | 2030 | 1 | Conventional | WaterHeat | Com - Restaurant | Com | ROB and NEW | 0 | 1000 sqft2 of floor space | 1000 sqft served | 13 | DEER:Indoor_CFL_Ltg | 0 | 0 | 0 | SWWH027-05 | 1644.6494 | 2024 | 1002.975 | 2024 | 0 | 0 | SWWH027-05 | Com Small Gas Water Heaters - Panel Upgrade - ZEAS 2030 - Hot-Dry ¦ SCG ¦ Hot-Dry | Com Small Gas Water Heaters - Panel Upgrade - ZEAS 2030 - Hot-Dry | 0.79319 | 0.453 | 0.95 | CBSA 2019 | 0 | 2012 | 1 | SWWH027-05
COM-WATERHEAT-FS-PU-10-ZEAS.58 | Com ¦ Com Gas Storage Water Heater (0.63 UEF - 50 Gal) - Panel Upgrade - ZEAS 2030 - Hot-Dry ¦ SCG ¦ Hot-Dry | Com ¦ Com Gas Storage Water Heater (0.63 UEF - 50 Gal) - Panel Upgrade - ZEAS 2030 - Hot-Dry | SCG ¦ Hot-Dry | SCG | All | Electric & Gas | Gas Storage WH (0.63 UEF - 50 Gal) | Average Existing and Code |  | 2030 | 1 | Conventional | WaterHeat | Com - Retail | Com | ROB and NEW | 0 | 1000 sqft2 of floor space | 1000 sqft served | 13 | DEER:Indoor_CFL_Ltg | 0 | 0 | 0 | SWWH027-05 | 23.5157 | 2024 | 14.3408 | 2024 | 0 | 0 | SWWH027-05 | Com Small Gas Water Heaters - Panel Upgrade - ZEAS 2030 - Hot-Dry ¦ SCG ¦ Hot-Dry | Com Small Gas Water Heaters - Panel Upgrade - ZEAS 2030 - Hot-Dry | 0.40063 | 0.453 | 0.95 | CBSA 2019 | 0 | 2012 | 1 | SWWH027-05
COM-WATERHEAT-FS-PU-10-ZEAS.59 | Com ¦ Com Gas Storage Water Heater (0.63 UEF - 50 Gal) - Panel Upgrade - ZEAS 2030 - Hot-Dry ¦ SCG ¦ Hot-Dry | Com ¦ Com Gas Storage Water Heater (0.63 UEF - 50 Gal) - Panel Upgrade - ZEAS 2030 - Hot-Dry | SCG ¦ Hot-Dry | SCG | All | Electric & Gas | Gas Storage WH (0.63 UEF - 50 Gal) | Average Existing and Code |  | 2030 | 1 | Conventional | WaterHeat | Com - School | Com | ROB and NEW | 0 | 1000 sqft2 of floor space | 1000 sqft served | 13 | DEER:Indoor_CFL_Ltg | 0 | 0 | 0 | SWWH027-05 | 193.7077 | 2024 | 118.1309 | 2024 | 0 | 0 | SWWH027-05 | Com Small Gas Water Heaters - Panel Upgrade - ZEAS 2030 - Hot-Dry ¦ SCG ¦ Hot-Dry | Com Small Gas Water Heaters - Panel Upgrade - ZEAS 2030 - Hot-Dry | 0.76922 | 0.453 | 0.95 | CBSA 2019 | 0 | 2012 | 1 | SWWH027-05
COM-WATERHEAT-FS-PU-10-ZEAS.60 | Com ¦ Com Gas Storage Water Heater (0.63 UEF - 50 Gal) - Panel Upgrade - ZEAS 2030 - Hot-Dry ¦ SCG ¦ Hot-Dry | Com ¦ Com Gas Storage Water Heater (0.63 UEF - 50 Gal) - Panel Upgrade - ZEAS 2030 - Hot-Dry | SCG ¦ Hot-Dry | SCG | All | Electric & Gas | Gas Storage WH (0.63 UEF - 50 Gal) | Average Existing and Code |  | 2030 | 1 | Conventional | WaterHeat | Com - Warehouse | Com | ROB and NEW | 0 | 1000 sqft2 of floor space | 1000 sqft served | 13 | DEER:Indoor_CFL_Ltg | 0 | 0 | 0 | SWWH027-05 | 3.511 | 2024 | 2.1412 | 2024 | 0 | 0 | SWWH027-05 | Com Small Gas Water Heaters - Panel Upgrade - ZEAS 2030 - Hot-Dry ¦ SCG ¦ Hot-Dry | Com Small Gas Water Heaters - Panel Upgrade - ZEAS 2030 - Hot-Dry | 0.1976 | 0.453 | 0.95 | CBSA 2019 | 0 | 2012 | 1 | SWWH027-05
COM-WATERHEAT-FS-PU-10-ZEAS.61 | Com ¦ Com Gas Storage Water Heater (0.63 UEF - 50 Gal) - Panel Upgrade - ZEAS 2030 - Cold ¦ SCG ¦ Cold | Com ¦ Com Gas Storage Water Heater (0.63 UEF - 50 Gal) - Panel Upgrade - ZEAS 2030 - Cold | SCG ¦ Cold | SCG | All | Electric & Gas | Gas Storage WH (0.63 UEF - 50 Gal) | Average Existing and Code |  | 2030 | 1 | Conventional | WaterHeat | Com - College | Com | ROB and NEW | 0 | 1000 sqft2 of floor space | 1000 sqft served | 13 | DEER:Indoor_CFL_Ltg | 0 | 0 | 0 | SWWH027-05 | 244.0121 | 2024 | 148.8087 | 2024 | 0 | 0 | SWWH027-05 | Com Small Gas Water Heaters - Panel Upgrade - ZEAS 2030 - Cold ¦ SCG ¦ Cold | Com Small Gas Water Heaters - Panel Upgrade - ZEAS 2030 - Cold | 0.74815 | 0.453 | 0.95 | CBSA 2019 | 0 | 2012 | 1 | SWWH027-05
COM-WATERHEAT-FS-PU-10-ZEAS.62 | Com ¦ Com Gas Storage Water Heater (0.63 UEF - 50 Gal) - Panel Upgrade - ZEAS 2030 - Cold ¦ SCG ¦ Cold | Com ¦ Com Gas Storage Water Heater (0.63 UEF - 50 Gal) - Panel Upgrade - ZEAS 2030 - Cold | SCG ¦ Cold | SCG | All | Electric & Gas | Gas Storage WH (0.63 UEF - 50 Gal) | Average Existing and Code |  | 2030 | 1 | Conventional | WaterHeat | Com - Grocery | Com | ROB and NEW | 0 | 1000 sqft2 of floor space | 1000 sqft served | 13 | DEER:Indoor_CFL_Ltg | 0 | 0 | 0 | SWWH027-05 | 202.482 | 2024 | 123.4818 | 2024 | 0 | 0 | SWWH027-05 | Com Small Gas Water Heaters - Panel Upgrade - ZEAS 2030 - Cold ¦ SCG ¦ Cold | Com Small Gas Water Heaters - Panel Upgrade - ZEAS 2030 - Cold | 0.59609 | 0.453 | 0.95 | CBSA 2019 | 0 | 2012 | 1 | SWWH027-05
COM-WATERHEAT-FS-PU-10-ZEAS.63 | Com ¦ Com Gas Storage Water Heater (0.63 UEF - 50 Gal) - Panel Upgrade - ZEAS 2030 - Cold ¦ SCG ¦ Cold | Com ¦ Com Gas Storage Water Heater (0.63 UEF - 50 Gal) - Panel Upgrade - ZEAS 2030 - Cold | SCG ¦ Cold | SCG | All | Electric & Gas | Gas Storage WH (0.63 UEF - 50 Gal) | Average Existing and Code |  | 2030 | 1 | Conventional | WaterHeat | Com - Health | Com | ROB and NEW | 0 | 1000 sqft2 of floor space | 1000 sqft served | 13 | DEER:Indoor_CFL_Ltg | 0 | 0 | 0 | SWWH027-05 | 369.598 | 2024 | 225.3961 | 2024 | 0 | 0 | SWWH027-05 | Com Small Gas Water Heaters - Panel Upgrade - ZEAS 2030 - Cold ¦ SCG ¦ Cold | Com Small Gas Water Heaters - Panel Upgrade - ZEAS 2030 - Cold | 0.52611 | 0.453 | 0.95 | CBSA 2019 | 0 | 2012 | 1 | SWWH027-05
COM-WATERHEAT-FS-PU-10-ZEAS.64 | Com ¦ Com Gas Storage Water Heater (0.63 UEF - 50 Gal) - Panel Upgrade - ZEAS 2030 - Cold ¦ SCG ¦ Cold | Com ¦ Com Gas Storage Water Heater (0.63 UEF - 50 Gal) - Panel Upgrade - ZEAS 2030 - Cold | SCG ¦ Cold | SCG | All | Electric & Gas | Gas Storage WH (0.63 UEF - 50 Gal) | Average Existing and Code |  | 2030 | 1 | Conventional | WaterHeat | Com - Lodging | Com | ROB and NEW | 0 | 1000 sqft2 of floor space | 1000 sqft served | 13 | DEER:Indoor_CFL_Ltg | 0 | 0 | 0 | SWWH027-05 | 232.5542 | 2024 | 141.8212 | 2024 | 0 | 0 | SWWH027-05 | Com Small Gas Water Heaters - Panel Upgrade - ZEAS 2030 - Cold ¦ SCG ¦ Cold | Com Small Gas Water Heaters - Panel Upgrade - ZEAS 2030 - Cold | 0.73871 | 0.453 | 0.95 | CBSA 2019 | 0 | 2012 | 1 | SWWH027-05
COM-WATERHEAT-FS-PU-10-ZEAS.65 | Com ¦ Com Gas Storage Water Heater (0.63 UEF - 50 Gal) - Panel Upgrade - ZEAS 2030 - Cold ¦ SCG ¦ Cold | Com ¦ Com Gas Storage Water Heater (0.63 UEF - 50 Gal) - Panel Upgrade - ZEAS 2030 - Cold | SCG ¦ Cold | SCG | All | Electric & Gas | Gas Storage WH (0.63 UEF - 50 Gal) | Average Existing and Code |  | 2030 | 1 | Conventional | WaterHeat | Com - Office (Large) | Com | ROB and NEW | 0 | 1000 sqft2 of floor space | 1000 sqft served | 13 | DEER:Indoor_CFL_Ltg | 0 | 0 | 0 | SWWH027-05 | 75.9307 | 2024 | 46.3057 | 2024 | 0 | 0 | SWWH027-05 | Com Small Gas Water Heaters - Panel Upgrade - ZEAS 2030 - Cold ¦ SCG ¦ Cold | Com Small Gas Water Heaters - Panel Upgrade - ZEAS 2030 - Cold | 0.46177 | 0.453 | 0.95 | CBSA 2019 | 0 | 2012 | 1 | SWWH027-05
COM-WATERHEAT-FS-PU-10-ZEAS.66 | Com ¦ Com Gas Storage Water Heater (0.63 UEF - 50 Gal) - Panel Upgrade - ZEAS 2030 - Cold ¦ SCG ¦ Cold | Com ¦ Com Gas Storage Water Heater (0.63 UEF - 50 Gal) - Panel Upgrade - ZEAS 2030 - Cold | SCG ¦ Cold | SCG | All | Electric & Gas | Gas Storage WH (0.63 UEF - 50 Gal) | Average Existing and Code |  | 2030 | 1 | Conventional | WaterHeat | Com - Office (Small) | Com | ROB and NEW | 0 | 1000 sqft2 of floor space | 1000 sqft served | 13 | DEER:Indoor_CFL_Ltg | 0 | 0 | 0 | SWWH027-05 | 75.9307 | 2024 | 46.3057 | 2024 | 0 | 0 | SWWH027-05 | Com Small Gas Water Heaters - Panel Upgrade - ZEAS 2030 - Cold ¦ SCG ¦ Cold | Com Small Gas Water Heaters - Panel Upgrade - ZEAS 2030 - Cold | 0.46177 | 0.453 | 0.95 | CBSA 2019 | 0 | 2012 | 1 | SWWH027-05
COM-WATERHEAT-FS-PU-10-ZEAS.67 | Com ¦ Com Gas Storage Water Heater (0.63 UEF - 50 Gal) - Panel Upgrade - ZEAS 2030 - Cold ¦ SCG ¦ Cold | Com ¦ Com Gas Storage Water Heater (0.63 UEF - 50 Gal) - Panel Upgrade - ZEAS 2030 - Cold | SCG ¦ Cold | SCG | All | Electric & Gas | Gas Storage WH (0.63 UEF - 50 Gal) | Average Existing and Code |  | 2030 | 1 | Conventional | WaterHeat | Com - Other | Com | ROB and NEW | 0 | 1000 sqft2 of floor space | 1000 sqft served | 13 | DEER:Indoor_CFL_Ltg | 0 | 0 | 0 | SWWH027-05 | 627.9886 | 2024 | 382.9733 | 2024 | 0 | 0 | SWWH027-05 | Com Small Gas Water Heaters - Panel Upgrade - ZEAS 2030 - Cold ¦ SCG ¦ Cold | Com Small Gas Water Heaters - Panel Upgrade - ZEAS 2030 - Cold | 0.5433 | 0.453 | 0.95 | CBSA 2019 | 0 | 2012 | 1 | SWWH027-05
COM-WATERHEAT-FS-PU-10-ZEAS.68 | Com ¦ Com Gas Storage Water Heater (0.63 UEF - 50 Gal) - Panel Upgrade - ZEAS 2030 - Cold ¦ SCG ¦ Cold | Com ¦ Com Gas Storage Water Heater (0.63 UEF - 50 Gal) - Panel Upgrade - ZEAS 2030 - Cold | SCG ¦ Cold | SCG | All | Electric & Gas | Gas Storage WH (0.63 UEF - 50 Gal) | Average Existing and Code |  | 2030 | 1 | Conventional | WaterHeat | Com - Refrig. Warehouse | Com | ROB and NEW | 0 | 1000 sqft2 of floor space | 1000 sqft served | 13 | DEER:Indoor_CFL_Ltg | 0 | 0 | 0 | SWWH027-05 | 35.1104 | 2024 | 21.4118 | 2024 | 0 | 0 | SWWH027-05 | Com Small Gas Water Heaters - Panel Upgrade - ZEAS 2030 - Cold ¦ SCG ¦ Cold | Com Small Gas Water Heaters - Panel Upgrade - ZEAS 2030 - Cold | 0.22621 | 0.453 | 0.95 | CBSA 2019 | 0 | 2012 | 1 | SWWH027-05
COM-WATERHEAT-FS-PU-10-ZEAS.69 | Com ¦ Com Gas Storage Water Heater (0.63 UEF - 50 Gal) - Panel Upgrade - ZEAS 2030 - Cold ¦ SCG ¦ Cold | Com ¦ Com Gas Storage Water Heater (0.63 UEF - 50 Gal) - Panel Upgrade - ZEAS 2030 - Cold | SCG ¦ Cold | SCG | All | Electric & Gas | Gas Storage WH (0.63 UEF - 50 Gal) | Average Existing and Code |  | 2030 | 1 | Conventional | WaterHeat | Com - Restaurant | Com | ROB and NEW | 0 | 1000 sqft2 of floor space | 1000 sqft served | 13 | DEER:Indoor_CFL_Ltg | 0 | 0 | 0 | SWWH027-05 | 3289.2989 | 2024 | 2005.9501 | 2024 | 0 | 0 | SWWH027-05 | Com Small Gas Water Heaters - Panel Upgrade - ZEAS 2030 - Cold ¦ SCG ¦ Cold | Com Small Gas Water Heaters - Panel Upgrade - ZEAS 2030 - Cold | 0.79319 | 0.453 | 0.95 | CBSA 2019 | 0 | 2012 | 1 | SWWH027-05
COM-WATERHEAT-FS-PU-10-ZEAS.70 | Com ¦ Com Gas Storage Water Heater (0.63 UEF - 50 Gal) - Panel Upgrade - ZEAS 2030 - Cold ¦ SCG ¦ Cold | Com ¦ Com Gas Storage Water Heater (0.63 UEF - 50 Gal) - Panel Upgrade - ZEAS 2030 - Cold | SCG ¦ Cold | SCG | All | Electric & Gas | Gas Storage WH (0.63 UEF - 50 Gal) | Average Existing and Code |  | 2030 | 1 | Conventional | WaterHeat | Com - Retail | Com | ROB and NEW | 0 | 1000 sqft2 of floor space | 1000 sqft served | 13 | DEER:Indoor_CFL_Ltg | 0 | 0 | 0 | SWWH027-05 | 47.0314 | 2024 | 28.6817 | 2024 | 0 | 0 | SWWH027-05 | Com Small Gas Water Heaters - Panel Upgrade - ZEAS 2030 - Cold ¦ SCG ¦ Cold | Com Small Gas Water Heaters - Panel Upgrade - ZEAS 2030 - Cold | 0.40063 | 0.453 | 0.95 | CBSA 2019 | 0 | 2012 | 1 | SWWH027-05
COM-WATERHEAT-FS-PU-10-ZEAS.71 | Com ¦ Com Gas Storage Water Heater (0.63 UEF - 50 Gal) - Panel Upgrade - ZEAS 2030 - Cold ¦ SCG ¦ Cold | Com ¦ Com Gas Storage Water Heater (0.63 UEF - 50 Gal) - Panel Upgrade - ZEAS 2030 - Cold | SCG ¦ Cold | SCG | All | Electric & Gas | Gas Storage WH (0.63 UEF - 50 Gal) | Average Existing and Code |  | 2030 | 1 | Conventional | WaterHeat | Com - School | Com | ROB and NEW | 0 | 1000 sqft2 of floor space | 1000 sqft served | 13 | DEER:Indoor_CFL_Ltg | 0 | 0 | 0 | SWWH027-05 | 387.4154 | 2024 | 236.2619 | 2024 | 0 | 0 | SWWH027-05 | Com Small Gas Water Heaters - Panel Upgrade - ZEAS 2030 - Cold ¦ SCG ¦ Cold | Com Small Gas Water Heaters - Panel Upgrade - ZEAS 2030 - Cold | 0.76922 | 0.453 | 0.95 | CBSA 2019 | 0 | 2012 | 1 | SWWH027-05
COM-WATERHEAT-FS-PU-10-ZEAS.72 | Com ¦ Com Gas Storage Water Heater (0.63 UEF - 50 Gal) - Panel Upgrade - ZEAS 2030 - Cold ¦ SCG ¦ Cold | Com ¦ Com Gas Storage Water Heater (0.63 UEF - 50 Gal) - Panel Upgrade - ZEAS 2030 - Cold | SCG ¦ Cold | SCG | All | Electric & Gas | Gas Storage WH (0.63 UEF - 50 Gal) | Average Existing and Code |  | 2030 | 1 | Conventional | WaterHeat | Com - Warehouse | Com | ROB and NEW | 0 | 1000 sqft2 of floor space | 1000 sqft served | 13 | DEER:Indoor_CFL_Ltg | 0 | 0 | 0 | SWWH027-05 | 7.0221 | 2024 | 4.2824 | 2024 | 0 | 0 | SWWH027-05 | Com Small Gas Water Heaters - Panel Upgrade - ZEAS 2030 - Cold ¦ SCG ¦ Cold | Com Small Gas Water Heaters - Panel Upgrade - ZEAS 2030 - Cold | 0.1976 | 0.453 | 0.95 | CBSA 2019 | 0 | 2012 | 1 | SWWH027-05
COM-WATERHEAT-FS-PU-10-ZEAS.73 | Com ¦ Com Gas Storage Water Heater (0.63 UEF - 50 Gal) - Panel Upgrade - ZEAS 2030 - Marine ¦ SDG&E ¦ Marine | Com ¦ Com Gas Storage Water Heater (0.63 UEF - 50 Gal) - Panel Upgrade - ZEAS 2030 - Marine | SDG&E ¦ Marine | SDG&E | All | Electric & Gas | Gas Storage WH (0.63 UEF - 50 Gal) | Average Existing and Code |  | 2030 | 1 | Conventional | WaterHeat | Com - College | Com | ROB and NEW | 0 | 1000 sqft2 of floor space | 1000 sqft served | 13 | DEER:Indoor_CFL_Ltg | 0 | 0 | 0 | SWWH027-05 | 244.0121 | 2024 | 148.8087 | 2024 | 0 | 0 | SWWH027-05 | Com Small Gas Water Heaters - Panel Upgrade - ZEAS 2030 - Marine ¦ SDG&E ¦ Marine | Com Small Gas Water Heaters - Panel Upgrade - ZEAS 2030 - Marine | 0.74815 | 0.453 | 0.95 | CBSA 2019 | 0 | 2012 | 1 | SWWH027-05
COM-WATERHEAT-FS-PU-10-ZEAS.74 | Com ¦ Com Gas Storage Water Heater (0.63 UEF - 50 Gal) - Panel Upgrade - ZEAS 2030 - Marine ¦ SDG&E ¦ Marine | Com ¦ Com Gas Storage Water Heater (0.63 UEF - 50 Gal) - Panel Upgrade - ZEAS 2030 - Marine | SDG&E ¦ Marine | SDG&E | All | Electric & Gas | Gas Storage WH (0.63 UEF - 50 Gal) | Average Existing and Code |  | 2030 | 1 | Conventional | WaterHeat | Com - Grocery | Com | ROB and NEW | 0 | 1000 sqft2 of floor space | 1000 sqft served | 13 | DEER:Indoor_CFL_Ltg | 0 | 0 | 0 | SWWH027-05 | 202.482 | 2024 | 123.4818 | 2024 | 0 | 0 | SWWH027-05 | Com Small Gas Water Heaters - Panel Upgrade - ZEAS 2030 - Marine ¦ SDG&E ¦ Marine | Com Small Gas Water Heaters - Panel Upgrade - ZEAS 2030 - Marine | 0.59609 | 0.453 | 0.95 | CBSA 2019 | 0 | 2012 | 1 | SWWH027-05
COM-WATERHEAT-FS-PU-10-ZEAS.75 | Com ¦ Com Gas Storage Water Heater (0.63 UEF - 50 Gal) - Panel Upgrade - ZEAS 2030 - Marine ¦ SDG&E ¦ Marine | Com ¦ Com Gas Storage Water Heater (0.63 UEF - 50 Gal) - Panel Upgrade - ZEAS 2030 - Marine | SDG&E ¦ Marine | SDG&E | All | Electric & Gas | Gas Storage WH (0.63 UEF - 50 Gal) | Average Existing and Code |  | 2030 | 1 | Conventional | WaterHeat | Com - Health | Com | ROB and NEW | 0 | 1000 sqft2 of floor space | 1000 sqft served | 13 | DEER:Indoor_CFL_Ltg | 0 | 0 | 0 | SWWH027-05 | 369.598 | 2024 | 225.3961 | 2024 | 0 | 0 | SWWH027-05 | Com Small Gas Water Heaters - Panel Upgrade - ZEAS 2030 - Marine ¦ SDG&E ¦ Marine | Com Small Gas Water Heaters - Panel Upgrade - ZEAS 2030 - Marine | 0.52611 | 0.453 | 0.95 | CBSA 2019 | 0 | 2012 | 1 | SWWH027-05
COM-WATERHEAT-FS-PU-10-ZEAS.76 | Com ¦ Com Gas Storage Water Heater (0.63 UEF - 50 Gal) - Panel Upgrade - ZEAS 2030 - Marine ¦ SDG&E ¦ Marine | Com ¦ Com Gas Storage Water Heater (0.63 UEF - 50 Gal) - Panel Upgrade - ZEAS 2030 - Marine | SDG&E ¦ Marine | SDG&E | All | Electric & Gas | Gas Storage WH (0.63 UEF - 50 Gal) | Average Existing and Code |  | 2030 | 1 | Conventional | WaterHeat | Com - Lodging | Com | ROB and NEW | 0 | 1000 sqft2 of floor space | 1000 sqft served | 13 | DEER:Indoor_CFL_Ltg | 0 | 0 | 0 | SWWH027-05 | 232.5542 | 2024 | 141.8212 | 2024 | 0 | 0 | SWWH027-05 | Com Small Gas Water Heaters - Panel Upgrade - ZEAS 2030 - Marine ¦ SDG&E ¦ Marine | Com Small Gas Water Heaters - Panel Upgrade - ZEAS 2030 - Marine | 0.73871 | 0.453 | 0.95 | CBSA 2019 | 0 | 2012 | 1 | SWWH027-05
COM-WATERHEAT-FS-PU-10-ZEAS.77 | Com ¦ Com Gas Storage Water Heater (0.63 UEF - 50 Gal) - Panel Upgrade - ZEAS 2030 - Marine ¦ SDG&E ¦ Marine | Com ¦ Com Gas Storage Water Heater (0.63 UEF - 50 Gal) - Panel Upgrade - ZEAS 2030 - Marine | SDG&E ¦ Marine | SDG&E | All | Electric & Gas | Gas Storage WH (0.63 UEF - 50 Gal) | Average Existing and Code |  | 2030 | 1 | Conventional | WaterHeat | Com - Office (Large) | Com | ROB and NEW | 0 | 1000 sqft2 of floor space | 1000 sqft served | 13 | DEER:Indoor_CFL_Ltg | 0 | 0 | 0 | SWWH027-05 | 75.9307 | 2024 | 46.3057 | 2024 | 0 | 0 | SWWH027-05 | Com Small Gas Water Heaters - Panel Upgrade - ZEAS 2030 - Marine ¦ SDG&E ¦ Marine | Com Small Gas Water Heaters - Panel Upgrade - ZEAS 2030 - Marine | 0.46177 | 0.453 | 0.95 | CBSA 2019 | 0 | 2012 | 1 | SWWH027-05
COM-WATERHEAT-FS-PU-10-ZEAS.78 | Com ¦ Com Gas Storage Water Heater (0.63 UEF - 50 Gal) - Panel Upgrade - ZEAS 2030 - Marine ¦ SDG&E ¦ Marine | Com ¦ Com Gas Storage Water Heater (0.63 UEF - 50 Gal) - Panel Upgrade - ZEAS 2030 - Marine | SDG&E ¦ Marine | SDG&E | All | Electric & Gas | Gas Storage WH (0.63 UEF - 50 Gal) | Average Existing and Code |  | 2030 | 1 | Conventional | WaterHeat | Com - Office (Small) | Com | ROB and NEW | 0 | 1000 sqft2 of floor space | 1000 sqft served | 13 | DEER:Indoor_CFL_Ltg | 0 | 0 | 0 | SWWH027-05 | 75.9307 | 2024 | 46.3057 | 2024 | 0 | 0 | SWWH027-05 | Com Small Gas Water Heaters - Panel Upgrade - ZEAS 2030 - Marine ¦ SDG&E ¦ Marine | Com Small Gas Water Heaters - Panel Upgrade - ZEAS 2030 - Marine | 0.46177 | 0.453 | 0.95 | CBSA 2019 | 0 | 2012 | 1 | SWWH027-05
COM-WATERHEAT-FS-PU-10-ZEAS.79 | Com ¦ Com Gas Storage Water Heater (0.63 UEF - 50 Gal) - Panel Upgrade - ZEAS 2030 - Marine ¦ SDG&E ¦ Marine | Com ¦ Com Gas Storage Water Heater (0.63 UEF - 50 Gal) - Panel Upgrade - ZEAS 2030 - Marine | SDG&E ¦ Marine | SDG&E | All | Electric & Gas | Gas Storage WH (0.63 UEF - 50 Gal) | Average Existing and Code |  | 2030 | 1 | Conventional | WaterHeat | Com - Other | Com | ROB and NEW | 0 | 1000 sqft2 of floor space | 1000 sqft served | 13 | DEER:Indoor_CFL_Ltg | 0 | 0 | 0 | SWWH027-05 | 627.9886 | 2024 | 382.9733 | 2024 | 0 | 0 | SWWH027-05 | Com Small Gas Water Heaters - Panel Upgrade - ZEAS 2030 - Marine ¦ SDG&E ¦ Marine | Com Small Gas Water Heaters - Panel Upgrade - ZEAS 2030 - Marine | 0.5433 | 0.453 | 0.95 | CBSA 2019 | 0 | 2012 | 1 | SWWH027-05
COM-WATERHEAT-FS-PU-10-ZEAS.80 | Com ¦ Com Gas Storage Water Heater (0.63 UEF - 50 Gal) - Panel Upgrade - ZEAS 2030 - Marine ¦ SDG&E ¦ Marine | Com ¦ Com Gas Storage Water Heater (0.63 UEF - 50 Gal) - Panel Upgrade - ZEAS 2030 - Marine | SDG&E ¦ Marine | SDG&E | All | Electric & Gas | Gas Storage WH (0.63 UEF - 50 Gal) | Average Existing and Code |  | 2030 | 1 | Conventional | WaterHeat | Com - Refrig. Warehouse | Com | ROB and NEW | 0 | 1000 sqft2 of floor space | 1000 sqft served | 13 | DEER:Indoor_CFL_Ltg | 0 | 0 | 0 | SWWH027-05 | 35.1104 | 2024 | 21.4118 | 2024 | 0 | 0 | SWWH027-05 | Com Small Gas Water Heaters - Panel Upgrade - ZEAS 2030 - Marine ¦ SDG&E ¦ Marine | Com Small Gas Water Heaters - Panel Upgrade - ZEAS 2030 - Marine | 0.22621 | 0.453 | 0.95 | CBSA 2019 | 0 | 2012 | 1 | SWWH027-05
COM-WATERHEAT-FS-PU-10-ZEAS.81 | Com ¦ Com Gas Storage Water Heater (0.63 UEF - 50 Gal) - Panel Upgrade - ZEAS 2030 - Marine ¦ SDG&E ¦ Marine | Com ¦ Com Gas Storage Water Heater (0.63 UEF - 50 Gal) - Panel Upgrade - ZEAS 2030 - Marine | SDG&E ¦ Marine | SDG&E | All | Electric & Gas | Gas Storage WH (0.63 UEF - 50 Gal) | Average Existing and Code |  | 2030 | 1 | Conventional | WaterHeat | Com - Restaurant | Com | ROB and NEW | 0 | 1000 sqft2 of floor space | 1000 sqft served | 13 | DEER:Indoor_CFL_Ltg | 0 | 0 | 0 | SWWH027-05 | 3289.2989 | 2024 | 2005.9501 | 2024 | 0 | 0 | SWWH027-05 | Com Small Gas Water Heaters - Panel Upgrade - ZEAS 2030 - Marine ¦ SDG&E ¦ Marine | Com Small Gas Water Heaters - Panel Upgrade - ZEAS 2030 - Marine | 0.79319 | 0.453 | 0.95 | CBSA 2019 | 0 | 2012 | 1 | SWWH027-05
COM-WATERHEAT-FS-PU-10-ZEAS.82 | Com ¦ Com Gas Storage Water Heater (0.63 UEF - 50 Gal) - Panel Upgrade - ZEAS 2030 - Marine ¦ SDG&E ¦ Marine | Com ¦ Com Gas Storage Water Heater (0.63 UEF - 50 Gal) - Panel Upgrade - ZEAS 2030 - Marine | SDG&E ¦ Marine | SDG&E | All | Electric & Gas | Gas Storage WH (0.63 UEF - 50 Gal) | Average Existing and Code |  | 2030 | 1 | Conventional | WaterHeat | Com - Retail | Com | ROB and NEW | 0 | 1000 sqft2 of floor space | 1000 sqft served | 13 | DEER:Indoor_CFL_Ltg | 0 | 0 | 0 | SWWH027-05 | 47.0314 | 2024 | 28.6817 | 2024 | 0 | 0 | SWWH027-05 | Com Small Gas Water Heaters - Panel Upgrade - ZEAS 2030 - Marine ¦ SDG&E ¦ Marine | Com Small Gas Water Heaters - Panel Upgrade - ZEAS 2030 - Marine | 0.40063 | 0.453 | 0.95 | CBSA 2019 | 0 | 2012 | 1 | SWWH027-05
COM-WATERHEAT-FS-PU-10-ZEAS.83 | Com ¦ Com Gas Storage Water Heater (0.63 UEF - 50 Gal) - Panel Upgrade - ZEAS 2030 - Marine ¦ SDG&E ¦ Marine | Com ¦ Com Gas Storage Water Heater (0.63 UEF - 50 Gal) - Panel Upgrade - ZEAS 2030 - Marine | SDG&E ¦ Marine | SDG&E | All | Electric & Gas | Gas Storage WH (0.63 UEF - 50 Gal) | Average Existing and Code |  | 2030 | 1 | Conventional | WaterHeat | Com - School | Com | ROB and NEW | 0 | 1000 sqft2 of floor space | 1000 sqft served | 13 | DEER:Indoor_CFL_Ltg | 0 | 0 | 0 | SWWH027-05 | 387.4154 | 2024 | 236.2619 | 2024 | 0 | 0 | SWWH027-05 | Com Small Gas Water Heaters - Panel Upgrade - ZEAS 2030 - Marine ¦ SDG&E ¦ Marine | Com Small Gas Water Heaters - Panel Upgrade - ZEAS 2030 - Marine | 0.76922 | 0.453 | 0.95 | CBSA 2019 | 0 | 2012 | 1 | SWWH027-05
COM-WATERHEAT-FS-PU-10-ZEAS.84 | Com ¦ Com Gas Storage Water Heater (0.63 UEF - 50 Gal) - Panel Upgrade - ZEAS 2030 - Marine ¦ SDG&E ¦ Marine | Com ¦ Com Gas Storage Water Heater (0.63 UEF - 50 Gal) - Panel Upgrade - ZEAS 2030 - Marine | SDG&E ¦ Marine | SDG&E | All | Electric & Gas | Gas Storage WH (0.63 UEF - 50 Gal) | Average Existing and Code |  | 2030 | 1 | Conventional | WaterHeat | Com - Warehouse | Com | ROB and NEW | 0 | 1000 sqft2 of floor space | 1000 sqft served | 13 | DEER:Indoor_CFL_Ltg | 0 | 0 | 0 | SWWH027-05 | 7.0221 | 2024 | 4.2824 | 2024 | 0 | 0 | SWWH027-05 | Com Small Gas Water Heaters - Panel Upgrade - ZEAS 2030 - Marine ¦ SDG&E ¦ Marine | Com Small Gas Water Heaters - Panel Upgrade - ZEAS 2030 - Marine | 0.1976 | 0.453 | 0.95 | CBSA 2019 | 0 | 2012 | 1 | SWWH027-05
COM-WATERHEAT-FS-PU-10-ZEAS.85 | Com ¦ Com Gas Storage Water Heater (0.63 UEF - 50 Gal) - Panel Upgrade - ZEAS 2030 - Hot-Dry ¦ SDG&E ¦ Hot-Dry | Com ¦ Com Gas Storage Water Heater (0.63 UEF - 50 Gal) - Panel Upgrade - ZEAS 2030 - Hot-Dry | SDG&E ¦ Hot-Dry | SDG&E | All | Electric & Gas | Gas Storage WH (0.63 UEF - 50 Gal) | Average Existing and Code |  | 2030 | 1 | Conventional | WaterHeat | Com - College | Com | ROB and NEW | 0 | 1000 sqft2 of floor space | 1000 sqft served | 13 | DEER:Indoor_CFL_Ltg | 0 | 0 | 0 | SWWH027-05 | 122.0061 | 2024 | 74.4043 | 2024 | 0 | 0 | SWWH027-05 | Com Small Gas Water Heaters - Panel Upgrade - ZEAS 2030 - Hot-Dry ¦ SDG&E ¦ Hot-Dry | Com Small Gas Water Heaters - Panel Upgrade - ZEAS 2030 - Hot-Dry | 0.74815 | 0.453 | 0.95 | CBSA 2019 | 0 | 2012 | 1 | SWWH027-05
COM-WATERHEAT-FS-PU-10-ZEAS.86 | Com ¦ Com Gas Storage Water Heater (0.63 UEF - 50 Gal) - Panel Upgrade - ZEAS 2030 - Hot-Dry ¦ SDG&E ¦ Hot-Dry | Com ¦ Com Gas Storage Water Heater (0.63 UEF - 50 Gal) - Panel Upgrade - ZEAS 2030 - Hot-Dry | SDG&E ¦ Hot-Dry | SDG&E | All | Electric & Gas | Gas Storage WH (0.63 UEF - 50 Gal) | Average Existing and Code |  | 2030 | 1 | Conventional | WaterHeat | Com - Grocery | Com | ROB and NEW | 0 | 1000 sqft2 of floor space | 1000 sqft served | 13 | DEER:Indoor_CFL_Ltg | 0 | 0 | 0 | SWWH027-05 | 101.241 | 2024 | 61.7409 | 2024 | 0 | 0 | SWWH027-05 | Com Small Gas Water Heaters - Panel Upgrade - ZEAS 2030 - Hot-Dry ¦ SDG&E ¦ Hot-Dry | Com Small Gas Water Heaters - Panel Upgrade - ZEAS 2030 - Hot-Dry | 0.59609 | 0.453 | 0.95 | CBSA 2019 | 0 | 2012 | 1 | SWWH027-05
COM-WATERHEAT-FS-PU-10-ZEAS.87 | Com ¦ Com Gas Storage Water Heater (0.63 UEF - 50 Gal) - Panel Upgrade - ZEAS 2030 - Hot-Dry ¦ SDG&E ¦ Hot-Dry | Com ¦ Com Gas Storage Water Heater (0.63 UEF - 50 Gal) - Panel Upgrade - ZEAS 2030 - Hot-Dry | SDG&E ¦ Hot-Dry | SDG&E | All | Electric & Gas | Gas Storage WH (0.63 UEF - 50 Gal) | Average Existing and Code |  | 2030 | 1 | Conventional | WaterHeat | Com - Health | Com | ROB and NEW | 0 | 1000 sqft2 of floor space | 1000 sqft served | 13 | DEER:Indoor_CFL_Ltg | 0 | 0 | 0 | SWWH027-05 | 184.799 | 2024 | 112.698 | 2024 | 0 | 0 | SWWH027-05 | Com Small Gas Water Heaters - Panel Upgrade - ZEAS 2030 - Hot-Dry ¦ SDG&E ¦ Hot-Dry | Com Small Gas Water Heaters - Panel Upgrade - ZEAS 2030 - Hot-Dry | 0.52611 | 0.453 | 0.95 | CBSA 2019 | 0 | 2012 | 1 | SWWH027-05
COM-WATERHEAT-FS-PU-10-ZEAS.88 | Com ¦ Com Gas Storage Water Heater (0.63 UEF - 50 Gal) - Panel Upgrade - ZEAS 2030 - Hot-Dry ¦ SDG&E ¦ Hot-Dry | Com ¦ Com Gas Storage Water Heater (0.63 UEF - 50 Gal) - Panel Upgrade - ZEAS 2030 - Hot-Dry | SDG&E ¦ Hot-Dry | SDG&E | All | Electric & Gas | Gas Storage WH (0.63 UEF - 50 Gal) | Average Existing and Code |  | 2030 | 1 | Conventional | WaterHeat | Com - Lodging | Com | ROB and NEW | 0 | 1000 sqft2 of floor space | 1000 sqft served | 13 | DEER:Indoor_CFL_Ltg | 0 | 0 | 0 | SWWH027-05 | 116.2771 | 2024 | 70.9106 | 2024 | 0 | 0 | SWWH027-05 | Com Small Gas Water Heaters - Panel Upgrade - ZEAS 2030 - Hot-Dry ¦ SDG&E ¦ Hot-Dry | Com Small Gas Water Heaters - Panel Upgrade - ZEAS 2030 - Hot-Dry | 0.73871 | 0.453 | 0.95 | CBSA 2019 | 0 | 2012 | 1 | SWWH027-05
COM-WATERHEAT-FS-PU-10-ZEAS.89 | Com ¦ Com Gas Storage Water Heater (0.63 UEF - 50 Gal) - Panel Upgrade - ZEAS 2030 - Hot-Dry ¦ SDG&E ¦ Hot-Dry | Com ¦ Com Gas Storage Water Heater (0.63 UEF - 50 Gal) - Panel Upgrade - ZEAS 2030 - Hot-Dry | SDG&E ¦ Hot-Dry | SDG&E | All | Electric & Gas | Gas Storage WH (0.63 UEF - 50 Gal) | Average Existing and Code |  | 2030 | 1 | Conventional | WaterHeat | Com - Office (Large) | Com | ROB and NEW | 0 | 1000 sqft2 of floor space | 1000 sqft served | 13 | DEER:Indoor_CFL_Ltg | 0 | 0 | 0 | SWWH027-05 | 37.9654 | 2024 | 23.1528 | 2024 | 0 | 0 | SWWH027-05 | Com Small Gas Water Heaters - Panel Upgrade - ZEAS 2030 - Hot-Dry ¦ SDG&E ¦ Hot-Dry | Com Small Gas Water Heaters - Panel Upgrade - ZEAS 2030 - Hot-Dry | 0.46177 | 0.453 | 0.95 | CBSA 2019 | 0 | 2012 | 1 | SWWH027-05
COM-WATERHEAT-FS-PU-10-ZEAS.90 | Com ¦ Com Gas Storage Water Heater (0.63 UEF - 50 Gal) - Panel Upgrade - ZEAS 2030 - Hot-Dry ¦ SDG&E ¦ Hot-Dry | Com ¦ Com Gas Storage Water Heater (0.63 UEF - 50 Gal) - Panel Upgrade - ZEAS 2030 - Hot-Dry | SDG&E ¦ Hot-Dry | SDG&E | All | Electric & Gas | Gas Storage WH (0.63 UEF - 50 Gal) | Average Existing and Code |  | 2030 | 1 | Conventional | WaterHeat | Com - Office (Small) | Com | ROB and NEW | 0 | 1000 sqft2 of floor space | 1000 sqft served | 13 | DEER:Indoor_CFL_Ltg | 0 | 0 | 0 | SWWH027-05 | 37.9654 | 2024 | 23.1528 | 2024 | 0 | 0 | SWWH027-05 | Com Small Gas Water Heaters - Panel Upgrade - ZEAS 2030 - Hot-Dry ¦ SDG&E ¦ Hot-Dry | Com Small Gas Water Heaters - Panel Upgrade - ZEAS 2030 - Hot-Dry | 0.46177 | 0.453 | 0.95 | CBSA 2019 | 0 | 2012 | 1 | SWWH027-05
COM-WATERHEAT-FS-PU-10-ZEAS.91 | Com ¦ Com Gas Storage Water Heater (0.63 UEF - 50 Gal) - Panel Upgrade - ZEAS 2030 - Hot-Dry ¦ SDG&E ¦ Hot-Dry | Com ¦ Com Gas Storage Water Heater (0.63 UEF - 50 Gal) - Panel Upgrade - ZEAS 2030 - Hot-Dry | SDG&E ¦ Hot-Dry | SDG&E | All | Electric & Gas | Gas Storage WH (0.63 UEF - 50 Gal) | Average Existing and Code |  | 2030 | 1 | Conventional | WaterHeat | Com - Other | Com | ROB and NEW | 0 | 1000 sqft2 of floor space | 1000 sqft served | 13 | DEER:Indoor_CFL_Ltg | 0 | 0 | 0 | SWWH027-05 | 313.9943 | 2024 | 191.4867 | 2024 | 0 | 0 | SWWH027-05 | Com Small Gas Water Heaters - Panel Upgrade - ZEAS 2030 - Hot-Dry ¦ SDG&E ¦ Hot-Dry | Com Small Gas Water Heaters - Panel Upgrade - ZEAS 2030 - Hot-Dry | 0.5433 | 0.453 | 0.95 | CBSA 2019 | 0 | 2012 | 1 | SWWH027-05
COM-WATERHEAT-FS-PU-10-ZEAS.92 | Com ¦ Com Gas Storage Water Heater (0.63 UEF - 50 Gal) - Panel Upgrade - ZEAS 2030 - Hot-Dry ¦ SDG&E ¦ Hot-Dry | Com ¦ Com Gas Storage Water Heater (0.63 UEF - 50 Gal) - Panel Upgrade - ZEAS 2030 - Hot-Dry | SDG&E ¦ Hot-Dry | SDG&E | All | Electric & Gas | Gas Storage WH (0.63 UEF - 50 Gal) | Average Existing and Code |  | 2030 | 1 | Conventional | WaterHeat | Com - Refrig. Warehouse | Com | ROB and NEW | 0 | 1000 sqft2 of floor space | 1000 sqft served | 13 | DEER:Indoor_CFL_Ltg | 0 | 0 | 0 | SWWH027-05 | 17.5552 | 2024 | 10.7059 | 2024 | 0 | 0 | SWWH027-05 | Com Small Gas Water Heaters - Panel Upgrade - ZEAS 2030 - Hot-Dry ¦ SDG&E ¦ Hot-Dry | Com Small Gas Water Heaters - Panel Upgrade - ZEAS 2030 - Hot-Dry | 0.22621 | 0.453 | 0.95 | CBSA 2019 | 0 | 2012 | 1 | SWWH027-05
COM-WATERHEAT-FS-PU-10-ZEAS.93 | Com ¦ Com Gas Storage Water Heater (0.63 UEF - 50 Gal) - Panel Upgrade - ZEAS 2030 - Hot-Dry ¦ SDG&E ¦ Hot-Dry | Com ¦ Com Gas Storage Water Heater (0.63 UEF - 50 Gal) - Panel Upgrade - ZEAS 2030 - Hot-Dry | SDG&E ¦ Hot-Dry | SDG&E | All | Electric & Gas | Gas Storage WH (0.63 UEF - 50 Gal) | Average Existing and Code |  | 2030 | 1 | Conventional | WaterHeat | Com - Restaurant | Com | ROB and NEW | 0 | 1000 sqft2 of floor space | 1000 sqft served | 13 | DEER:Indoor_CFL_Ltg | 0 | 0 | 0 | SWWH027-05 | 1644.6494 | 2024 | 1002.975 | 2024 | 0 | 0 | SWWH027-05 | Com Small Gas Water Heaters - Panel Upgrade - ZEAS 2030 - Hot-Dry ¦ SDG&E ¦ Hot-Dry | Com Small Gas Water Heaters - Panel Upgrade - ZEAS 2030 - Hot-Dry | 0.79319 | 0.453 | 0.95 | CBSA 2019 | 0 | 2012 | 1 | SWWH027-05
COM-WATERHEAT-FS-PU-10-ZEAS.94 | Com ¦ Com Gas Storage Water Heater (0.63 UEF - 50 Gal) - Panel Upgrade - ZEAS 2030 - Hot-Dry ¦ SDG&E ¦ Hot-Dry | Com ¦ Com Gas Storage Water Heater (0.63 UEF - 50 Gal) - Panel Upgrade - ZEAS 2030 - Hot-Dry | SDG&E ¦ Hot-Dry | SDG&E | All | Electric & Gas | Gas Storage WH (0.63 UEF - 50 Gal) | Average Existing and Code |  | 2030 | 1 | Conventional | WaterHeat | Com - Retail | Com | ROB and NEW | 0 | 1000 sqft2 of floor space | 1000 sqft served | 13 | DEER:Indoor_CFL_Ltg | 0 | 0 | 0 | SWWH027-05 | 23.5157 | 2024 | 14.3408 | 2024 | 0 | 0 | SWWH027-05 | Com Small Gas Water Heaters - Panel Upgrade - ZEAS 2030 - Hot-Dry ¦ SDG&E ¦ Hot-Dry | Com Small Gas Water Heaters - Panel Upgrade - ZEAS 2030 - Hot-Dry | 0.40063 | 0.453 | 0.95 | CBSA 2019 | 0 | 2012 | 1 | SWWH027-05
COM-WATERHEAT-FS-PU-10-ZEAS.95 | Com ¦ Com Gas Storage Water Heater (0.63 UEF - 50 Gal) - Panel Upgrade - ZEAS 2030 - Hot-Dry ¦ SDG&E ¦ Hot-Dry | Com ¦ Com Gas Storage Water Heater (0.63 UEF - 50 Gal) - Panel Upgrade - ZEAS 2030 - Hot-Dry | SDG&E ¦ Hot-Dry | SDG&E | All | Electric & Gas | Gas Storage WH (0.63 UEF - 50 Gal) | Average Existing and Code |  | 2030 | 1 | Conventional | WaterHeat | Com - School | Com | ROB and NEW | 0 | 1000 sqft2 of floor space | 1000 sqft served | 13 | DEER:Indoor_CFL_Ltg | 0 | 0 | 0 | SWWH027-05 | 193.7077 | 2024 | 118.1309 | 2024 | 0 | 0 | SWWH027-05 | Com Small Gas Water Heaters - Panel Upgrade - ZEAS 2030 - Hot-Dry ¦ SDG&E ¦ Hot-Dry | Com Small Gas Water Heaters - Panel Upgrade - ZEAS 2030 - Hot-Dry | 0.76922 | 0.453 | 0.95 | CBSA 2019 | 0 | 2012 | 1 | SWWH027-05
COM-WATERHEAT-FS-PU-10-ZEAS.96 | Com ¦ Com Gas Storage Water Heater (0.63 UEF - 50 Gal) - Panel Upgrade - ZEAS 2030 - Hot-Dry ¦ SDG&E ¦ Hot-Dry | Com ¦ Com Gas Storage Water Heater (0.63 UEF - 50 Gal) - Panel Upgrade - ZEAS 2030 - Hot-Dry | SDG&E ¦ Hot-Dry | SDG&E | All | Electric & Gas | Gas Storage WH (0.63 UEF - 50 Gal) | Average Existing and Code |  | 2030 | 1 | Conventional | WaterHeat | Com - Warehouse | Com | ROB and NEW | 0 | 1000 sqft2 of floor space | 1000 sqft served | 13 | DEER:Indoor_CFL_Ltg | 0 | 0 | 0 | SWWH027-05 | 3.511 | 2024 | 2.1412 | 2024 | 0 | 0 | SWWH027-05 | Com Small Gas Water Heaters - Panel Upgrade - ZEAS 2030 - Hot-Dry ¦ SDG&E ¦ Hot-Dry | Com Small Gas Water Heaters - Panel Upgrade - ZEAS 2030 - Hot-Dry | 0.1976 | 0.453 | 0.95 | CBSA 2019 | 0 | 2012 | 1 | SWWH027-05
COM-WATERHEAT-FS-PU-10C-ZEAS.1 | Com ¦ Com Electric Storage Water Heater (0.92 UEF - 50 Gal) - FS Future Baseline 2030 - Panel Upgrade - ZEAS 2030 - Marine ¦ PG&E ¦ Marine | Com ¦ Com Electric Storage Water Heater (0.92 UEF - 50 Gal) - FS Future Baseline 2030 - Panel Upgrade - ZEAS 2030 - Marine | PG&E ¦ Marine | PG&E | All | Electric & Gas | Com Electric Storage Water Heater (0.92 UEF - 50 Gal) - FS Future Baseline 2030 | Efficient | 2030 |  | 1 | Conventional | WaterHeat | Com - College | Com | ROB and NEW | 0 | 1000 sqft2 of floor space | 1000 sqft served | 13 | DEER:Indoor_CFL_Ltg | 1137.8822 | 0.062187 | -67.0699 | SWWH031-04 | 173.1032 | 2024 | 102.5529 | 2024 | 0 | 0 | SWWH031-04 | Com Small Gas Water Heaters - Panel Upgrade - ZEAS 2030 - Marine ¦ PG&E ¦ Marine | Com Small Gas Water Heaters - Panel Upgrade - ZEAS 2030 - Marine | 0.74815 | 0.453 | 0 | CBSA 2019 | 135.3325 | 2012 | 1 | SWWH031-04
COM-WATERHEAT-FS-PU-10C-ZEAS.2 | Com ¦ Com Electric Storage Water Heater (0.92 UEF - 50 Gal) - FS Future Baseline 2030 - Panel Upgrade - ZEAS 2030 - Marine ¦ PG&E ¦ Marine | Com ¦ Com Electric Storage Water Heater (0.92 UEF - 50 Gal) - FS Future Baseline 2030 - Panel Upgrade - ZEAS 2030 - Marine | PG&E ¦ Marine | PG&E | All | Electric & Gas | Com Electric Storage Water Heater (0.92 UEF - 50 Gal) - FS Future Baseline 2030 | Efficient | 2030 |  | 1 | Conventional | WaterHeat | Com - Grocery | Com | ROB and NEW | 0 | 1000 sqft2 of floor space | 1000 sqft served | 13 | DEER:Indoor_CFL_Ltg | 0 | 0 | 0 | SWWH031-04 | 101.241 | 2024 | 61.7409 | 2024 | 0 | 0 | SWWH031-04 | Com Small Gas Water Heaters - Panel Upgrade - ZEAS 2030 - Marine ¦ PG&E ¦ Marine | Com Small Gas Water Heaters - Panel Upgrade - ZEAS 2030 - Marine | 0.59609 | 0.453 | 0 | CBSA 2019 | 0 | 2012 | 1 | SWWH031-04
COM-WATERHEAT-FS-PU-10C-ZEAS.3 | Com ¦ Com Electric Storage Water Heater (0.92 UEF - 50 Gal) - FS Future Baseline 2030 - Panel Upgrade - ZEAS 2030 - Marine ¦ PG&E ¦ Marine | Com ¦ Com Electric Storage Water Heater (0.92 UEF - 50 Gal) - FS Future Baseline 2030 - Panel Upgrade - ZEAS 2030 - Marine | PG&E ¦ Marine | PG&E | All | Electric & Gas | Com Electric Storage Water Heater (0.92 UEF - 50 Gal) - FS Future Baseline 2030 | Efficient | 2030 |  | 1 | Conventional | WaterHeat | Com - Health | Com | ROB and NEW | 0 | 1000 sqft2 of floor space | 1000 sqft served | 13 | DEER:Indoor_CFL_Ltg | 3261.7471 | 0.18037 | -189.4886 | SWWH031-04 | 262.1943 | 2024 | 155.3338 | 2024 | 0 | 0 | SWWH031-04 | Com Small Gas Water Heaters - Panel Upgrade - ZEAS 2030 - Marine ¦ PG&E ¦ Marine | Com Small Gas Water Heaters - Panel Upgrade - ZEAS 2030 - Marine | 0.52611 | 0.453 | 0 | CBSA 2019 | 321.7882 | 2012 | 1 | SWWH031-04
COM-WATERHEAT-FS-PU-10C-ZEAS.4 | Com ¦ Com Electric Storage Water Heater (0.92 UEF - 50 Gal) - FS Future Baseline 2030 - Panel Upgrade - ZEAS 2030 - Marine ¦ PG&E ¦ Marine | Com ¦ Com Electric Storage Water Heater (0.92 UEF - 50 Gal) - FS Future Baseline 2030 - Panel Upgrade - ZEAS 2030 - Marine | PG&E ¦ Marine | PG&E | All | Electric & Gas | Com Electric Storage Water Heater (0.92 UEF - 50 Gal) - FS Future Baseline 2030 | Efficient | 2030 |  | 1 | Conventional | WaterHeat | Com - Lodging | Com | ROB and NEW | 0 | 1000 sqft2 of floor space | 1000 sqft served | 13 | DEER:Indoor_CFL_Ltg | 2517.5113 | 0.14025 | -145.1426 | SWWH031-04 | 164.9749 | 2024 | 97.7373 | 2024 | 0 | 0 | SWWH031-04 | Com Small Gas Water Heaters - Panel Upgrade - ZEAS 2030 - Marine ¦ PG&E ¦ Marine | Com Small Gas Water Heaters - Panel Upgrade - ZEAS 2030 - Marine | 0.73871 | 0.453 | 0 | CBSA 2019 | 1036.8018 | 2012 | 1 | SWWH031-04
COM-WATERHEAT-FS-PU-10C-ZEAS.5 | Com ¦ Com Electric Storage Water Heater (0.92 UEF - 50 Gal) - FS Future Baseline 2030 - Panel Upgrade - ZEAS 2030 - Marine ¦ PG&E ¦ Marine | Com ¦ Com Electric Storage Water Heater (0.92 UEF - 50 Gal) - FS Future Baseline 2030 - Panel Upgrade - ZEAS 2030 - Marine | PG&E ¦ Marine | PG&E | All | Electric & Gas | Com Electric Storage Water Heater (0.92 UEF - 50 Gal) - FS Future Baseline 2030 | Efficient | 2030 |  | 1 | Conventional | WaterHeat | Com - Office (Large) | Com | ROB and NEW | 0 | 1000 sqft2 of floor space | 1000 sqft served | 13 | DEER:Indoor_CFL_Ltg | 320.1767 | 0.0079285 | -18.8775 | SWWH031-04 | 53.8656 | 2024 | 31.912 | 2024 | 0 | 0 | SWWH031-04 | Com Small Gas Water Heaters - Panel Upgrade - ZEAS 2030 - Marine ¦ PG&E ¦ Marine | Com Small Gas Water Heaters - Panel Upgrade - ZEAS 2030 - Marine | 0.46177 | 0.453 | 0 | CBSA 2019 | 52.9309 | 2012 | 1 | SWWH031-04
COM-WATERHEAT-FS-PU-10C-ZEAS.6 | Com ¦ Com Electric Storage Water Heater (0.92 UEF - 50 Gal) - FS Future Baseline 2030 - Panel Upgrade - ZEAS 2030 - Marine ¦ PG&E ¦ Marine | Com ¦ Com Electric Storage Water Heater (0.92 UEF - 50 Gal) - FS Future Baseline 2030 - Panel Upgrade - ZEAS 2030 - Marine | PG&E ¦ Marine | PG&E | All | Electric & Gas | Com Electric Storage Water Heater (0.92 UEF - 50 Gal) - FS Future Baseline 2030 | Efficient | 2030 |  | 1 | Conventional | WaterHeat | Com - Office (Small) | Com | ROB and NEW | 0 | 1000 sqft2 of floor space | 1000 sqft served | 13 | DEER:Indoor_CFL_Ltg | 294.0814 | 0.0012104 | -17.4709 | SWWH031-04 | 53.8656 | 2024 | 31.912 | 2024 | 0 | 0 | SWWH031-04 | Com Small Gas Water Heaters - Panel Upgrade - ZEAS 2030 - Marine ¦ PG&E ¦ Marine | Com Small Gas Water Heaters - Panel Upgrade - ZEAS 2030 - Marine | 0.46177 | 0.453 | 0 | CBSA 2019 | 21.1037 | 2012 | 1 | SWWH031-04
COM-WATERHEAT-FS-PU-10C-ZEAS.7 | Com ¦ Com Electric Storage Water Heater (0.92 UEF - 50 Gal) - FS Future Baseline 2030 - Panel Upgrade - ZEAS 2030 - Marine ¦ PG&E ¦ Marine | Com ¦ Com Electric Storage Water Heater (0.92 UEF - 50 Gal) - FS Future Baseline 2030 - Panel Upgrade - ZEAS 2030 - Marine | PG&E ¦ Marine | PG&E | All | Electric & Gas | Com Electric Storage Water Heater (0.92 UEF - 50 Gal) - FS Future Baseline 2030 | Efficient | 2030 |  | 1 | Conventional | WaterHeat | Com - Other | Com | ROB and NEW | 0 | 1000 sqft2 of floor space | 1000 sqft served | 13 | DEER:Indoor_CFL_Ltg | 3786.8443 | 0.25991 | -220.4145 | SWWH031-04 | 445.4976 | 2024 | 263.9296 | 2024 | 0 | 0 | SWWH031-04 | Com Small Gas Water Heaters - Panel Upgrade - ZEAS 2030 - Marine ¦ PG&E ¦ Marine | Com Small Gas Water Heaters - Panel Upgrade - ZEAS 2030 - Marine | 0.5433 | 0.453 | 0 | CBSA 2019 | 580.3191 | 2012 | 1 | SWWH031-04
COM-WATERHEAT-FS-PU-10C-ZEAS.8 | Com ¦ Com Electric Storage Water Heater (0.92 UEF - 50 Gal) - FS Future Baseline 2030 - Panel Upgrade - ZEAS 2030 - Marine ¦ PG&E ¦ Marine | Com ¦ Com Electric Storage Water Heater (0.92 UEF - 50 Gal) - FS Future Baseline 2030 - Panel Upgrade - ZEAS 2030 - Marine | PG&E ¦ Marine | PG&E | All | Electric & Gas | Com Electric Storage Water Heater (0.92 UEF - 50 Gal) - FS Future Baseline 2030 | Efficient | 2030 |  | 1 | Conventional | WaterHeat | Com - Refrig. Warehouse | Com | ROB and NEW | 0 | 1000 sqft2 of floor space | 1000 sqft served | 13 | DEER:Indoor_CFL_Ltg | 326.394 | 0.013196 | -18.9983 | SWWH031-04 | 24.9074 | 2024 | 14.7561 | 2024 | 0 | 0 | SWWH031-04 | Com Small Gas Water Heaters - Panel Upgrade - ZEAS 2030 - Marine ¦ PG&E ¦ Marine | Com Small Gas Water Heaters - Panel Upgrade - ZEAS 2030 - Marine | 0.22621 | 0.453 | 0 | CBSA 2019 | 8.4316 | 2012 | 1 | SWWH031-04
COM-WATERHEAT-FS-PU-10C-ZEAS.9 | Com ¦ Com Electric Storage Water Heater (0.92 UEF - 50 Gal) - FS Future Baseline 2030 - Panel Upgrade - ZEAS 2030 - Marine ¦ PG&E ¦ Marine | Com ¦ Com Electric Storage Water Heater (0.92 UEF - 50 Gal) - FS Future Baseline 2030 - Panel Upgrade - ZEAS 2030 - Marine | PG&E ¦ Marine | PG&E | All | Electric & Gas | Com Electric Storage Water Heater (0.92 UEF - 50 Gal) - FS Future Baseline 2030 | Efficient | 2030 |  | 1 | Conventional | WaterHeat | Com - Restaurant | Com | ROB and NEW | 0 | 1000 sqft2 of floor space | 1000 sqft served | 13 | DEER:Indoor_CFL_Ltg | 14159.466 | 1.2774 | -845.4464 | SWWH031-04 | 2333.4416 | 2024 | 1382.4189 | 2024 | 0 | 0 | SWWH031-04 | Com Small Gas Water Heaters - Panel Upgrade - ZEAS 2030 - Marine ¦ PG&E ¦ Marine | Com Small Gas Water Heaters - Panel Upgrade - ZEAS 2030 - Marine | 0.79319 | 0.453 | 0 | CBSA 2019 | 383.5022 | 2012 | 1 | SWWH031-04
COM-WATERHEAT-FS-PU-10C-ZEAS.10 | Com ¦ Com Electric Storage Water Heater (0.92 UEF - 50 Gal) - FS Future Baseline 2030 - Panel Upgrade - ZEAS 2030 - Marine ¦ PG&E ¦ Marine | Com ¦ Com Electric Storage Water Heater (0.92 UEF - 50 Gal) - FS Future Baseline 2030 - Panel Upgrade - ZEAS 2030 - Marine | PG&E ¦ Marine | PG&E | All | Electric & Gas | Com Electric Storage Water Heater (0.92 UEF - 50 Gal) - FS Future Baseline 2030 | Efficient | 2030 |  | 1 | Conventional | WaterHeat | Com - Retail | Com | ROB and NEW | 0 | 1000 sqft2 of floor space | 1000 sqft served | 13 | DEER:Indoor_CFL_Ltg | 212.2383 | 0.014902 | -12.4564 | SWWH031-04 | 33.3643 | 2024 | 19.7663 | 2024 | 0 | 0 | SWWH031-04 | Com Small Gas Water Heaters - Panel Upgrade - ZEAS 2030 - Marine ¦ PG&E ¦ Marine | Com Small Gas Water Heaters - Panel Upgrade - ZEAS 2030 - Marine | 0.40063 | 0.453 | 0 | CBSA 2019 | -13.0145 | 2012 | 1 | SWWH031-04
COM-WATERHEAT-FS-PU-10C-ZEAS.11 | Com ¦ Com Electric Storage Water Heater (0.92 UEF - 50 Gal) - FS Future Baseline 2030 - Panel Upgrade - ZEAS 2030 - Marine ¦ PG&E ¦ Marine | Com ¦ Com Electric Storage Water Heater (0.92 UEF - 50 Gal) - FS Future Baseline 2030 - Panel Upgrade - ZEAS 2030 - Marine | PG&E ¦ Marine | PG&E | All | Electric & Gas | Com Electric Storage Water Heater (0.92 UEF - 50 Gal) - FS Future Baseline 2030 | Efficient | 2030 |  | 1 | Conventional | WaterHeat | Com - School | Com | ROB and NEW | 0 | 1000 sqft2 of floor space | 1000 sqft served | 13 | DEER:Indoor_CFL_Ltg | 1139.2301 | -4.9998e-05 | -68.9729 | SWWH031-04 | 274.834 | 2024 | 162.822 | 2024 | 0 | 0 | SWWH031-04 | Com Small Gas Water Heaters - Panel Upgrade - ZEAS 2030 - Marine ¦ PG&E ¦ Marine | Com Small Gas Water Heaters - Panel Upgrade - ZEAS 2030 - Marine | 0.76922 | 0.453 | 0 | CBSA 2019 | -29.9846 | 2012 | 1 | SWWH031-04
COM-WATERHEAT-FS-PU-10C-ZEAS.12 | Com ¦ Com Electric Storage Water Heater (0.92 UEF - 50 Gal) - FS Future Baseline 2030 - Panel Upgrade - ZEAS 2030 - Marine ¦ PG&E ¦ Marine | Com ¦ Com Electric Storage Water Heater (0.92 UEF - 50 Gal) - FS Future Baseline 2030 - Panel Upgrade - ZEAS 2030 - Marine | PG&E ¦ Marine | PG&E | All | Electric & Gas | Com Electric Storage Water Heater (0.92 UEF - 50 Gal) - FS Future Baseline 2030 | Efficient | 2030 |  | 1 | Conventional | WaterHeat | Com - Warehouse | Com | ROB and NEW | 0 | 1000 sqft2 of floor space | 1000 sqft served | 13 | DEER:Indoor_CFL_Ltg | 34.1969 | 0.00056481 | -2.0025 | SWWH031-04 | 4.9815 | 2024 | 2.9512 | 2024 | 0 | 0 | SWWH031-04 | Com Small Gas Water Heaters - Panel Upgrade - ZEAS 2030 - Marine ¦ PG&E ¦ Marine | Com Small Gas Water Heaters - Panel Upgrade - ZEAS 2030 - Marine | 0.1976 | 0.453 | 0 | CBSA 2019 | -1.8081 | 2012 | 1 | SWWH031-04
COM-WATERHEAT-FS-PU-10C-ZEAS.13 | Com ¦ Com Electric Storage Water Heater (0.92 UEF - 50 Gal) - FS Future Baseline 2030 - Panel Upgrade - ZEAS 2030 - Hot-Dry ¦ PG&E ¦ Hot-Dry | Com ¦ Com Electric Storage Water Heater (0.92 UEF - 50 Gal) - FS Future Baseline 2030 - Panel Upgrade - ZEAS 2030 - Hot-Dry | PG&E ¦ Hot-Dry | PG&E | All | Electric & Gas | Com Electric Storage Water Heater (0.92 UEF - 50 Gal) - FS Future Baseline 2030 | Efficient | 2030 |  | 1 | Conventional | WaterHeat | Com - College | Com | ROB and NEW | 0 | 1000 sqft2 of floor space | 1000 sqft served | 13 | DEER:Indoor_CFL_Ltg | 1087.8012 | 0.054693 | -64.1714 | SWWH031-04 | 173.1032 | 2024 | 102.5529 | 2024 | 0 | 0 | SWWH031-04 | Com Small Gas Water Heaters - Panel Upgrade - ZEAS 2030 - Hot-Dry ¦ PG&E ¦ Hot-Dry | Com Small Gas Water Heaters - Panel Upgrade - ZEAS 2030 - Hot-Dry | 0.74815 | 0.453 | 0 | CBSA 2019 | 129.5523 | 2012 | 1 | SWWH031-04
COM-WATERHEAT-FS-PU-10C-ZEAS.14 | Com ¦ Com Electric Storage Water Heater (0.92 UEF - 50 Gal) - FS Future Baseline 2030 - Panel Upgrade - ZEAS 2030 - Hot-Dry ¦ PG&E ¦ Hot-Dry | Com ¦ Com Electric Storage Water Heater (0.92 UEF - 50 Gal) - FS Future Baseline 2030 - Panel Upgrade - ZEAS 2030 - Hot-Dry | PG&E ¦ Hot-Dry | PG&E | All | Electric & Gas | Com Electric Storage Water Heater (0.92 UEF - 50 Gal) - FS Future Baseline 2030 | Efficient | 2030 |  | 1 | Conventional | WaterHeat | Com - Grocery | Com | ROB and NEW | 0 | 1000 sqft2 of floor space | 1000 sqft served | 13 | DEER:Indoor_CFL_Ltg | 0 | 0 | 0 | SWWH031-04 | 101.241 | 2024 | 61.7409 | 2024 | 0 | 0 | SWWH031-04 | Com Small Gas Water Heaters - Panel Upgrade - ZEAS 2030 - Hot-Dry ¦ PG&E ¦ Hot-Dry | Com Small Gas Water Heaters - Panel Upgrade - ZEAS 2030 - Hot-Dry | 0.59609 | 0.453 | 0 | CBSA 2019 | 0 | 2012 | 1 | SWWH031-04
COM-WATERHEAT-FS-PU-10C-ZEAS.15 | Com ¦ Com Electric Storage Water Heater (0.92 UEF - 50 Gal) - FS Future Baseline 2030 - Panel Upgrade - ZEAS 2030 - Hot-Dry ¦ PG&E ¦ Hot-Dry | Com ¦ Com Electric Storage Water Heater (0.92 UEF - 50 Gal) - FS Future Baseline 2030 - Panel Upgrade - ZEAS 2030 - Hot-Dry | PG&E ¦ Hot-Dry | PG&E | All | Electric & Gas | Com Electric Storage Water Heater (0.92 UEF - 50 Gal) - FS Future Baseline 2030 | Efficient | 2030 |  | 1 | Conventional | WaterHeat | Com - Health | Com | ROB and NEW | 0 | 1000 sqft2 of floor space | 1000 sqft served | 13 | DEER:Indoor_CFL_Ltg | 3109.1936 | 0.15894 | -180.4801 | SWWH031-04 | 262.1943 | 2024 | 155.3338 | 2024 | 0 | 0 | SWWH031-04 | Com Small Gas Water Heaters - Panel Upgrade - ZEAS 2030 - Hot-Dry ¦ PG&E ¦ Hot-Dry | Com Small Gas Water Heaters - Panel Upgrade - ZEAS 2030 - Hot-Dry | 0.52611 | 0.453 | 0 | CBSA 2019 | 306.3253 | 2012 | 1 | SWWH031-04
COM-WATERHEAT-FS-PU-10C-ZEAS.16 | Com ¦ Com Electric Storage Water Heater (0.92 UEF - 50 Gal) - FS Future Baseline 2030 - Panel Upgrade - ZEAS 2030 - Hot-Dry ¦ PG&E ¦ Hot-Dry | Com ¦ Com Electric Storage Water Heater (0.92 UEF - 50 Gal) - FS Future Baseline 2030 - Panel Upgrade - ZEAS 2030 - Hot-Dry | PG&E ¦ Hot-Dry | PG&E | All | Electric & Gas | Com Electric Storage Water Heater (0.92 UEF - 50 Gal) - FS Future Baseline 2030 | Efficient | 2030 |  | 1 | Conventional | WaterHeat | Com - Lodging | Com | ROB and NEW | 0 | 1000 sqft2 of floor space | 1000 sqft served | 13 | DEER:Indoor_CFL_Ltg | 2394.8701 | 0.12375 | -137.894 | SWWH031-04 | 164.9749 | 2024 | 97.7373 | 2024 | 0 | 0 | SWWH031-04 | Com Small Gas Water Heaters - Panel Upgrade - ZEAS 2030 - Hot-Dry ¦ PG&E ¦ Hot-Dry | Com Small Gas Water Heaters - Panel Upgrade - ZEAS 2030 - Hot-Dry | 0.73871 | 0.453 | 0 | CBSA 2019 | 984.5365 | 2012 | 1 | SWWH031-04
COM-WATERHEAT-FS-PU-10C-ZEAS.17 | Com ¦ Com Electric Storage Water Heater (0.92 UEF - 50 Gal) - FS Future Baseline 2030 - Panel Upgrade - ZEAS 2030 - Hot-Dry ¦ PG&E ¦ Hot-Dry | Com ¦ Com Electric Storage Water Heater (0.92 UEF - 50 Gal) - FS Future Baseline 2030 - Panel Upgrade - ZEAS 2030 - Hot-Dry | PG&E ¦ Hot-Dry | PG&E | All | Electric & Gas | Com Electric Storage Water Heater (0.92 UEF - 50 Gal) - FS Future Baseline 2030 | Efficient | 2030 |  | 1 | Conventional | WaterHeat | Com - Office (Large) | Com | ROB and NEW | 0 | 1000 sqft2 of floor space | 1000 sqft served | 13 | DEER:Indoor_CFL_Ltg | 305.5559 | 0.0069625 | -18.0261 | SWWH031-04 | 53.8656 | 2024 | 31.912 | 2024 | 0 | 0 | SWWH031-04 | Com Small Gas Water Heaters - Panel Upgrade - ZEAS 2030 - Hot-Dry ¦ PG&E ¦ Hot-Dry | Com Small Gas Water Heaters - Panel Upgrade - ZEAS 2030 - Hot-Dry | 0.46177 | 0.453 | 0 | CBSA 2019 | 50.5619 | 2012 | 1 | SWWH031-04
COM-WATERHEAT-FS-PU-10C-ZEAS.18 | Com ¦ Com Electric Storage Water Heater (0.92 UEF - 50 Gal) - FS Future Baseline 2030 - Panel Upgrade - ZEAS 2030 - Hot-Dry ¦ PG&E ¦ Hot-Dry | Com ¦ Com Electric Storage Water Heater (0.92 UEF - 50 Gal) - FS Future Baseline 2030 - Panel Upgrade - ZEAS 2030 - Hot-Dry | PG&E ¦ Hot-Dry | PG&E | All | Electric & Gas | Com Electric Storage Water Heater (0.92 UEF - 50 Gal) - FS Future Baseline 2030 | Efficient | 2030 |  | 1 | Conventional | WaterHeat | Com - Office (Small) | Com | ROB and NEW | 0 | 1000 sqft2 of floor space | 1000 sqft served | 13 | DEER:Indoor_CFL_Ltg | 280.9412 | 0.001046 | -16.6196 | SWWH031-04 | 53.8656 | 2024 | 31.912 | 2024 | 0 | 0 | SWWH031-04 | Com Small Gas Water Heaters - Panel Upgrade - ZEAS 2030 - Hot-Dry ¦ PG&E ¦ Hot-Dry | Com Small Gas Water Heaters - Panel Upgrade - ZEAS 2030 - Hot-Dry | 0.46177 | 0.453 | 0 | CBSA 2019 | 20.0208 | 2012 | 1 | SWWH031-04
COM-WATERHEAT-FS-PU-10C-ZEAS.19 | Com ¦ Com Electric Storage Water Heater (0.92 UEF - 50 Gal) - FS Future Baseline 2030 - Panel Upgrade - ZEAS 2030 - Hot-Dry ¦ PG&E ¦ Hot-Dry | Com ¦ Com Electric Storage Water Heater (0.92 UEF - 50 Gal) - FS Future Baseline 2030 - Panel Upgrade - ZEAS 2030 - Hot-Dry | PG&E ¦ Hot-Dry | PG&E | All | Electric & Gas | Com Electric Storage Water Heater (0.92 UEF - 50 Gal) - FS Future Baseline 2030 | Efficient | 2030 |  | 1 | Conventional | WaterHeat | Com - Other | Com | ROB and NEW | 0 | 1000 sqft2 of floor space | 1000 sqft served | 13 | DEER:Indoor_CFL_Ltg | 3615.4107 | 0.22776 | -209.6999 | SWWH031-04 | 445.4976 | 2024 | 263.9296 | 2024 | 0 | 0 | SWWH031-04 | Com Small Gas Water Heaters - Panel Upgrade - ZEAS 2030 - Hot-Dry ¦ PG&E ¦ Hot-Dry | Com Small Gas Water Heaters - Panel Upgrade - ZEAS 2030 - Hot-Dry | 0.5433 | 0.453 | 0 | CBSA 2019 | 550.7124 | 2012 | 1 | SWWH031-04
COM-WATERHEAT-FS-PU-10C-ZEAS.20 | Com ¦ Com Electric Storage Water Heater (0.92 UEF - 50 Gal) - FS Future Baseline 2030 - Panel Upgrade - ZEAS 2030 - Hot-Dry ¦ PG&E ¦ Hot-Dry | Com ¦ Com Electric Storage Water Heater (0.92 UEF - 50 Gal) - FS Future Baseline 2030 - Panel Upgrade - ZEAS 2030 - Hot-Dry | PG&E ¦ Hot-Dry | PG&E | All | Electric & Gas | Com Electric Storage Water Heater (0.92 UEF - 50 Gal) - FS Future Baseline 2030 | Efficient | 2030 |  | 1 | Conventional | WaterHeat | Com - Refrig. Warehouse | Com | ROB and NEW | 0 | 1000 sqft2 of floor space | 1000 sqft served | 13 | DEER:Indoor_CFL_Ltg | 311.6746 | 0.011604 | -18.1425 | SWWH031-04 | 24.9074 | 2024 | 14.7561 | 2024 | 0 | 0 | SWWH031-04 | Com Small Gas Water Heaters - Panel Upgrade - ZEAS 2030 - Hot-Dry ¦ PG&E ¦ Hot-Dry | Com Small Gas Water Heaters - Panel Upgrade - ZEAS 2030 - Hot-Dry | 0.22621 | 0.453 | 0 | CBSA 2019 | 8.0521 | 2012 | 1 | SWWH031-04
COM-WATERHEAT-FS-PU-10C-ZEAS.21 | Com ¦ Com Electric Storage Water Heater (0.92 UEF - 50 Gal) - FS Future Baseline 2030 - Panel Upgrade - ZEAS 2030 - Hot-Dry ¦ PG&E ¦ Hot-Dry | Com ¦ Com Electric Storage Water Heater (0.92 UEF - 50 Gal) - FS Future Baseline 2030 - Panel Upgrade - ZEAS 2030 - Hot-Dry | PG&E ¦ Hot-Dry | PG&E | All | Electric & Gas | Com Electric Storage Water Heater (0.92 UEF - 50 Gal) - FS Future Baseline 2030 | Efficient | 2030 |  | 1 | Conventional | WaterHeat | Com - Restaurant | Com | ROB and NEW | 0 | 1000 sqft2 of floor space | 1000 sqft served | 13 | DEER:Indoor_CFL_Ltg | 13487.427 | 1.1252 | -805.3598 | SWWH031-04 | 2333.4416 | 2024 | 1382.4189 | 2024 | 0 | 0 | SWWH031-04 | Com Small Gas Water Heaters - Panel Upgrade - ZEAS 2030 - Hot-Dry ¦ PG&E ¦ Hot-Dry | Com Small Gas Water Heaters - Panel Upgrade - ZEAS 2030 - Hot-Dry | 0.79319 | 0.453 | 0 | CBSA 2019 | 365.3305 | 2012 | 1 | SWWH031-04
COM-WATERHEAT-FS-PU-10C-ZEAS.22 | Com ¦ Com Electric Storage Water Heater (0.92 UEF - 50 Gal) - FS Future Baseline 2030 - Panel Upgrade - ZEAS 2030 - Hot-Dry ¦ PG&E ¦ Hot-Dry | Com ¦ Com Electric Storage Water Heater (0.92 UEF - 50 Gal) - FS Future Baseline 2030 - Panel Upgrade - ZEAS 2030 - Hot-Dry | PG&E ¦ Hot-Dry | PG&E | All | Electric & Gas | Com Electric Storage Water Heater (0.92 UEF - 50 Gal) - FS Future Baseline 2030 | Efficient | 2030 |  | 1 | Conventional | WaterHeat | Com - Retail | Com | ROB and NEW | 0 | 1000 sqft2 of floor space | 1000 sqft served | 13 | DEER:Indoor_CFL_Ltg | 201.9111 | 0.013071 | -11.8499 | SWWH031-04 | 33.3643 | 2024 | 19.7663 | 2024 | 0 | 0 | SWWH031-04 | Com Small Gas Water Heaters - Panel Upgrade - ZEAS 2030 - Hot-Dry ¦ PG&E ¦ Hot-Dry | Com Small Gas Water Heaters - Panel Upgrade - ZEAS 2030 - Hot-Dry | 0.40063 | 0.453 | 0 | CBSA 2019 | -12.3832 | 2012 | 1 | SWWH031-04
COM-WATERHEAT-FS-PU-10C-ZEAS.23 | Com ¦ Com Electric Storage Water Heater (0.92 UEF - 50 Gal) - FS Future Baseline 2030 - Panel Upgrade - ZEAS 2030 - Hot-Dry ¦ PG&E ¦ Hot-Dry | Com ¦ Com Electric Storage Water Heater (0.92 UEF - 50 Gal) - FS Future Baseline 2030 - Panel Upgrade - ZEAS 2030 - Hot-Dry | PG&E ¦ Hot-Dry | PG&E | All | Electric & Gas | Com Electric Storage Water Heater (0.92 UEF - 50 Gal) - FS Future Baseline 2030 | Efficient | 2030 |  | 1 | Conventional | WaterHeat | Com - School | Com | ROB and NEW | 0 | 1000 sqft2 of floor space | 1000 sqft served | 13 | DEER:Indoor_CFL_Ltg | 1094.8228 | -7.1702e-05 | -66.0592 | SWWH031-04 | 274.834 | 2024 | 162.822 | 2024 | 0 | 0 | SWWH031-04 | Com Small Gas Water Heaters - Panel Upgrade - ZEAS 2030 - Hot-Dry ¦ PG&E ¦ Hot-Dry | Com Small Gas Water Heaters - Panel Upgrade - ZEAS 2030 - Hot-Dry | 0.76922 | 0.453 | 0 | CBSA 2019 | -29.3302 | 2012 | 1 | SWWH031-04
COM-WATERHEAT-FS-PU-10C-ZEAS.24 | Com ¦ Com Electric Storage Water Heater (0.92 UEF - 50 Gal) - FS Future Baseline 2030 - Panel Upgrade - ZEAS 2030 - Hot-Dry ¦ PG&E ¦ Hot-Dry | Com ¦ Com Electric Storage Water Heater (0.92 UEF - 50 Gal) - FS Future Baseline 2030 - Panel Upgrade - ZEAS 2030 - Hot-Dry | PG&E ¦ Hot-Dry | PG&E | All | Electric & Gas | Com Electric Storage Water Heater (0.92 UEF - 50 Gal) - FS Future Baseline 2030 | Efficient | 2030 |  | 1 | Conventional | WaterHeat | Com - Warehouse | Com | ROB and NEW | 0 | 1000 sqft2 of floor space | 1000 sqft served | 13 | DEER:Indoor_CFL_Ltg | 32.5196 | 0.00048985 | -1.8998 | SWWH031-04 | 4.9815 | 2024 | 2.9512 | 2024 | 0 | 0 | SWWH031-04 | Com Small Gas Water Heaters - Panel Upgrade - ZEAS 2030 - Hot-Dry ¦ PG&E ¦ Hot-Dry | Com Small Gas Water Heaters - Panel Upgrade - ZEAS 2030 - Hot-Dry | 0.1976 | 0.453 | 0 | CBSA 2019 | -1.7382 | 2012 | 1 | SWWH031-04
COM-WATERHEAT-FS-PU-10C-ZEAS.25 | Com ¦ Com Electric Storage Water Heater (0.92 UEF - 50 Gal) - FS Future Baseline 2030 - Panel Upgrade - ZEAS 2030 - Cold ¦ PG&E ¦ Cold | Com ¦ Com Electric Storage Water Heater (0.92 UEF - 50 Gal) - FS Future Baseline 2030 - Panel Upgrade - ZEAS 2030 - Cold | PG&E ¦ Cold | PG&E | All | Electric & Gas | Com Electric Storage Water Heater (0.92 UEF - 50 Gal) - FS Future Baseline 2030 | Efficient | 2030 |  | 1 | Conventional | WaterHeat | Com - College | Com | ROB and NEW | 0 | 1000 sqft2 of floor space | 1000 sqft served | 13 | DEER:Indoor_CFL_Ltg | 2498.7388 | 0.12009 | -143.1668 | SWWH031-04 | 346.2063 | 2024 | 205.1057 | 2024 | 0 | 0 | SWWH031-04 | Com Small Gas Water Heaters - Panel Upgrade - ZEAS 2030 - Cold ¦ PG&E ¦ Cold | Com Small Gas Water Heaters - Panel Upgrade - ZEAS 2030 - Cold | 0.74815 | 0.453 | 0 | CBSA 2019 | 283.6077 | 2012 | 1 | SWWH031-04
COM-WATERHEAT-FS-PU-10C-ZEAS.26 | Com ¦ Com Electric Storage Water Heater (0.92 UEF - 50 Gal) - FS Future Baseline 2030 - Panel Upgrade - ZEAS 2030 - Cold ¦ PG&E ¦ Cold | Com ¦ Com Electric Storage Water Heater (0.92 UEF - 50 Gal) - FS Future Baseline 2030 - Panel Upgrade - ZEAS 2030 - Cold | PG&E ¦ Cold | PG&E | All | Electric & Gas | Com Electric Storage Water Heater (0.92 UEF - 50 Gal) - FS Future Baseline 2030 | Efficient | 2030 |  | 1 | Conventional | WaterHeat | Com - Grocery | Com | ROB and NEW | 0 | 1000 sqft2 of floor space | 1000 sqft served | 13 | DEER:Indoor_CFL_Ltg | 0 | 0 | 0 | SWWH031-04 | 202.482 | 2024 | 123.4818 | 2024 | 0 | 0 | SWWH031-04 | Com Small Gas Water Heaters - Panel Upgrade - ZEAS 2030 - Cold ¦ PG&E ¦ Cold | Com Small Gas Water Heaters - Panel Upgrade - ZEAS 2030 - Cold | 0.59609 | 0.453 | 0 | CBSA 2019 | 0 | 2012 | 1 | SWWH031-04
COM-WATERHEAT-FS-PU-10C-ZEAS.27 | Com ¦ Com Electric Storage Water Heater (0.92 UEF - 50 Gal) - FS Future Baseline 2030 - Panel Upgrade - ZEAS 2030 - Cold ¦ PG&E ¦ Cold | Com ¦ Com Electric Storage Water Heater (0.92 UEF - 50 Gal) - FS Future Baseline 2030 - Panel Upgrade - ZEAS 2030 - Cold | PG&E ¦ Cold | PG&E | All | Electric & Gas | Com Electric Storage Water Heater (0.92 UEF - 50 Gal) - FS Future Baseline 2030 | Efficient | 2030 |  | 1 | Conventional | WaterHeat | Com - Health | Com | ROB and NEW | 0 | 1000 sqft2 of floor space | 1000 sqft served | 13 | DEER:Indoor_CFL_Ltg | 7079.7553 | 0.34672 | -403.9298 | SWWH031-04 | 524.3885 | 2024 | 310.6675 | 2024 | 0 | 0 | SWWH031-04 | Com Small Gas Water Heaters - Panel Upgrade - ZEAS 2030 - Cold ¦ PG&E ¦ Cold | Com Small Gas Water Heaters - Panel Upgrade - ZEAS 2030 - Cold | 0.52611 | 0.453 | 0 | CBSA 2019 | 677.6569 | 2012 | 1 | SWWH031-04
COM-WATERHEAT-FS-PU-10C-ZEAS.28 | Com ¦ Com Electric Storage Water Heater (0.92 UEF - 50 Gal) - FS Future Baseline 2030 - Panel Upgrade - ZEAS 2030 - Cold ¦ PG&E ¦ Cold | Com ¦ Com Electric Storage Water Heater (0.92 UEF - 50 Gal) - FS Future Baseline 2030 - Panel Upgrade - ZEAS 2030 - Cold | PG&E ¦ Cold | PG&E | All | Electric & Gas | Com Electric Storage Water Heater (0.92 UEF - 50 Gal) - FS Future Baseline 2030 | Efficient | 2030 |  | 1 | Conventional | WaterHeat | Com - Lodging | Com | ROB and NEW | 0 | 1000 sqft2 of floor space | 1000 sqft served | 13 | DEER:Indoor_CFL_Ltg | 5454.957 | 0.26983 | -309.2482 | SWWH031-04 | 329.9498 | 2024 | 195.4747 | 2024 | 0 | 0 | SWWH031-04 | Com Small Gas Water Heaters - Panel Upgrade - ZEAS 2030 - Cold ¦ PG&E ¦ Cold | Com Small Gas Water Heaters - Panel Upgrade - ZEAS 2030 - Cold | 0.73871 | 0.453 | 0 | CBSA 2019 | 2194.7105 | 2012 | 1 | SWWH031-04
COM-WATERHEAT-FS-PU-10C-ZEAS.29 | Com ¦ Com Electric Storage Water Heater (0.92 UEF - 50 Gal) - FS Future Baseline 2030 - Panel Upgrade - ZEAS 2030 - Cold ¦ PG&E ¦ Cold | Com ¦ Com Electric Storage Water Heater (0.92 UEF - 50 Gal) - FS Future Baseline 2030 - Panel Upgrade - ZEAS 2030 - Cold | PG&E ¦ Cold | PG&E | All | Electric & Gas | Com Electric Storage Water Heater (0.92 UEF - 50 Gal) - FS Future Baseline 2030 | Efficient | 2030 |  | 1 | Conventional | WaterHeat | Com - Office (Large) | Com | ROB and NEW | 0 | 1000 sqft2 of floor space | 1000 sqft served | 13 | DEER:Indoor_CFL_Ltg | 700.3171 | 0.015124 | -40.346 | SWWH031-04 | 107.7311 | 2024 | 63.824 | 2024 | 0 | 0 | SWWH031-04 | Com Small Gas Water Heaters - Panel Upgrade - ZEAS 2030 - Cold ¦ PG&E ¦ Cold | Com Small Gas Water Heaters - Panel Upgrade - ZEAS 2030 - Cold | 0.46177 | 0.453 | 0 | CBSA 2019 | 111.5339 | 2012 | 1 | SWWH031-04
COM-WATERHEAT-FS-PU-10C-ZEAS.30 | Com ¦ Com Electric Storage Water Heater (0.92 UEF - 50 Gal) - FS Future Baseline 2030 - Panel Upgrade - ZEAS 2030 - Cold ¦ PG&E ¦ Cold | Com ¦ Com Electric Storage Water Heater (0.92 UEF - 50 Gal) - FS Future Baseline 2030 - Panel Upgrade - ZEAS 2030 - Cold | PG&E ¦ Cold | PG&E | All | Electric & Gas | Com Electric Storage Water Heater (0.92 UEF - 50 Gal) - FS Future Baseline 2030 | Efficient | 2030 |  | 1 | Conventional | WaterHeat | Com - Office (Small) | Com | ROB and NEW | 0 | 1000 sqft2 of floor space | 1000 sqft served | 13 | DEER:Indoor_CFL_Ltg | 644.0549 | 0.002212 | -37.0146 | SWWH031-04 | 107.7311 | 2024 | 63.824 | 2024 | 0 | 0 | SWWH031-04 | Com Small Gas Water Heaters - Panel Upgrade - ZEAS 2030 - Cold ¦ PG&E ¦ Cold | Com Small Gas Water Heaters - Panel Upgrade - ZEAS 2030 - Cold | 0.46177 | 0.453 | 0 | CBSA 2019 | 43.7483 | 2012 | 1 | SWWH031-04
COM-WATERHEAT-FS-PU-10C-ZEAS.31 | Com ¦ Com Electric Storage Water Heater (0.92 UEF - 50 Gal) - FS Future Baseline 2030 - Panel Upgrade - ZEAS 2030 - Cold ¦ PG&E ¦ Cold | Com ¦ Com Electric Storage Water Heater (0.92 UEF - 50 Gal) - FS Future Baseline 2030 - Panel Upgrade - ZEAS 2030 - Cold | PG&E ¦ Cold | PG&E | All | Electric & Gas | Com Electric Storage Water Heater (0.92 UEF - 50 Gal) - FS Future Baseline 2030 | Efficient | 2030 |  | 1 | Conventional | WaterHeat | Com - Other | Com | ROB and NEW | 0 | 1000 sqft2 of floor space | 1000 sqft served | 13 | DEER:Indoor_CFL_Ltg | 8216.5643 | 0.49593 | -468.3809 | SWWH031-04 | 890.9952 | 2024 | 527.8592 | 2024 | 0 | 0 | SWWH031-04 | Com Small Gas Water Heaters - Panel Upgrade - ZEAS 2030 - Cold ¦ PG&E ¦ Cold | Com Small Gas Water Heaters - Panel Upgrade - ZEAS 2030 - Cold | 0.5433 | 0.453 | 0 | CBSA 2019 | 1214.4589 | 2012 | 1 | SWWH031-04
COM-WATERHEAT-FS-PU-10C-ZEAS.32 | Com ¦ Com Electric Storage Water Heater (0.92 UEF - 50 Gal) - FS Future Baseline 2030 - Panel Upgrade - ZEAS 2030 - Cold ¦ PG&E ¦ Cold | Com ¦ Com Electric Storage Water Heater (0.92 UEF - 50 Gal) - FS Future Baseline 2030 - Panel Upgrade - ZEAS 2030 - Cold | PG&E ¦ Cold | PG&E | All | Electric & Gas | Com Electric Storage Water Heater (0.92 UEF - 50 Gal) - FS Future Baseline 2030 | Efficient | 2030 |  | 1 | Conventional | WaterHeat | Com - Refrig. Warehouse | Com | ROB and NEW | 0 | 1000 sqft2 of floor space | 1000 sqft served | 13 | DEER:Indoor_CFL_Ltg | 717.1425 | 0.025263 | -40.5639 | SWWH031-04 | 49.8149 | 2024 | 29.5122 | 2024 | 0 | 0 | SWWH031-04 | Com Small Gas Water Heaters - Panel Upgrade - ZEAS 2030 - Cold ¦ PG&E ¦ Cold | Com Small Gas Water Heaters - Panel Upgrade - ZEAS 2030 - Cold | 0.22621 | 0.453 | 0 | CBSA 2019 | 17.6408 | 2012 | 1 | SWWH031-04
COM-WATERHEAT-FS-PU-10C-ZEAS.33 | Com ¦ Com Electric Storage Water Heater (0.92 UEF - 50 Gal) - FS Future Baseline 2030 - Panel Upgrade - ZEAS 2030 - Cold ¦ PG&E ¦ Cold | Com ¦ Com Electric Storage Water Heater (0.92 UEF - 50 Gal) - FS Future Baseline 2030 - Panel Upgrade - ZEAS 2030 - Cold | PG&E ¦ Cold | PG&E | All | Electric & Gas | Com Electric Storage Water Heater (0.92 UEF - 50 Gal) - FS Future Baseline 2030 | Efficient | 2030 |  | 1 | Conventional | WaterHeat | Com - Restaurant | Com | ROB and NEW | 0 | 1000 sqft2 of floor space | 1000 sqft served | 13 | DEER:Indoor_CFL_Ltg | 30707.1361 | 2.4691 | -1787.3839 | SWWH031-04 | 4666.8833 | 2024 | 2764.8377 | 2024 | 0 | 0 | SWWH031-04 | Com Small Gas Water Heaters - Panel Upgrade - ZEAS 2030 - Cold ¦ PG&E ¦ Cold | Com Small Gas Water Heaters - Panel Upgrade - ZEAS 2030 - Cold | 0.79319 | 0.453 | 0 | CBSA 2019 | 797.0512 | 2012 | 1 | SWWH031-04
COM-WATERHEAT-FS-PU-10C-ZEAS.34 | Com ¦ Com Electric Storage Water Heater (0.92 UEF - 50 Gal) - FS Future Baseline 2030 - Panel Upgrade - ZEAS 2030 - Cold ¦ PG&E ¦ Cold | Com ¦ Com Electric Storage Water Heater (0.92 UEF - 50 Gal) - FS Future Baseline 2030 - Panel Upgrade - ZEAS 2030 - Cold | PG&E ¦ Cold | PG&E | All | Electric & Gas | Com Electric Storage Water Heater (0.92 UEF - 50 Gal) - FS Future Baseline 2030 | Efficient | 2030 |  | 1 | Conventional | WaterHeat | Com - Retail | Com | ROB and NEW | 0 | 1000 sqft2 of floor space | 1000 sqft served | 13 | DEER:Indoor_CFL_Ltg | 457.5881 | 0.028779 | -26.5374 | SWWH031-04 | 66.7285 | 2024 | 39.5325 | 2024 | 0 | 0 | SWWH031-04 | Com Small Gas Water Heaters - Panel Upgrade - ZEAS 2030 - Cold ¦ PG&E ¦ Cold | Com Small Gas Water Heaters - Panel Upgrade - ZEAS 2030 - Cold | 0.40063 | 0.453 | 0 | CBSA 2019 | -29.6342 | 2012 | 1 | SWWH031-04
COM-WATERHEAT-FS-PU-10C-ZEAS.35 | Com ¦ Com Electric Storage Water Heater (0.92 UEF - 50 Gal) - FS Future Baseline 2030 - Panel Upgrade - ZEAS 2030 - Cold ¦ PG&E ¦ Cold | Com ¦ Com Electric Storage Water Heater (0.92 UEF - 50 Gal) - FS Future Baseline 2030 - Panel Upgrade - ZEAS 2030 - Cold | PG&E ¦ Cold | PG&E | All | Electric & Gas | Com Electric Storage Water Heater (0.92 UEF - 50 Gal) - FS Future Baseline 2030 | Efficient | 2030 |  | 1 | Conventional | WaterHeat | Com - School | Com | ROB and NEW | 0 | 1000 sqft2 of floor space | 1000 sqft served | 13 | DEER:Indoor_CFL_Ltg | 2526.2015 | -0.00051862 | -147.1997 | SWWH031-04 | 549.668 | 2024 | 325.6441 | 2024 | 0 | 0 | SWWH031-04 | Com Small Gas Water Heaters - Panel Upgrade - ZEAS 2030 - Cold ¦ PG&E ¦ Cold | Com Small Gas Water Heaters - Panel Upgrade - ZEAS 2030 - Cold | 0.76922 | 0.453 | 0 | CBSA 2019 | -79.6158 | 2012 | 1 | SWWH031-04
COM-WATERHEAT-FS-PU-10C-ZEAS.36 | Com ¦ Com Electric Storage Water Heater (0.92 UEF - 50 Gal) - FS Future Baseline 2030 - Panel Upgrade - ZEAS 2030 - Cold ¦ PG&E ¦ Cold | Com ¦ Com Electric Storage Water Heater (0.92 UEF - 50 Gal) - FS Future Baseline 2030 - Panel Upgrade - ZEAS 2030 - Cold | PG&E ¦ Cold | PG&E | All | Electric & Gas | Com Electric Storage Water Heater (0.92 UEF - 50 Gal) - FS Future Baseline 2030 | Efficient | 2030 |  | 1 | Conventional | WaterHeat | Com - Warehouse | Com | ROB and NEW | 0 | 1000 sqft2 of floor space | 1000 sqft served | 13 | DEER:Indoor_CFL_Ltg | 75.377 | 0.0010824 | -4.2447 | SWWH031-04 | 9.963 | 2024 | 5.9024 | 2024 | 0 | 0 | SWWH031-04 | Com Small Gas Water Heaters - Panel Upgrade - ZEAS 2030 - Cold ¦ PG&E ¦ Cold | Com Small Gas Water Heaters - Panel Upgrade - ZEAS 2030 - Cold | 0.1976 | 0.453 | 0 | CBSA 2019 | -4.699 | 2012 | 1 | SWWH031-04
COM-WATERHEAT-FS-PU-10C-ZEAS.37 | Com ¦ Com Electric Storage Water Heater (0.92 UEF - 50 Gal) - FS Future Baseline 2030 - Panel Upgrade - ZEAS 2030 - Marine ¦ SCG ¦ Marine | Com ¦ Com Electric Storage Water Heater (0.92 UEF - 50 Gal) - FS Future Baseline 2030 - Panel Upgrade - ZEAS 2030 - Marine | SCG ¦ Marine | SCG | All | Electric & Gas | Com Electric Storage Water Heater (0.92 UEF - 50 Gal) - FS Future Baseline 2030 | Efficient | 2030 |  | 1 | Conventional | WaterHeat | Com - College | Com | ROB and NEW | 0 | 1000 sqft2 of floor space | 1000 sqft served | 13 | DEER:Indoor_CFL_Ltg | 2093.7201 | 0.23824 | -123.9986 | SWWH031-04 | 346.2063 | 2024 | 205.1057 | 2024 | 0 | 0 | SWWH031-04 | Com Small Gas Water Heaters - Panel Upgrade - ZEAS 2030 - Marine ¦ SCG ¦ Marine | Com Small Gas Water Heaters - Panel Upgrade - ZEAS 2030 - Marine | 0.74815 | 0.453 | 0 | CBSA 2019 | 250.9565 | 2012 | 1 | SWWH031-04
COM-WATERHEAT-FS-PU-10C-ZEAS.38 | Com ¦ Com Electric Storage Water Heater (0.92 UEF - 50 Gal) - FS Future Baseline 2030 - Panel Upgrade - ZEAS 2030 - Marine ¦ SCG ¦ Marine | Com ¦ Com Electric Storage Water Heater (0.92 UEF - 50 Gal) - FS Future Baseline 2030 - Panel Upgrade - ZEAS 2030 - Marine | SCG ¦ Marine | SCG | All | Electric & Gas | Com Electric Storage Water Heater (0.92 UEF - 50 Gal) - FS Future Baseline 2030 | Efficient | 2030 |  | 1 | Conventional | WaterHeat | Com - Grocery | Com | ROB and NEW | 0 | 1000 sqft2 of floor space | 1000 sqft served | 13 | DEER:Indoor_CFL_Ltg | 0 | 0 | 0 | SWWH031-04 | 202.482 | 2024 | 123.4818 | 2024 | 0 | 0 | SWWH031-04 | Com Small Gas Water Heaters - Panel Upgrade - ZEAS 2030 - Marine ¦ SCG ¦ Marine | Com Small Gas Water Heaters - Panel Upgrade - ZEAS 2030 - Marine | 0.59609 | 0.453 | 0 | CBSA 2019 | 0 | 2012 | 1 | SWWH031-04
COM-WATERHEAT-FS-PU-10C-ZEAS.39 | Com ¦ Com Electric Storage Water Heater (0.92 UEF - 50 Gal) - FS Future Baseline 2030 - Panel Upgrade - ZEAS 2030 - Marine ¦ SCG ¦ Marine | Com ¦ Com Electric Storage Water Heater (0.92 UEF - 50 Gal) - FS Future Baseline 2030 - Panel Upgrade - ZEAS 2030 - Marine | SCG ¦ Marine | SCG | All | Electric & Gas | Com Electric Storage Water Heater (0.92 UEF - 50 Gal) - FS Future Baseline 2030 | Efficient | 2030 |  | 1 | Conventional | WaterHeat | Com - Health | Com | ROB and NEW | 0 | 1000 sqft2 of floor space | 1000 sqft served | 13 | DEER:Indoor_CFL_Ltg | 6015.6079 | 0.32005 | -350.4213 | SWWH031-04 | 524.3885 | 2024 | 310.6675 | 2024 | 0 | 0 | SWWH031-04 | Com Small Gas Water Heaters - Panel Upgrade - ZEAS 2030 - Marine ¦ SCG ¦ Marine | Com Small Gas Water Heaters - Panel Upgrade - ZEAS 2030 - Marine | 0.52611 | 0.453 | 0 | CBSA 2019 | 596.1521 | 2012 | 1 | SWWH031-04
COM-WATERHEAT-FS-PU-10C-ZEAS.40 | Com ¦ Com Electric Storage Water Heater (0.92 UEF - 50 Gal) - FS Future Baseline 2030 - Panel Upgrade - ZEAS 2030 - Marine ¦ SCG ¦ Marine | Com ¦ Com Electric Storage Water Heater (0.92 UEF - 50 Gal) - FS Future Baseline 2030 - Panel Upgrade - ZEAS 2030 - Marine | SCG ¦ Marine | SCG | All | Electric & Gas | Com Electric Storage Water Heater (0.92 UEF - 50 Gal) - FS Future Baseline 2030 | Efficient | 2030 |  | 1 | Conventional | WaterHeat | Com - Lodging | Com | ROB and NEW | 0 | 1000 sqft2 of floor space | 1000 sqft served | 13 | DEER:Indoor_CFL_Ltg | 4637.7613 | 0.24893 | -267.9555 | SWWH031-04 | 329.9498 | 2024 | 195.4747 | 2024 | 0 | 0 | SWWH031-04 | Com Small Gas Water Heaters - Panel Upgrade - ZEAS 2030 - Marine ¦ SCG ¦ Marine | Com Small Gas Water Heaters - Panel Upgrade - ZEAS 2030 - Marine | 0.73871 | 0.453 | 0 | CBSA 2019 | 1915.6648 | 2012 | 1 | SWWH031-04
COM-WATERHEAT-FS-PU-10C-ZEAS.41 | Com ¦ Com Electric Storage Water Heater (0.92 UEF - 50 Gal) - FS Future Baseline 2030 - Panel Upgrade - ZEAS 2030 - Marine ¦ SCG ¦ Marine | Com ¦ Com Electric Storage Water Heater (0.92 UEF - 50 Gal) - FS Future Baseline 2030 - Panel Upgrade - ZEAS 2030 - Marine | SCG ¦ Marine | SCG | All | Electric & Gas | Com Electric Storage Water Heater (0.92 UEF - 50 Gal) - FS Future Baseline 2030 | Efficient | 2030 |  | 1 | Conventional | WaterHeat | Com - Office (Large) | Com | ROB and NEW | 0 | 1000 sqft2 of floor space | 1000 sqft served | 13 | DEER:Indoor_CFL_Ltg | 590.0135 | 0.014125 | -35.0899 | SWWH031-04 | 107.7311 | 2024 | 63.824 | 2024 | 0 | 0 | SWWH031-04 | Com Small Gas Water Heaters - Panel Upgrade - ZEAS 2030 - Marine ¦ SCG ¦ Marine | Com Small Gas Water Heaters - Panel Upgrade - ZEAS 2030 - Marine | 0.46177 | 0.453 | 0 | CBSA 2019 | 98.9003 | 2012 | 1 | SWWH031-04
COM-WATERHEAT-FS-PU-10C-ZEAS.42 | Com ¦ Com Electric Storage Water Heater (0.92 UEF - 50 Gal) - FS Future Baseline 2030 - Panel Upgrade - ZEAS 2030 - Marine ¦ SCG ¦ Marine | Com ¦ Com Electric Storage Water Heater (0.92 UEF - 50 Gal) - FS Future Baseline 2030 - Panel Upgrade - ZEAS 2030 - Marine | SCG ¦ Marine | SCG | All | Electric & Gas | Com Electric Storage Water Heater (0.92 UEF - 50 Gal) - FS Future Baseline 2030 | Efficient | 2030 |  | 1 | Conventional | WaterHeat | Com - Office (Small) | Com | ROB and NEW | 0 | 1000 sqft2 of floor space | 1000 sqft served | 13 | DEER:Indoor_CFL_Ltg | 542.2646 | 0.0021787 | -32.3508 | SWWH031-04 | 107.7311 | 2024 | 63.824 | 2024 | 0 | 0 | SWWH031-04 | Com Small Gas Water Heaters - Panel Upgrade - ZEAS 2030 - Marine ¦ SCG ¦ Marine | Com Small Gas Water Heaters - Panel Upgrade - ZEAS 2030 - Marine | 0.46177 | 0.453 | 0 | CBSA 2019 | 39.1823 | 2012 | 1 | SWWH031-04
COM-WATERHEAT-FS-PU-10C-ZEAS.43 | Com ¦ Com Electric Storage Water Heater (0.92 UEF - 50 Gal) - FS Future Baseline 2030 - Panel Upgrade - ZEAS 2030 - Marine ¦ SCG ¦ Marine | Com ¦ Com Electric Storage Water Heater (0.92 UEF - 50 Gal) - FS Future Baseline 2030 - Panel Upgrade - ZEAS 2030 - Marine | SCG ¦ Marine | SCG | All | Electric & Gas | Com Electric Storage Water Heater (0.92 UEF - 50 Gal) - FS Future Baseline 2030 | Efficient | 2030 |  | 1 | Conventional | WaterHeat | Com - Other | Com | ROB and NEW | 0 | 1000 sqft2 of floor space | 1000 sqft served | 13 | DEER:Indoor_CFL_Ltg | 6979.7938 | 0.46103 | -407.1546 | SWWH031-04 | 890.9952 | 2024 | 527.8592 | 2024 | 0 | 0 | SWWH031-04 | Com Small Gas Water Heaters - Panel Upgrade - ZEAS 2030 - Marine ¦ SCG ¦ Marine | Com Small Gas Water Heaters - Panel Upgrade - ZEAS 2030 - Marine | 0.5433 | 0.453 | 0 | CBSA 2019 | 1073.6733 | 2012 | 1 | SWWH031-04
COM-WATERHEAT-FS-PU-10C-ZEAS.44 | Com ¦ Com Electric Storage Water Heater (0.92 UEF - 50 Gal) - FS Future Baseline 2030 - Panel Upgrade - ZEAS 2030 - Marine ¦ SCG ¦ Marine | Com ¦ Com Electric Storage Water Heater (0.92 UEF - 50 Gal) - FS Future Baseline 2030 - Panel Upgrade - ZEAS 2030 - Marine | SCG ¦ Marine | SCG | All | Electric & Gas | Com Electric Storage Water Heater (0.92 UEF - 50 Gal) - FS Future Baseline 2030 | Efficient | 2030 |  | 1 | Conventional | WaterHeat | Com - Refrig. Warehouse | Com | ROB and NEW | 0 | 1000 sqft2 of floor space | 1000 sqft served | 13 | DEER:Indoor_CFL_Ltg | 601.7835 | 0.023414 | -35.0869 | SWWH031-04 | 49.8149 | 2024 | 29.5122 | 2024 | 0 | 0 | SWWH031-04 | Com Small Gas Water Heaters - Panel Upgrade - ZEAS 2030 - Marine ¦ SCG ¦ Marine | Com Small Gas Water Heaters - Panel Upgrade - ZEAS 2030 - Marine | 0.22621 | 0.453 | 0 | CBSA 2019 | 15.59 | 2012 | 1 | SWWH031-04
COM-WATERHEAT-FS-PU-10C-ZEAS.45 | Com ¦ Com Electric Storage Water Heater (0.92 UEF - 50 Gal) - FS Future Baseline 2030 - Panel Upgrade - ZEAS 2030 - Marine ¦ SCG ¦ Marine | Com ¦ Com Electric Storage Water Heater (0.92 UEF - 50 Gal) - FS Future Baseline 2030 - Panel Upgrade - ZEAS 2030 - Marine | SCG ¦ Marine | SCG | All | Electric & Gas | Com Electric Storage Water Heater (0.92 UEF - 50 Gal) - FS Future Baseline 2030 | Efficient | 2030 |  | 1 | Conventional | WaterHeat | Com - Restaurant | Com | ROB and NEW | 0 | 1000 sqft2 of floor space | 1000 sqft served | 13 | DEER:Indoor_CFL_Ltg | 26069.3754 | 2.2889 | -1563.1821 | SWWH031-04 | 4666.8833 | 2024 | 2764.8377 | 2024 | 0 | 0 | SWWH031-04 | Com Small Gas Water Heaters - Panel Upgrade - ZEAS 2030 - Marine ¦ SCG ¦ Marine | Com Small Gas Water Heaters - Panel Upgrade - ZEAS 2030 - Marine | 0.79319 | 0.453 | 0 | CBSA 2019 | 711.0403 | 2012 | 1 | SWWH031-04
COM-WATERHEAT-FS-PU-10C-ZEAS.46 | Com ¦ Com Electric Storage Water Heater (0.92 UEF - 50 Gal) - FS Future Baseline 2030 - Panel Upgrade - ZEAS 2030 - Marine ¦ SCG ¦ Marine | Com ¦ Com Electric Storage Water Heater (0.92 UEF - 50 Gal) - FS Future Baseline 2030 - Panel Upgrade - ZEAS 2030 - Marine | SCG ¦ Marine | SCG | All | Electric & Gas | Com Electric Storage Water Heater (0.92 UEF - 50 Gal) - FS Future Baseline 2030 | Efficient | 2030 |  | 1 | Conventional | WaterHeat | Com - Retail | Com | ROB and NEW | 0 | 1000 sqft2 of floor space | 1000 sqft served | 13 | DEER:Indoor_CFL_Ltg | 389.4442 | 0.026709 | -23.0667 | SWWH031-04 | 66.7285 | 2024 | 39.5325 | 2024 | 0 | 0 | SWWH031-04 | Com Small Gas Water Heaters - Panel Upgrade - ZEAS 2030 - Marine ¦ SCG ¦ Marine | Com Small Gas Water Heaters - Panel Upgrade - ZEAS 2030 - Marine | 0.40063 | 0.453 | 0 | CBSA 2019 | -22.8434 | 2012 | 1 | SWWH031-04
COM-WATERHEAT-FS-PU-10C-ZEAS.47 | Com ¦ Com Electric Storage Water Heater (0.92 UEF - 50 Gal) - FS Future Baseline 2030 - Panel Upgrade - ZEAS 2030 - Marine ¦ SCG ¦ Marine | Com ¦ Com Electric Storage Water Heater (0.92 UEF - 50 Gal) - FS Future Baseline 2030 - Panel Upgrade - ZEAS 2030 - Marine | SCG ¦ Marine | SCG | All | Electric & Gas | Com Electric Storage Water Heater (0.92 UEF - 50 Gal) - FS Future Baseline 2030 | Efficient | 2030 |  | 1 | Conventional | WaterHeat | Com - School | Com | ROB and NEW | 0 | 1000 sqft2 of floor space | 1000 sqft served | 13 | DEER:Indoor_CFL_Ltg | 2103.633 | 0.067536 | -127.9363 | SWWH031-04 | 549.668 | 2024 | 325.6441 | 2024 | 0 | 0 | SWWH031-04 | Com Small Gas Water Heaters - Panel Upgrade - ZEAS 2030 - Marine ¦ SCG ¦ Marine | Com Small Gas Water Heaters - Panel Upgrade - ZEAS 2030 - Marine | 0.76922 | 0.453 | 0 | CBSA 2019 | -54.0535 | 2012 | 1 | SWWH031-04
COM-WATERHEAT-FS-PU-10C-ZEAS.48 | Com ¦ Com Electric Storage Water Heater (0.92 UEF - 50 Gal) - FS Future Baseline 2030 - Panel Upgrade - ZEAS 2030 - Marine ¦ SCG ¦ Marine | Com ¦ Com Electric Storage Water Heater (0.92 UEF - 50 Gal) - FS Future Baseline 2030 - Panel Upgrade - ZEAS 2030 - Marine | SCG ¦ Marine | SCG | All | Electric & Gas | Com Electric Storage Water Heater (0.92 UEF - 50 Gal) - FS Future Baseline 2030 | Efficient | 2030 |  | 1 | Conventional | WaterHeat | Com - Warehouse | Com | ROB and NEW | 0 | 1000 sqft2 of floor space | 1000 sqft served | 13 | DEER:Indoor_CFL_Ltg | 62.9168 | 0.0010187 | -3.697 | SWWH031-04 | 9.963 | 2024 | 5.9024 | 2024 | 0 | 0 | SWWH031-04 | Com Small Gas Water Heaters - Panel Upgrade - ZEAS 2030 - Marine ¦ SCG ¦ Marine | Com Small Gas Water Heaters - Panel Upgrade - ZEAS 2030 - Marine | 0.1976 | 0.453 | 0 | CBSA 2019 | -3.2732 | 2012 | 1 | SWWH031-04
COM-WATERHEAT-FS-PU-10C-ZEAS.49 | Com ¦ Com Electric Storage Water Heater (0.92 UEF - 50 Gal) - FS Future Baseline 2030 - Panel Upgrade - ZEAS 2030 - Hot-Dry ¦ SCG ¦ Hot-Dry | Com ¦ Com Electric Storage Water Heater (0.92 UEF - 50 Gal) - FS Future Baseline 2030 - Panel Upgrade - ZEAS 2030 - Hot-Dry | SCG ¦ Hot-Dry | SCG | All | Electric & Gas | Com Electric Storage Water Heater (0.92 UEF - 50 Gal) - FS Future Baseline 2030 | Efficient | 2030 |  | 1 | Conventional | WaterHeat | Com - College | Com | ROB and NEW | 0 | 1000 sqft2 of floor space | 1000 sqft served | 13 | DEER:Indoor_CFL_Ltg | 1037.5321 | 0.10689 | -60.8662 | SWWH031-04 | 173.1032 | 2024 | 102.5529 | 2024 | 0 | 0 | SWWH031-04 | Com Small Gas Water Heaters - Panel Upgrade - ZEAS 2030 - Hot-Dry ¦ SCG ¦ Hot-Dry | Com Small Gas Water Heaters - Panel Upgrade - ZEAS 2030 - Hot-Dry | 0.74815 | 0.453 | 0 | CBSA 2019 | 122.4449 | 2012 | 1 | SWWH031-04
COM-WATERHEAT-FS-PU-10C-ZEAS.50 | Com ¦ Com Electric Storage Water Heater (0.92 UEF - 50 Gal) - FS Future Baseline 2030 - Panel Upgrade - ZEAS 2030 - Hot-Dry ¦ SCG ¦ Hot-Dry | Com ¦ Com Electric Storage Water Heater (0.92 UEF - 50 Gal) - FS Future Baseline 2030 - Panel Upgrade - ZEAS 2030 - Hot-Dry | SCG ¦ Hot-Dry | SCG | All | Electric & Gas | Com Electric Storage Water Heater (0.92 UEF - 50 Gal) - FS Future Baseline 2030 | Efficient | 2030 |  | 1 | Conventional | WaterHeat | Com - Grocery | Com | ROB and NEW | 0 | 1000 sqft2 of floor space | 1000 sqft served | 13 | DEER:Indoor_CFL_Ltg | 0 | 0 | 0 | SWWH031-04 | 101.241 | 2024 | 61.7409 | 2024 | 0 | 0 | SWWH031-04 | Com Small Gas Water Heaters - Panel Upgrade - ZEAS 2030 - Hot-Dry ¦ SCG ¦ Hot-Dry | Com Small Gas Water Heaters - Panel Upgrade - ZEAS 2030 - Hot-Dry | 0.59609 | 0.453 | 0 | CBSA 2019 | 0 | 2012 | 1 | SWWH031-04
COM-WATERHEAT-FS-PU-10C-ZEAS.51 | Com ¦ Com Electric Storage Water Heater (0.92 UEF - 50 Gal) - FS Future Baseline 2030 - Panel Upgrade - ZEAS 2030 - Hot-Dry ¦ SCG ¦ Hot-Dry | Com ¦ Com Electric Storage Water Heater (0.92 UEF - 50 Gal) - FS Future Baseline 2030 - Panel Upgrade - ZEAS 2030 - Hot-Dry | SCG ¦ Hot-Dry | SCG | All | Electric & Gas | Com Electric Storage Water Heater (0.92 UEF - 50 Gal) - FS Future Baseline 2030 | Efficient | 2030 |  | 1 | Conventional | WaterHeat | Com - Health | Com | ROB and NEW | 0 | 1000 sqft2 of floor space | 1000 sqft served | 13 | DEER:Indoor_CFL_Ltg | 2965.6486 | 0.14484 | -171.6072 | SWWH031-04 | 262.1943 | 2024 | 155.3338 | 2024 | 0 | 0 | SWWH031-04 | Com Small Gas Water Heaters - Panel Upgrade - ZEAS 2030 - Hot-Dry ¦ SCG ¦ Hot-Dry | Com Small Gas Water Heaters - Panel Upgrade - ZEAS 2030 - Hot-Dry | 0.52611 | 0.453 | 0 | CBSA 2019 | 290.6564 | 2012 | 1 | SWWH031-04
COM-WATERHEAT-FS-PU-10C-ZEAS.52 | Com ¦ Com Electric Storage Water Heater (0.92 UEF - 50 Gal) - FS Future Baseline 2030 - Panel Upgrade - ZEAS 2030 - Hot-Dry ¦ SCG ¦ Hot-Dry | Com ¦ Com Electric Storage Water Heater (0.92 UEF - 50 Gal) - FS Future Baseline 2030 - Panel Upgrade - ZEAS 2030 - Hot-Dry | SCG ¦ Hot-Dry | SCG | All | Electric & Gas | Com Electric Storage Water Heater (0.92 UEF - 50 Gal) - FS Future Baseline 2030 | Efficient | 2030 |  | 1 | Conventional | WaterHeat | Com - Lodging | Com | ROB and NEW | 0 | 1000 sqft2 of floor space | 1000 sqft served | 13 | DEER:Indoor_CFL_Ltg | 2286.4512 | 0.11263 | -131.1951 | SWWH031-04 | 164.9749 | 2024 | 97.7373 | 2024 | 0 | 0 | SWWH031-04 | Com Small Gas Water Heaters - Panel Upgrade - ZEAS 2030 - Hot-Dry ¦ SCG ¦ Hot-Dry | Com Small Gas Water Heaters - Panel Upgrade - ZEAS 2030 - Hot-Dry | 0.73871 | 0.453 | 0 | CBSA 2019 | 935.4583 | 2012 | 1 | SWWH031-04
COM-WATERHEAT-FS-PU-10C-ZEAS.53 | Com ¦ Com Electric Storage Water Heater (0.92 UEF - 50 Gal) - FS Future Baseline 2030 - Panel Upgrade - ZEAS 2030 - Hot-Dry ¦ SCG ¦ Hot-Dry | Com ¦ Com Electric Storage Water Heater (0.92 UEF - 50 Gal) - FS Future Baseline 2030 - Panel Upgrade - ZEAS 2030 - Hot-Dry | SCG ¦ Hot-Dry | SCG | All | Electric & Gas | Com Electric Storage Water Heater (0.92 UEF - 50 Gal) - FS Future Baseline 2030 | Efficient | 2030 |  | 1 | Conventional | WaterHeat | Com - Office (Large) | Com | ROB and NEW | 0 | 1000 sqft2 of floor space | 1000 sqft served | 13 | DEER:Indoor_CFL_Ltg | 290.9351 | 0.0063628 | -17.2118 | SWWH031-04 | 53.8656 | 2024 | 31.912 | 2024 | 0 | 0 | SWWH031-04 | Com Small Gas Water Heaters - Panel Upgrade - ZEAS 2030 - Hot-Dry ¦ SCG ¦ Hot-Dry | Com Small Gas Water Heaters - Panel Upgrade - ZEAS 2030 - Hot-Dry | 0.46177 | 0.453 | 0 | CBSA 2019 | 48.3591 | 2012 | 1 | SWWH031-04
COM-WATERHEAT-FS-PU-10C-ZEAS.54 | Com ¦ Com Electric Storage Water Heater (0.92 UEF - 50 Gal) - FS Future Baseline 2030 - Panel Upgrade - ZEAS 2030 - Hot-Dry ¦ SCG ¦ Hot-Dry | Com ¦ Com Electric Storage Water Heater (0.92 UEF - 50 Gal) - FS Future Baseline 2030 - Panel Upgrade - ZEAS 2030 - Hot-Dry | SCG ¦ Hot-Dry | SCG | All | Electric & Gas | Com Electric Storage Water Heater (0.92 UEF - 50 Gal) - FS Future Baseline 2030 | Efficient | 2030 |  | 1 | Conventional | WaterHeat | Com - Office (Small) | Com | ROB and NEW | 0 | 1000 sqft2 of floor space | 1000 sqft served | 13 | DEER:Indoor_CFL_Ltg | 267.986 | 0.00095831 | -15.8608 | SWWH031-04 | 53.8656 | 2024 | 31.912 | 2024 | 0 | 0 | SWWH031-04 | Com Small Gas Water Heaters - Panel Upgrade - ZEAS 2030 - Hot-Dry ¦ SCG ¦ Hot-Dry | Com Small Gas Water Heaters - Panel Upgrade - ZEAS 2030 - Hot-Dry | 0.46177 | 0.453 | 0 | CBSA 2019 | 19.1126 | 2012 | 1 | SWWH031-04
COM-WATERHEAT-FS-PU-10C-ZEAS.55 | Com ¦ Com Electric Storage Water Heater (0.92 UEF - 50 Gal) - FS Future Baseline 2030 - Panel Upgrade - ZEAS 2030 - Hot-Dry ¦ SCG ¦ Hot-Dry | Com ¦ Com Electric Storage Water Heater (0.92 UEF - 50 Gal) - FS Future Baseline 2030 - Panel Upgrade - ZEAS 2030 - Hot-Dry | SCG ¦ Hot-Dry | SCG | All | Electric & Gas | Com Electric Storage Water Heater (0.92 UEF - 50 Gal) - FS Future Baseline 2030 | Efficient | 2030 |  | 1 | Conventional | WaterHeat | Com - Other | Com | ROB and NEW | 0 | 1000 sqft2 of floor space | 1000 sqft served | 13 | DEER:Indoor_CFL_Ltg | 3447.0385 | 0.20848 | -200.516 | SWWH031-04 | 445.4976 | 2024 | 263.9296 | 2024 | 0 | 0 | SWWH031-04 | Com Small Gas Water Heaters - Panel Upgrade - ZEAS 2030 - Hot-Dry ¦ SCG ¦ Hot-Dry | Com Small Gas Water Heaters - Panel Upgrade - ZEAS 2030 - Hot-Dry | 0.5433 | 0.453 | 0 | CBSA 2019 | 527.7015 | 2012 | 1 | SWWH031-04
COM-WATERHEAT-FS-PU-10C-ZEAS.56 | Com ¦ Com Electric Storage Water Heater (0.92 UEF - 50 Gal) - FS Future Baseline 2030 - Panel Upgrade - ZEAS 2030 - Hot-Dry ¦ SCG ¦ Hot-Dry | Com ¦ Com Electric Storage Water Heater (0.92 UEF - 50 Gal) - FS Future Baseline 2030 - Panel Upgrade - ZEAS 2030 - Hot-Dry | SCG ¦ Hot-Dry | SCG | All | Electric & Gas | Com Electric Storage Water Heater (0.92 UEF - 50 Gal) - FS Future Baseline 2030 | Efficient | 2030 |  | 1 | Conventional | WaterHeat | Com - Refrig. Warehouse | Com | ROB and NEW | 0 | 1000 sqft2 of floor space | 1000 sqft served | 13 | DEER:Indoor_CFL_Ltg | 296.9552 | 0.010577 | -17.2011 | SWWH031-04 | 24.9074 | 2024 | 14.7561 | 2024 | 0 | 0 | SWWH031-04 | Com Small Gas Water Heaters - Panel Upgrade - ZEAS 2030 - Hot-Dry ¦ SCG ¦ Hot-Dry | Com Small Gas Water Heaters - Panel Upgrade - ZEAS 2030 - Hot-Dry | 0.22621 | 0.453 | 0 | CBSA 2019 | 7.6084 | 2012 | 1 | SWWH031-04
COM-WATERHEAT-FS-PU-10C-ZEAS.57 | Com ¦ Com Electric Storage Water Heater (0.92 UEF - 50 Gal) - FS Future Baseline 2030 - Panel Upgrade - ZEAS 2030 - Hot-Dry ¦ SCG ¦ Hot-Dry | Com ¦ Com Electric Storage Water Heater (0.92 UEF - 50 Gal) - FS Future Baseline 2030 - Panel Upgrade - ZEAS 2030 - Hot-Dry | SCG ¦ Hot-Dry | SCG | All | Electric & Gas | Com Electric Storage Water Heater (0.92 UEF - 50 Gal) - FS Future Baseline 2030 | Efficient | 2030 |  | 1 | Conventional | WaterHeat | Com - Restaurant | Com | ROB and NEW | 0 | 1000 sqft2 of floor space | 1000 sqft served | 13 | DEER:Indoor_CFL_Ltg | 12865.6159 | 1.0211 | -766.4289 | SWWH031-04 | 2333.4416 | 2024 | 1382.4189 | 2024 | 0 | 0 | SWWH031-04 | Com Small Gas Water Heaters - Panel Upgrade - ZEAS 2030 - Hot-Dry ¦ SCG ¦ Hot-Dry | Com Small Gas Water Heaters - Panel Upgrade - ZEAS 2030 - Hot-Dry | 0.79319 | 0.453 | 0 | CBSA 2019 | 347.1344 | 2012 | 1 | SWWH031-04
COM-WATERHEAT-FS-PU-10C-ZEAS.58 | Com ¦ Com Electric Storage Water Heater (0.92 UEF - 50 Gal) - FS Future Baseline 2030 - Panel Upgrade - ZEAS 2030 - Hot-Dry ¦ SCG ¦ Hot-Dry | Com ¦ Com Electric Storage Water Heater (0.92 UEF - 50 Gal) - FS Future Baseline 2030 - Panel Upgrade - ZEAS 2030 - Hot-Dry | SCG ¦ Hot-Dry | SCG | All | Electric & Gas | Com Electric Storage Water Heater (0.92 UEF - 50 Gal) - FS Future Baseline 2030 | Efficient | 2030 |  | 1 | Conventional | WaterHeat | Com - Retail | Com | ROB and NEW | 0 | 1000 sqft2 of floor space | 1000 sqft served | 13 | DEER:Indoor_CFL_Ltg | 192.4342 | 0.011905 | -11.3033 | SWWH031-04 | 33.3643 | 2024 | 19.7663 | 2024 | 0 | 0 | SWWH031-04 | Com Small Gas Water Heaters - Panel Upgrade - ZEAS 2030 - Hot-Dry ¦ SCG ¦ Hot-Dry | Com Small Gas Water Heaters - Panel Upgrade - ZEAS 2030 - Hot-Dry | 0.40063 | 0.453 | 0 | CBSA 2019 | -11.7544 | 2012 | 1 | SWWH031-04
COM-WATERHEAT-FS-PU-10C-ZEAS.59 | Com ¦ Com Electric Storage Water Heater (0.92 UEF - 50 Gal) - FS Future Baseline 2030 - Panel Upgrade - ZEAS 2030 - Hot-Dry ¦ SCG ¦ Hot-Dry | Com ¦ Com Electric Storage Water Heater (0.92 UEF - 50 Gal) - FS Future Baseline 2030 - Panel Upgrade - ZEAS 2030 - Hot-Dry | SCG ¦ Hot-Dry | SCG | All | Electric & Gas | Com Electric Storage Water Heater (0.92 UEF - 50 Gal) - FS Future Baseline 2030 | Efficient | 2030 |  | 1 | Conventional | WaterHeat | Com - School | Com | ROB and NEW | 0 | 1000 sqft2 of floor space | 1000 sqft served | 13 | DEER:Indoor_CFL_Ltg | 1042.4538 | 0.029802 | -62.9294 | SWWH031-04 | 274.834 | 2024 | 162.822 | 2024 | 0 | 0 | SWWH031-04 | Com Small Gas Water Heaters - Panel Upgrade - ZEAS 2030 - Hot-Dry ¦ SCG ¦ Hot-Dry | Com Small Gas Water Heaters - Panel Upgrade - ZEAS 2030 - Hot-Dry | 0.76922 | 0.453 | 0 | CBSA 2019 | -27.8584 | 2012 | 1 | SWWH031-04
COM-WATERHEAT-FS-PU-10C-ZEAS.60 | Com ¦ Com Electric Storage Water Heater (0.92 UEF - 50 Gal) - FS Future Baseline 2030 - Panel Upgrade - ZEAS 2030 - Hot-Dry ¦ SCG ¦ Hot-Dry | Com ¦ Com Electric Storage Water Heater (0.92 UEF - 50 Gal) - FS Future Baseline 2030 - Panel Upgrade - ZEAS 2030 - Hot-Dry | SCG ¦ Hot-Dry | SCG | All | Electric & Gas | Com Electric Storage Water Heater (0.92 UEF - 50 Gal) - FS Future Baseline 2030 | Efficient | 2030 |  | 1 | Conventional | WaterHeat | Com - Warehouse | Com | ROB and NEW | 0 | 1000 sqft2 of floor space | 1000 sqft served | 13 | DEER:Indoor_CFL_Ltg | 30.9107 | 0.0004498 | -1.8143 | SWWH031-04 | 4.9815 | 2024 | 2.9512 | 2024 | 0 | 0 | SWWH031-04 | Com Small Gas Water Heaters - Panel Upgrade - ZEAS 2030 - Hot-Dry ¦ SCG ¦ Hot-Dry | Com Small Gas Water Heaters - Panel Upgrade - ZEAS 2030 - Hot-Dry | 0.1976 | 0.453 | 0 | CBSA 2019 | -1.6168 | 2012 | 1 | SWWH031-04
COM-WATERHEAT-FS-PU-10C-ZEAS.61 | Com ¦ Com Electric Storage Water Heater (0.92 UEF - 50 Gal) - FS Future Baseline 2030 - Panel Upgrade - ZEAS 2030 - Cold ¦ SCG ¦ Cold | Com ¦ Com Electric Storage Water Heater (0.92 UEF - 50 Gal) - FS Future Baseline 2030 - Panel Upgrade - ZEAS 2030 - Cold | SCG ¦ Cold | SCG | All | Electric & Gas | Com Electric Storage Water Heater (0.92 UEF - 50 Gal) - FS Future Baseline 2030 | Efficient | 2030 |  | 1 | Conventional | WaterHeat | Com - College | Com | ROB and NEW | 0 | 1000 sqft2 of floor space | 1000 sqft served | 13 | DEER:Indoor_CFL_Ltg | 2498.7388 | 0.12009 | -143.1668 | SWWH031-04 | 346.2063 | 2024 | 205.1057 | 2024 | 0 | 0 | SWWH031-04 | Com Small Gas Water Heaters - Panel Upgrade - ZEAS 2030 - Cold ¦ SCG ¦ Cold | Com Small Gas Water Heaters - Panel Upgrade - ZEAS 2030 - Cold | 0.74815 | 0.453 | 0 | CBSA 2019 | 283.6077 | 2012 | 1 | SWWH031-04
COM-WATERHEAT-FS-PU-10C-ZEAS.62 | Com ¦ Com Electric Storage Water Heater (0.92 UEF - 50 Gal) - FS Future Baseline 2030 - Panel Upgrade - ZEAS 2030 - Cold ¦ SCG ¦ Cold | Com ¦ Com Electric Storage Water Heater (0.92 UEF - 50 Gal) - FS Future Baseline 2030 - Panel Upgrade - ZEAS 2030 - Cold | SCG ¦ Cold | SCG | All | Electric & Gas | Com Electric Storage Water Heater (0.92 UEF - 50 Gal) - FS Future Baseline 2030 | Efficient | 2030 |  | 1 | Conventional | WaterHeat | Com - Grocery | Com | ROB and NEW | 0 | 1000 sqft2 of floor space | 1000 sqft served | 13 | DEER:Indoor_CFL_Ltg | 0 | 0 | 0 | SWWH031-04 | 202.482 | 2024 | 123.4818 | 2024 | 0 | 0 | SWWH031-04 | Com Small Gas Water Heaters - Panel Upgrade - ZEAS 2030 - Cold ¦ SCG ¦ Cold | Com Small Gas Water Heaters - Panel Upgrade - ZEAS 2030 - Cold | 0.59609 | 0.453 | 0 | CBSA 2019 | 0 | 2012 | 1 | SWWH031-04
COM-WATERHEAT-FS-PU-10C-ZEAS.63 | Com ¦ Com Electric Storage Water Heater (0.92 UEF - 50 Gal) - FS Future Baseline 2030 - Panel Upgrade - ZEAS 2030 - Cold ¦ SCG ¦ Cold | Com ¦ Com Electric Storage Water Heater (0.92 UEF - 50 Gal) - FS Future Baseline 2030 - Panel Upgrade - ZEAS 2030 - Cold | SCG ¦ Cold | SCG | All | Electric & Gas | Com Electric Storage Water Heater (0.92 UEF - 50 Gal) - FS Future Baseline 2030 | Efficient | 2030 |  | 1 | Conventional | WaterHeat | Com - Health | Com | ROB and NEW | 0 | 1000 sqft2 of floor space | 1000 sqft served | 13 | DEER:Indoor_CFL_Ltg | 7079.7553 | 0.34672 | -403.9298 | SWWH031-04 | 524.3885 | 2024 | 310.6675 | 2024 | 0 | 0 | SWWH031-04 | Com Small Gas Water Heaters - Panel Upgrade - ZEAS 2030 - Cold ¦ SCG ¦ Cold | Com Small Gas Water Heaters - Panel Upgrade - ZEAS 2030 - Cold | 0.52611 | 0.453 | 0 | CBSA 2019 | 677.6569 | 2012 | 1 | SWWH031-04
COM-WATERHEAT-FS-PU-10C-ZEAS.64 | Com ¦ Com Electric Storage Water Heater (0.92 UEF - 50 Gal) - FS Future Baseline 2030 - Panel Upgrade - ZEAS 2030 - Cold ¦ SCG ¦ Cold | Com ¦ Com Electric Storage Water Heater (0.92 UEF - 50 Gal) - FS Future Baseline 2030 - Panel Upgrade - ZEAS 2030 - Cold | SCG ¦ Cold | SCG | All | Electric & Gas | Com Electric Storage Water Heater (0.92 UEF - 50 Gal) - FS Future Baseline 2030 | Efficient | 2030 |  | 1 | Conventional | WaterHeat | Com - Lodging | Com | ROB and NEW | 0 | 1000 sqft2 of floor space | 1000 sqft served | 13 | DEER:Indoor_CFL_Ltg | 5454.957 | 0.26983 | -309.2482 | SWWH031-04 | 329.9498 | 2024 | 195.4747 | 2024 | 0 | 0 | SWWH031-04 | Com Small Gas Water Heaters - Panel Upgrade - ZEAS 2030 - Cold ¦ SCG ¦ Cold | Com Small Gas Water Heaters - Panel Upgrade - ZEAS 2030 - Cold | 0.73871 | 0.453 | 0 | CBSA 2019 | 2194.7105 | 2012 | 1 | SWWH031-04
COM-WATERHEAT-FS-PU-10C-ZEAS.65 | Com ¦ Com Electric Storage Water Heater (0.92 UEF - 50 Gal) - FS Future Baseline 2030 - Panel Upgrade - ZEAS 2030 - Cold ¦ SCG ¦ Cold | Com ¦ Com Electric Storage Water Heater (0.92 UEF - 50 Gal) - FS Future Baseline 2030 - Panel Upgrade - ZEAS 2030 - Cold | SCG ¦ Cold | SCG | All | Electric & Gas | Com Electric Storage Water Heater (0.92 UEF - 50 Gal) - FS Future Baseline 2030 | Efficient | 2030 |  | 1 | Conventional | WaterHeat | Com - Office (Large) | Com | ROB and NEW | 0 | 1000 sqft2 of floor space | 1000 sqft served | 13 | DEER:Indoor_CFL_Ltg | 700.3171 | 0.015124 | -40.346 | SWWH031-04 | 107.7311 | 2024 | 63.824 | 2024 | 0 | 0 | SWWH031-04 | Com Small Gas Water Heaters - Panel Upgrade - ZEAS 2030 - Cold ¦ SCG ¦ Cold | Com Small Gas Water Heaters - Panel Upgrade - ZEAS 2030 - Cold | 0.46177 | 0.453 | 0 | CBSA 2019 | 111.5339 | 2012 | 1 | SWWH031-04
COM-WATERHEAT-FS-PU-10C-ZEAS.66 | Com ¦ Com Electric Storage Water Heater (0.92 UEF - 50 Gal) - FS Future Baseline 2030 - Panel Upgrade - ZEAS 2030 - Cold ¦ SCG ¦ Cold | Com ¦ Com Electric Storage Water Heater (0.92 UEF - 50 Gal) - FS Future Baseline 2030 - Panel Upgrade - ZEAS 2030 - Cold | SCG ¦ Cold | SCG | All | Electric & Gas | Com Electric Storage Water Heater (0.92 UEF - 50 Gal) - FS Future Baseline 2030 | Efficient | 2030 |  | 1 | Conventional | WaterHeat | Com - Office (Small) | Com | ROB and NEW | 0 | 1000 sqft2 of floor space | 1000 sqft served | 13 | DEER:Indoor_CFL_Ltg | 644.0549 | 0.002212 | -37.0146 | SWWH031-04 | 107.7311 | 2024 | 63.824 | 2024 | 0 | 0 | SWWH031-04 | Com Small Gas Water Heaters - Panel Upgrade - ZEAS 2030 - Cold ¦ SCG ¦ Cold | Com Small Gas Water Heaters - Panel Upgrade - ZEAS 2030 - Cold | 0.46177 | 0.453 | 0 | CBSA 2019 | 43.7483 | 2012 | 1 | SWWH031-04
COM-WATERHEAT-FS-PU-10C-ZEAS.67 | Com ¦ Com Electric Storage Water Heater (0.92 UEF - 50 Gal) - FS Future Baseline 2030 - Panel Upgrade - ZEAS 2030 - Cold ¦ SCG ¦ Cold | Com ¦ Com Electric Storage Water Heater (0.92 UEF - 50 Gal) - FS Future Baseline 2030 - Panel Upgrade - ZEAS 2030 - Cold | SCG ¦ Cold | SCG | All | Electric & Gas | Com Electric Storage Water Heater (0.92 UEF - 50 Gal) - FS Future Baseline 2030 | Efficient | 2030 |  | 1 | Conventional | WaterHeat | Com - Other | Com | ROB and NEW | 0 | 1000 sqft2 of floor space | 1000 sqft served | 13 | DEER:Indoor_CFL_Ltg | 8216.5643 | 0.49593 | -468.3809 | SWWH031-04 | 890.9952 | 2024 | 527.8592 | 2024 | 0 | 0 | SWWH031-04 | Com Small Gas Water Heaters - Panel Upgrade - ZEAS 2030 - Cold ¦ SCG ¦ Cold | Com Small Gas Water Heaters - Panel Upgrade - ZEAS 2030 - Cold | 0.5433 | 0.453 | 0 | CBSA 2019 | 1214.4589 | 2012 | 1 | SWWH031-04
COM-WATERHEAT-FS-PU-10C-ZEAS.68 | Com ¦ Com Electric Storage Water Heater (0.92 UEF - 50 Gal) - FS Future Baseline 2030 - Panel Upgrade - ZEAS 2030 - Cold ¦ SCG ¦ Cold | Com ¦ Com Electric Storage Water Heater (0.92 UEF - 50 Gal) - FS Future Baseline 2030 - Panel Upgrade - ZEAS 2030 - Cold | SCG ¦ Cold | SCG | All | Electric & Gas | Com Electric Storage Water Heater (0.92 UEF - 50 Gal) - FS Future Baseline 2030 | Efficient | 2030 |  | 1 | Conventional | WaterHeat | Com - Refrig. Warehouse | Com | ROB and NEW | 0 | 1000 sqft2 of floor space | 1000 sqft served | 13 | DEER:Indoor_CFL_Ltg | 717.1425 | 0.025263 | -40.5639 | SWWH031-04 | 49.8149 | 2024 | 29.5122 | 2024 | 0 | 0 | SWWH031-04 | Com Small Gas Water Heaters - Panel Upgrade - ZEAS 2030 - Cold ¦ SCG ¦ Cold | Com Small Gas Water Heaters - Panel Upgrade - ZEAS 2030 - Cold | 0.22621 | 0.453 | 0 | CBSA 2019 | 17.6408 | 2012 | 1 | SWWH031-04
COM-WATERHEAT-FS-PU-10C-ZEAS.69 | Com ¦ Com Electric Storage Water Heater (0.92 UEF - 50 Gal) - FS Future Baseline 2030 - Panel Upgrade - ZEAS 2030 - Cold ¦ SCG ¦ Cold | Com ¦ Com Electric Storage Water Heater (0.92 UEF - 50 Gal) - FS Future Baseline 2030 - Panel Upgrade - ZEAS 2030 - Cold | SCG ¦ Cold | SCG | All | Electric & Gas | Com Electric Storage Water Heater (0.92 UEF - 50 Gal) - FS Future Baseline 2030 | Efficient | 2030 |  | 1 | Conventional | WaterHeat | Com - Restaurant | Com | ROB and NEW | 0 | 1000 sqft2 of floor space | 1000 sqft served | 13 | DEER:Indoor_CFL_Ltg | 30707.1361 | 2.4691 | -1787.3839 | SWWH031-04 | 4666.8833 | 2024 | 2764.8377 | 2024 | 0 | 0 | SWWH031-04 | Com Small Gas Water Heaters - Panel Upgrade - ZEAS 2030 - Cold ¦ SCG ¦ Cold | Com Small Gas Water Heaters - Panel Upgrade - ZEAS 2030 - Cold | 0.79319 | 0.453 | 0 | CBSA 2019 | 797.0512 | 2012 | 1 | SWWH031-04
COM-WATERHEAT-FS-PU-10C-ZEAS.70 | Com ¦ Com Electric Storage Water Heater (0.92 UEF - 50 Gal) - FS Future Baseline 2030 - Panel Upgrade - ZEAS 2030 - Cold ¦ SCG ¦ Cold | Com ¦ Com Electric Storage Water Heater (0.92 UEF - 50 Gal) - FS Future Baseline 2030 - Panel Upgrade - ZEAS 2030 - Cold | SCG ¦ Cold | SCG | All | Electric & Gas | Com Electric Storage Water Heater (0.92 UEF - 50 Gal) - FS Future Baseline 2030 | Efficient | 2030 |  | 1 | Conventional | WaterHeat | Com - Retail | Com | ROB and NEW | 0 | 1000 sqft2 of floor space | 1000 sqft served | 13 | DEER:Indoor_CFL_Ltg | 457.5881 | 0.028779 | -26.5374 | SWWH031-04 | 66.7285 | 2024 | 39.5325 | 2024 | 0 | 0 | SWWH031-04 | Com Small Gas Water Heaters - Panel Upgrade - ZEAS 2030 - Cold ¦ SCG ¦ Cold | Com Small Gas Water Heaters - Panel Upgrade - ZEAS 2030 - Cold | 0.40063 | 0.453 | 0 | CBSA 2019 | -29.6342 | 2012 | 1 | SWWH031-04
COM-WATERHEAT-FS-PU-10C-ZEAS.71 | Com ¦ Com Electric Storage Water Heater (0.92 UEF - 50 Gal) - FS Future Baseline 2030 - Panel Upgrade - ZEAS 2030 - Cold ¦ SCG ¦ Cold | Com ¦ Com Electric Storage Water Heater (0.92 UEF - 50 Gal) - FS Future Baseline 2030 - Panel Upgrade - ZEAS 2030 - Cold | SCG ¦ Cold | SCG | All | Electric & Gas | Com Electric Storage Water Heater (0.92 UEF - 50 Gal) - FS Future Baseline 2030 | Efficient | 2030 |  | 1 | Conventional | WaterHeat | Com - School | Com | ROB and NEW | 0 | 1000 sqft2 of floor space | 1000 sqft served | 13 | DEER:Indoor_CFL_Ltg | 2526.2015 | -0.00051862 | -147.1997 | SWWH031-04 | 549.668 | 2024 | 325.6441 | 2024 | 0 | 0 | SWWH031-04 | Com Small Gas Water Heaters - Panel Upgrade - ZEAS 2030 - Cold ¦ SCG ¦ Cold | Com Small Gas Water Heaters - Panel Upgrade - ZEAS 2030 - Cold | 0.76922 | 0.453 | 0 | CBSA 2019 | -79.6158 | 2012 | 1 | SWWH031-04
COM-WATERHEAT-FS-PU-10C-ZEAS.72 | Com ¦ Com Electric Storage Water Heater (0.92 UEF - 50 Gal) - FS Future Baseline 2030 - Panel Upgrade - ZEAS 2030 - Cold ¦ SCG ¦ Cold | Com ¦ Com Electric Storage Water Heater (0.92 UEF - 50 Gal) - FS Future Baseline 2030 - Panel Upgrade - ZEAS 2030 - Cold | SCG ¦ Cold | SCG | All | Electric & Gas | Com Electric Storage Water Heater (0.92 UEF - 50 Gal) - FS Future Baseline 2030 | Efficient | 2030 |  | 1 | Conventional | WaterHeat | Com - Warehouse | Com | ROB and NEW | 0 | 1000 sqft2 of floor space | 1000 sqft served | 13 | DEER:Indoor_CFL_Ltg | 75.377 | 0.0010824 | -4.2447 | SWWH031-04 | 9.963 | 2024 | 5.9024 | 2024 | 0 | 0 | SWWH031-04 | Com Small Gas Water Heaters - Panel Upgrade - ZEAS 2030 - Cold ¦ SCG ¦ Cold | Com Small Gas Water Heaters - Panel Upgrade - ZEAS 2030 - Cold | 0.1976 | 0.453 | 0 | CBSA 2019 | -4.699 | 2012 | 1 | SWWH031-04
COM-WATERHEAT-FS-PU-10C-ZEAS.73 | Com ¦ Com Electric Storage Water Heater (0.92 UEF - 50 Gal) - FS Future Baseline 2030 - Panel Upgrade - ZEAS 2030 - Marine ¦ SDG&E ¦ Marine | Com ¦ Com Electric Storage Water Heater (0.92 UEF - 50 Gal) - FS Future Baseline 2030 - Panel Upgrade - ZEAS 2030 - Marine | SDG&E ¦ Marine | SDG&E | All | Electric & Gas | Com Electric Storage Water Heater (0.92 UEF - 50 Gal) - FS Future Baseline 2030 | Efficient | 2030 |  | 1 | Conventional | WaterHeat | Com - College | Com | ROB and NEW | 0 | 1000 sqft2 of floor space | 1000 sqft served | 13 | DEER:Indoor_CFL_Ltg | 2093.7201 | 0.23824 | -123.9986 | SWWH031-04 | 346.2063 | 2024 | 205.1057 | 2024 | 0 | 0 | SWWH031-04 | Com Small Gas Water Heaters - Panel Upgrade - ZEAS 2030 - Marine ¦ SDG&E ¦ Marine | Com Small Gas Water Heaters - Panel Upgrade - ZEAS 2030 - Marine | 0.74815 | 0.453 | 0 | CBSA 2019 | 250.9565 | 2012 | 1 | SWWH031-04
COM-WATERHEAT-FS-PU-10C-ZEAS.74 | Com ¦ Com Electric Storage Water Heater (0.92 UEF - 50 Gal) - FS Future Baseline 2030 - Panel Upgrade - ZEAS 2030 - Marine ¦ SDG&E ¦ Marine | Com ¦ Com Electric Storage Water Heater (0.92 UEF - 50 Gal) - FS Future Baseline 2030 - Panel Upgrade - ZEAS 2030 - Marine | SDG&E ¦ Marine | SDG&E | All | Electric & Gas | Com Electric Storage Water Heater (0.92 UEF - 50 Gal) - FS Future Baseline 2030 | Efficient | 2030 |  | 1 | Conventional | WaterHeat | Com - Grocery | Com | ROB and NEW | 0 | 1000 sqft2 of floor space | 1000 sqft served | 13 | DEER:Indoor_CFL_Ltg | 0 | 0 | 0 | SWWH031-04 | 202.482 | 2024 | 123.4818 | 2024 | 0 | 0 | SWWH031-04 | Com Small Gas Water Heaters - Panel Upgrade - ZEAS 2030 - Marine ¦ SDG&E ¦ Marine | Com Small Gas Water Heaters - Panel Upgrade - ZEAS 2030 - Marine | 0.59609 | 0.453 | 0 | CBSA 2019 | 0 | 2012 | 1 | SWWH031-04
COM-WATERHEAT-FS-PU-10C-ZEAS.75 | Com ¦ Com Electric Storage Water Heater (0.92 UEF - 50 Gal) - FS Future Baseline 2030 - Panel Upgrade - ZEAS 2030 - Marine ¦ SDG&E ¦ Marine | Com ¦ Com Electric Storage Water Heater (0.92 UEF - 50 Gal) - FS Future Baseline 2030 - Panel Upgrade - ZEAS 2030 - Marine | SDG&E ¦ Marine | SDG&E | All | Electric & Gas | Com Electric Storage Water Heater (0.92 UEF - 50 Gal) - FS Future Baseline 2030 | Efficient | 2030 |  | 1 | Conventional | WaterHeat | Com - Health | Com | ROB and NEW | 0 | 1000 sqft2 of floor space | 1000 sqft served | 13 | DEER:Indoor_CFL_Ltg | 6015.6079 | 0.32005 | -350.4213 | SWWH031-04 | 524.3885 | 2024 | 310.6675 | 2024 | 0 | 0 | SWWH031-04 | Com Small Gas Water Heaters - Panel Upgrade - ZEAS 2030 - Marine ¦ SDG&E ¦ Marine | Com Small Gas Water Heaters - Panel Upgrade - ZEAS 2030 - Marine | 0.52611 | 0.453 | 0 | CBSA 2019 | 596.1521 | 2012 | 1 | SWWH031-04
COM-WATERHEAT-FS-PU-10C-ZEAS.76 | Com ¦ Com Electric Storage Water Heater (0.92 UEF - 50 Gal) - FS Future Baseline 2030 - Panel Upgrade - ZEAS 2030 - Marine ¦ SDG&E ¦ Marine | Com ¦ Com Electric Storage Water Heater (0.92 UEF - 50 Gal) - FS Future Baseline 2030 - Panel Upgrade - ZEAS 2030 - Marine | SDG&E ¦ Marine | SDG&E | All | Electric & Gas | Com Electric Storage Water Heater (0.92 UEF - 50 Gal) - FS Future Baseline 2030 | Efficient | 2030 |  | 1 | Conventional | WaterHeat | Com - Lodging | Com | ROB and NEW | 0 | 1000 sqft2 of floor space | 1000 sqft served | 13 | DEER:Indoor_CFL_Ltg | 4637.7613 | 0.24893 | -267.9555 | SWWH031-04 | 329.9498 | 2024 | 195.4747 | 2024 | 0 | 0 | SWWH031-04 | Com Small Gas Water Heaters - Panel Upgrade - ZEAS 2030 - Marine ¦ SDG&E ¦ Marine | Com Small Gas Water Heaters - Panel Upgrade - ZEAS 2030 - Marine | 0.73871 | 0.453 | 0 | CBSA 2019 | 1915.6648 | 2012 | 1 | SWWH031-04
COM-WATERHEAT-FS-PU-10C-ZEAS.77 | Com ¦ Com Electric Storage Water Heater (0.92 UEF - 50 Gal) - FS Future Baseline 2030 - Panel Upgrade - ZEAS 2030 - Marine ¦ SDG&E ¦ Marine | Com ¦ Com Electric Storage Water Heater (0.92 UEF - 50 Gal) - FS Future Baseline 2030 - Panel Upgrade - ZEAS 2030 - Marine | SDG&E ¦ Marine | SDG&E | All | Electric & Gas | Com Electric Storage Water Heater (0.92 UEF - 50 Gal) - FS Future Baseline 2030 | Efficient | 2030 |  | 1 | Conventional | WaterHeat | Com - Office (Large) | Com | ROB and NEW | 0 | 1000 sqft2 of floor space | 1000 sqft served | 13 | DEER:Indoor_CFL_Ltg | 590.0135 | 0.014125 | -35.0899 | SWWH031-04 | 107.7311 | 2024 | 63.824 | 2024 | 0 | 0 | SWWH031-04 | Com Small Gas Water Heaters - Panel Upgrade - ZEAS 2030 - Marine ¦ SDG&E ¦ Marine | Com Small Gas Water Heaters - Panel Upgrade - ZEAS 2030 - Marine | 0.46177 | 0.453 | 0 | CBSA 2019 | 98.9003 | 2012 | 1 | SWWH031-04
COM-WATERHEAT-FS-PU-10C-ZEAS.78 | Com ¦ Com Electric Storage Water Heater (0.92 UEF - 50 Gal) - FS Future Baseline 2030 - Panel Upgrade - ZEAS 2030 - Marine ¦ SDG&E ¦ Marine | Com ¦ Com Electric Storage Water Heater (0.92 UEF - 50 Gal) - FS Future Baseline 2030 - Panel Upgrade - ZEAS 2030 - Marine | SDG&E ¦ Marine | SDG&E | All | Electric & Gas | Com Electric Storage Water Heater (0.92 UEF - 50 Gal) - FS Future Baseline 2030 | Efficient | 2030 |  | 1 | Conventional | WaterHeat | Com - Office (Small) | Com | ROB and NEW | 0 | 1000 sqft2 of floor space | 1000 sqft served | 13 | DEER:Indoor_CFL_Ltg | 542.2646 | 0.0021787 | -32.3508 | SWWH031-04 | 107.7311 | 2024 | 63.824 | 2024 | 0 | 0 | SWWH031-04 | Com Small Gas Water Heaters - Panel Upgrade - ZEAS 2030 - Marine ¦ SDG&E ¦ Marine | Com Small Gas Water Heaters - Panel Upgrade - ZEAS 2030 - Marine | 0.46177 | 0.453 | 0 | CBSA 2019 | 39.1823 | 2012 | 1 | SWWH031-04
COM-WATERHEAT-FS-PU-10C-ZEAS.79 | Com ¦ Com Electric Storage Water Heater (0.92 UEF - 50 Gal) - FS Future Baseline 2030 - Panel Upgrade - ZEAS 2030 - Marine ¦ SDG&E ¦ Marine | Com ¦ Com Electric Storage Water Heater (0.92 UEF - 50 Gal) - FS Future Baseline 2030 - Panel Upgrade - ZEAS 2030 - Marine | SDG&E ¦ Marine | SDG&E | All | Electric & Gas | Com Electric Storage Water Heater (0.92 UEF - 50 Gal) - FS Future Baseline 2030 | Efficient | 2030 |  | 1 | Conventional | WaterHeat | Com - Other | Com | ROB and NEW | 0 | 1000 sqft2 of floor space | 1000 sqft served | 13 | DEER:Indoor_CFL_Ltg | 6979.7938 | 0.46103 | -407.1546 | SWWH031-04 | 890.9952 | 2024 | 527.8592 | 2024 | 0 | 0 | SWWH031-04 | Com Small Gas Water Heaters - Panel Upgrade - ZEAS 2030 - Marine ¦ SDG&E ¦ Marine | Com Small Gas Water Heaters - Panel Upgrade - ZEAS 2030 - Marine | 0.5433 | 0.453 | 0 | CBSA 2019 | 1073.6733 | 2012 | 1 | SWWH031-04
COM-WATERHEAT-FS-PU-10C-ZEAS.80 | Com ¦ Com Electric Storage Water Heater (0.92 UEF - 50 Gal) - FS Future Baseline 2030 - Panel Upgrade - ZEAS 2030 - Marine ¦ SDG&E ¦ Marine | Com ¦ Com Electric Storage Water Heater (0.92 UEF - 50 Gal) - FS Future Baseline 2030 - Panel Upgrade - ZEAS 2030 - Marine | SDG&E ¦ Marine | SDG&E | All | Electric & Gas | Com Electric Storage Water Heater (0.92 UEF - 50 Gal) - FS Future Baseline 2030 | Efficient | 2030 |  | 1 | Conventional | WaterHeat | Com - Refrig. Warehouse | Com | ROB and NEW | 0 | 1000 sqft2 of floor space | 1000 sqft served | 13 | DEER:Indoor_CFL_Ltg | 601.7835 | 0.023414 | -35.0869 | SWWH031-04 | 49.8149 | 2024 | 29.5122 | 2024 | 0 | 0 | SWWH031-04 | Com Small Gas Water Heaters - Panel Upgrade - ZEAS 2030 - Marine ¦ SDG&E ¦ Marine | Com Small Gas Water Heaters - Panel Upgrade - ZEAS 2030 - Marine | 0.22621 | 0.453 | 0 | CBSA 2019 | 15.59 | 2012 | 1 | SWWH031-04
COM-WATERHEAT-FS-PU-10C-ZEAS.81 | Com ¦ Com Electric Storage Water Heater (0.92 UEF - 50 Gal) - FS Future Baseline 2030 - Panel Upgrade - ZEAS 2030 - Marine ¦ SDG&E ¦ Marine | Com ¦ Com Electric Storage Water Heater (0.92 UEF - 50 Gal) - FS Future Baseline 2030 - Panel Upgrade - ZEAS 2030 - Marine | SDG&E ¦ Marine | SDG&E | All | Electric & Gas | Com Electric Storage Water Heater (0.92 UEF - 50 Gal) - FS Future Baseline 2030 | Efficient | 2030 |  | 1 | Conventional | WaterHeat | Com - Restaurant | Com | ROB and NEW | 0 | 1000 sqft2 of floor space | 1000 sqft served | 13 | DEER:Indoor_CFL_Ltg | 26069.3754 | 2.2889 | -1563.1821 | SWWH031-04 | 4666.8833 | 2024 | 2764.8377 | 2024 | 0 | 0 | SWWH031-04 | Com Small Gas Water Heaters - Panel Upgrade - ZEAS 2030 - Marine ¦ SDG&E ¦ Marine | Com Small Gas Water Heaters - Panel Upgrade - ZEAS 2030 - Marine | 0.79319 | 0.453 | 0 | CBSA 2019 | 711.0403 | 2012 | 1 | SWWH031-04
COM-WATERHEAT-FS-PU-10C-ZEAS.82 | Com ¦ Com Electric Storage Water Heater (0.92 UEF - 50 Gal) - FS Future Baseline 2030 - Panel Upgrade - ZEAS 2030 - Marine ¦ SDG&E ¦ Marine | Com ¦ Com Electric Storage Water Heater (0.92 UEF - 50 Gal) - FS Future Baseline 2030 - Panel Upgrade - ZEAS 2030 - Marine | SDG&E ¦ Marine | SDG&E | All | Electric & Gas | Com Electric Storage Water Heater (0.92 UEF - 50 Gal) - FS Future Baseline 2030 | Efficient | 2030 |  | 1 | Conventional | WaterHeat | Com - Retail | Com | ROB and NEW | 0 | 1000 sqft2 of floor space | 1000 sqft served | 13 | DEER:Indoor_CFL_Ltg | 389.4442 | 0.026709 | -23.0667 | SWWH031-04 | 66.7285 | 2024 | 39.5325 | 2024 | 0 | 0 | SWWH031-04 | Com Small Gas Water Heaters - Panel Upgrade - ZEAS 2030 - Marine ¦ SDG&E ¦ Marine | Com Small Gas Water Heaters - Panel Upgrade - ZEAS 2030 - Marine | 0.40063 | 0.453 | 0 | CBSA 2019 | -22.8434 | 2012 | 1 | SWWH031-04
COM-WATERHEAT-FS-PU-10C-ZEAS.83 | Com ¦ Com Electric Storage Water Heater (0.92 UEF - 50 Gal) - FS Future Baseline 2030 - Panel Upgrade - ZEAS 2030 - Marine ¦ SDG&E ¦ Marine | Com ¦ Com Electric Storage Water Heater (0.92 UEF - 50 Gal) - FS Future Baseline 2030 - Panel Upgrade - ZEAS 2030 - Marine | SDG&E ¦ Marine | SDG&E | All | Electric & Gas | Com Electric Storage Water Heater (0.92 UEF - 50 Gal) - FS Future Baseline 2030 | Efficient | 2030 |  | 1 | Conventional | WaterHeat | Com - School | Com | ROB and NEW | 0 | 1000 sqft2 of floor space | 1000 sqft served | 13 | DEER:Indoor_CFL_Ltg | 2103.633 | 0.067536 | -127.9363 | SWWH031-04 | 549.668 | 2024 | 325.6441 | 2024 | 0 | 0 | SWWH031-04 | Com Small Gas Water Heaters - Panel Upgrade - ZEAS 2030 - Marine ¦ SDG&E ¦ Marine | Com Small Gas Water Heaters - Panel Upgrade - ZEAS 2030 - Marine | 0.76922 | 0.453 | 0 | CBSA 2019 | -54.0535 | 2012 | 1 | SWWH031-04
COM-WATERHEAT-FS-PU-10C-ZEAS.84 | Com ¦ Com Electric Storage Water Heater (0.92 UEF - 50 Gal) - FS Future Baseline 2030 - Panel Upgrade - ZEAS 2030 - Marine ¦ SDG&E ¦ Marine | Com ¦ Com Electric Storage Water Heater (0.92 UEF - 50 Gal) - FS Future Baseline 2030 - Panel Upgrade - ZEAS 2030 - Marine | SDG&E ¦ Marine | SDG&E | All | Electric & Gas | Com Electric Storage Water Heater (0.92 UEF - 50 Gal) - FS Future Baseline 2030 | Efficient | 2030 |  | 1 | Conventional | WaterHeat | Com - Warehouse | Com | ROB and NEW | 0 | 1000 sqft2 of floor space | 1000 sqft served | 13 | DEER:Indoor_CFL_Ltg | 62.9168 | 0.0010187 | -3.697 | SWWH031-04 | 9.963 | 2024 | 5.9024 | 2024 | 0 | 0 | SWWH031-04 | Com Small Gas Water Heaters - Panel Upgrade - ZEAS 2030 - Marine ¦ SDG&E ¦ Marine | Com Small Gas Water Heaters - Panel Upgrade - ZEAS 2030 - Marine | 0.1976 | 0.453 | 0 | CBSA 2019 | -3.2732 | 2012 | 1 | SWWH031-04
COM-WATERHEAT-FS-PU-10C-ZEAS.85 | Com ¦ Com Electric Storage Water Heater (0.92 UEF - 50 Gal) - FS Future Baseline 2030 - Panel Upgrade - ZEAS 2030 - Hot-Dry ¦ SDG&E ¦ Hot-Dry | Com ¦ Com Electric Storage Water Heater (0.92 UEF - 50 Gal) - FS Future Baseline 2030 - Panel Upgrade - ZEAS 2030 - Hot-Dry | SDG&E ¦ Hot-Dry | SDG&E | All | Electric & Gas | Com Electric Storage Water Heater (0.92 UEF - 50 Gal) - FS Future Baseline 2030 | Efficient | 2030 |  | 1 | Conventional | WaterHeat | Com - College | Com | ROB and NEW | 0 | 1000 sqft2 of floor space | 1000 sqft served | 13 | DEER:Indoor_CFL_Ltg | 1044.2321 | 0.12126 | -61.9617 | SWWH031-04 | 173.1032 | 2024 | 102.5529 | 2024 | 0 | 0 | SWWH031-04 | Com Small Gas Water Heaters - Panel Upgrade - ZEAS 2030 - Hot-Dry ¦ SDG&E ¦ Hot-Dry | Com Small Gas Water Heaters - Panel Upgrade - ZEAS 2030 - Hot-Dry | 0.74815 | 0.453 | 0 | CBSA 2019 | 125.5526 | 2012 | 1 | SWWH031-04
COM-WATERHEAT-FS-PU-10C-ZEAS.86 | Com ¦ Com Electric Storage Water Heater (0.92 UEF - 50 Gal) - FS Future Baseline 2030 - Panel Upgrade - ZEAS 2030 - Hot-Dry ¦ SDG&E ¦ Hot-Dry | Com ¦ Com Electric Storage Water Heater (0.92 UEF - 50 Gal) - FS Future Baseline 2030 - Panel Upgrade - ZEAS 2030 - Hot-Dry | SDG&E ¦ Hot-Dry | SDG&E | All | Electric & Gas | Com Electric Storage Water Heater (0.92 UEF - 50 Gal) - FS Future Baseline 2030 | Efficient | 2030 |  | 1 | Conventional | WaterHeat | Com - Grocery | Com | ROB and NEW | 0 | 1000 sqft2 of floor space | 1000 sqft served | 13 | DEER:Indoor_CFL_Ltg | 0 | 0 | 0 | SWWH031-04 | 101.241 | 2024 | 61.7409 | 2024 | 0 | 0 | SWWH031-04 | Com Small Gas Water Heaters - Panel Upgrade - ZEAS 2030 - Hot-Dry ¦ SDG&E ¦ Hot-Dry | Com Small Gas Water Heaters - Panel Upgrade - ZEAS 2030 - Hot-Dry | 0.59609 | 0.453 | 0 | CBSA 2019 | 0 | 2012 | 1 | SWWH031-04
COM-WATERHEAT-FS-PU-10C-ZEAS.87 | Com ¦ Com Electric Storage Water Heater (0.92 UEF - 50 Gal) - FS Future Baseline 2030 - Panel Upgrade - ZEAS 2030 - Hot-Dry ¦ SDG&E ¦ Hot-Dry | Com ¦ Com Electric Storage Water Heater (0.92 UEF - 50 Gal) - FS Future Baseline 2030 - Panel Upgrade - ZEAS 2030 - Hot-Dry | SDG&E ¦ Hot-Dry | SDG&E | All | Electric & Gas | Com Electric Storage Water Heater (0.92 UEF - 50 Gal) - FS Future Baseline 2030 | Efficient | 2030 |  | 1 | Conventional | WaterHeat | Com - Health | Com | ROB and NEW | 0 | 1000 sqft2 of floor space | 1000 sqft served | 13 | DEER:Indoor_CFL_Ltg | 2998.5731 | 0.16264 | -174.6924 | SWWH031-04 | 262.1943 | 2024 | 155.3338 | 2024 | 0 | 0 | SWWH031-04 | Com Small Gas Water Heaters - Panel Upgrade - ZEAS 2030 - Hot-Dry ¦ SDG&E ¦ Hot-Dry | Com Small Gas Water Heaters - Panel Upgrade - ZEAS 2030 - Hot-Dry | 0.52611 | 0.453 | 0 | CBSA 2019 | 297.2161 | 2012 | 1 | SWWH031-04
COM-WATERHEAT-FS-PU-10C-ZEAS.88 | Com ¦ Com Electric Storage Water Heater (0.92 UEF - 50 Gal) - FS Future Baseline 2030 - Panel Upgrade - ZEAS 2030 - Hot-Dry ¦ SDG&E ¦ Hot-Dry | Com ¦ Com Electric Storage Water Heater (0.92 UEF - 50 Gal) - FS Future Baseline 2030 - Panel Upgrade - ZEAS 2030 - Hot-Dry | SDG&E ¦ Hot-Dry | SDG&E | All | Electric & Gas | Com Electric Storage Water Heater (0.92 UEF - 50 Gal) - FS Future Baseline 2030 | Efficient | 2030 |  | 1 | Conventional | WaterHeat | Com - Lodging | Com | ROB and NEW | 0 | 1000 sqft2 of floor space | 1000 sqft served | 13 | DEER:Indoor_CFL_Ltg | 2309.9831 | 0.12649 | -133.4281 | SWWH031-04 | 164.9749 | 2024 | 97.7373 | 2024 | 0 | 0 | SWWH031-04 | Com Small Gas Water Heaters - Panel Upgrade - ZEAS 2030 - Hot-Dry ¦ SDG&E ¦ Hot-Dry | Com Small Gas Water Heaters - Panel Upgrade - ZEAS 2030 - Hot-Dry | 0.73871 | 0.453 | 0 | CBSA 2019 | 953.8057 | 2012 | 1 | SWWH031-04
COM-WATERHEAT-FS-PU-10C-ZEAS.89 | Com ¦ Com Electric Storage Water Heater (0.92 UEF - 50 Gal) - FS Future Baseline 2030 - Panel Upgrade - ZEAS 2030 - Hot-Dry ¦ SDG&E ¦ Hot-Dry | Com ¦ Com Electric Storage Water Heater (0.92 UEF - 50 Gal) - FS Future Baseline 2030 - Panel Upgrade - ZEAS 2030 - Hot-Dry | SDG&E ¦ Hot-Dry | SDG&E | All | Electric & Gas | Com Electric Storage Water Heater (0.92 UEF - 50 Gal) - FS Future Baseline 2030 | Efficient | 2030 |  | 1 | Conventional | WaterHeat | Com - Office (Large) | Com | ROB and NEW | 0 | 1000 sqft2 of floor space | 1000 sqft served | 13 | DEER:Indoor_CFL_Ltg | 293.7112 | 0.0071623 | -17.4894 | SWWH031-04 | 53.8656 | 2024 | 31.912 | 2024 | 0 | 0 | SWWH031-04 | Com Small Gas Water Heaters - Panel Upgrade - ZEAS 2030 - Hot-Dry ¦ SDG&E ¦ Hot-Dry | Com Small Gas Water Heaters - Panel Upgrade - ZEAS 2030 - Hot-Dry | 0.46177 | 0.453 | 0 | CBSA 2019 | 49.3296 | 2012 | 1 | SWWH031-04
COM-WATERHEAT-FS-PU-10C-ZEAS.90 | Com ¦ Com Electric Storage Water Heater (0.92 UEF - 50 Gal) - FS Future Baseline 2030 - Panel Upgrade - ZEAS 2030 - Hot-Dry ¦ SDG&E ¦ Hot-Dry | Com ¦ Com Electric Storage Water Heater (0.92 UEF - 50 Gal) - FS Future Baseline 2030 - Panel Upgrade - ZEAS 2030 - Hot-Dry | SDG&E ¦ Hot-Dry | SDG&E | All | Electric & Gas | Com Electric Storage Water Heater (0.92 UEF - 50 Gal) - FS Future Baseline 2030 | Efficient | 2030 |  | 1 | Conventional | WaterHeat | Com - Office (Small) | Com | ROB and NEW | 0 | 1000 sqft2 of floor space | 1000 sqft served | 13 | DEER:Indoor_CFL_Ltg | 270.9472 | 0.0011049 | -16.1384 | SWWH031-04 | 53.8656 | 2024 | 31.912 | 2024 | 0 | 0 | SWWH031-04 | Com Small Gas Water Heaters - Panel Upgrade - ZEAS 2030 - Hot-Dry ¦ SDG&E ¦ Hot-Dry | Com Small Gas Water Heaters - Panel Upgrade - ZEAS 2030 - Hot-Dry | 0.46177 | 0.453 | 0 | CBSA 2019 | 19.5264 | 2012 | 1 | SWWH031-04
COM-WATERHEAT-FS-PU-10C-ZEAS.91 | Com ¦ Com Electric Storage Water Heater (0.92 UEF - 50 Gal) - FS Future Baseline 2030 - Panel Upgrade - ZEAS 2030 - Hot-Dry ¦ SDG&E ¦ Hot-Dry | Com ¦ Com Electric Storage Water Heater (0.92 UEF - 50 Gal) - FS Future Baseline 2030 - Panel Upgrade - ZEAS 2030 - Hot-Dry | SDG&E ¦ Hot-Dry | SDG&E | All | Electric & Gas | Com Electric Storage Water Heater (0.92 UEF - 50 Gal) - FS Future Baseline 2030 | Efficient | 2030 |  | 1 | Conventional | WaterHeat | Com - Other | Com | ROB and NEW | 0 | 1000 sqft2 of floor space | 1000 sqft served | 13 | DEER:Indoor_CFL_Ltg | 3480.713 | 0.23419 | -203.5773 | SWWH031-04 | 445.4976 | 2024 | 263.9296 | 2024 | 0 | 0 | SWWH031-04 | Com Small Gas Water Heaters - Panel Upgrade - ZEAS 2030 - Hot-Dry ¦ SDG&E ¦ Hot-Dry | Com Small Gas Water Heaters - Panel Upgrade - ZEAS 2030 - Hot-Dry | 0.5433 | 0.453 | 0 | CBSA 2019 | 537.8508 | 2012 | 1 | SWWH031-04
COM-WATERHEAT-FS-PU-10C-ZEAS.92 | Com ¦ Com Electric Storage Water Heater (0.92 UEF - 50 Gal) - FS Future Baseline 2030 - Panel Upgrade - ZEAS 2030 - Hot-Dry ¦ SDG&E ¦ Hot-Dry | Com ¦ Com Electric Storage Water Heater (0.92 UEF - 50 Gal) - FS Future Baseline 2030 - Panel Upgrade - ZEAS 2030 - Hot-Dry | SDG&E ¦ Hot-Dry | SDG&E | All | Electric & Gas | Com Electric Storage Water Heater (0.92 UEF - 50 Gal) - FS Future Baseline 2030 | Efficient | 2030 |  | 1 | Conventional | WaterHeat | Com - Refrig. Warehouse | Com | ROB and NEW | 0 | 1000 sqft2 of floor space | 1000 sqft served | 13 | DEER:Indoor_CFL_Ltg | 300.8918 | 0.011912 | -17.5435 | SWWH031-04 | 24.9074 | 2024 | 14.7561 | 2024 | 0 | 0 | SWWH031-04 | Com Small Gas Water Heaters - Panel Upgrade - ZEAS 2030 - Hot-Dry ¦ SDG&E ¦ Hot-Dry | Com Small Gas Water Heaters - Panel Upgrade - ZEAS 2030 - Hot-Dry | 0.22621 | 0.453 | 0 | CBSA 2019 | 7.795 | 2012 | 1 | SWWH031-04
COM-WATERHEAT-FS-PU-10C-ZEAS.93 | Com ¦ Com Electric Storage Water Heater (0.92 UEF - 50 Gal) - FS Future Baseline 2030 - Panel Upgrade - ZEAS 2030 - Hot-Dry ¦ SDG&E ¦ Hot-Dry | Com ¦ Com Electric Storage Water Heater (0.92 UEF - 50 Gal) - FS Future Baseline 2030 - Panel Upgrade - ZEAS 2030 - Hot-Dry | SDG&E ¦ Hot-Dry | SDG&E | All | Electric & Gas | Com Electric Storage Water Heater (0.92 UEF - 50 Gal) - FS Future Baseline 2030 | Efficient | 2030 |  | 1 | Conventional | WaterHeat | Com - Restaurant | Com | ROB and NEW | 0 | 1000 sqft2 of floor space | 1000 sqft served | 13 | DEER:Indoor_CFL_Ltg | 13015.113 | 1.1589 | -779.9876 | SWWH031-04 | 2333.4416 | 2024 | 1382.4189 | 2024 | 0 | 0 | SWWH031-04 | Com Small Gas Water Heaters - Panel Upgrade - ZEAS 2030 - Hot-Dry ¦ SDG&E ¦ Hot-Dry | Com Small Gas Water Heaters - Panel Upgrade - ZEAS 2030 - Hot-Dry | 0.79319 | 0.453 | 0 | CBSA 2019 | 354.6634 | 2012 | 1 | SWWH031-04
COM-WATERHEAT-FS-PU-10C-ZEAS.94 | Com ¦ Com Electric Storage Water Heater (0.92 UEF - 50 Gal) - FS Future Baseline 2030 - Panel Upgrade - ZEAS 2030 - Hot-Dry ¦ SDG&E ¦ Hot-Dry | Com ¦ Com Electric Storage Water Heater (0.92 UEF - 50 Gal) - FS Future Baseline 2030 - Panel Upgrade - ZEAS 2030 - Hot-Dry | SDG&E ¦ Hot-Dry | SDG&E | All | Electric & Gas | Com Electric Storage Water Heater (0.92 UEF - 50 Gal) - FS Future Baseline 2030 | Efficient | 2030 |  | 1 | Conventional | WaterHeat | Com - Retail | Com | ROB and NEW | 0 | 1000 sqft2 of floor space | 1000 sqft served | 13 | DEER:Indoor_CFL_Ltg | 194.4506 | 0.013575 | -11.5052 | SWWH031-04 | 33.3643 | 2024 | 19.7663 | 2024 | 0 | 0 | SWWH031-04 | Com Small Gas Water Heaters - Panel Upgrade - ZEAS 2030 - Hot-Dry ¦ SDG&E ¦ Hot-Dry | Com Small Gas Water Heaters - Panel Upgrade - ZEAS 2030 - Hot-Dry | 0.40063 | 0.453 | 0 | CBSA 2019 | -11.4651 | 2012 | 1 | SWWH031-04
COM-WATERHEAT-FS-PU-10C-ZEAS.95 | Com ¦ Com Electric Storage Water Heater (0.92 UEF - 50 Gal) - FS Future Baseline 2030 - Panel Upgrade - ZEAS 2030 - Hot-Dry ¦ SDG&E ¦ Hot-Dry | Com ¦ Com Electric Storage Water Heater (0.92 UEF - 50 Gal) - FS Future Baseline 2030 - Panel Upgrade - ZEAS 2030 - Hot-Dry | SDG&E ¦ Hot-Dry | SDG&E | All | Electric & Gas | Com Electric Storage Water Heater (0.92 UEF - 50 Gal) - FS Future Baseline 2030 | Efficient | 2030 |  | 1 | Conventional | WaterHeat | Com - School | Com | ROB and NEW | 0 | 1000 sqft2 of floor space | 1000 sqft served | 13 | DEER:Indoor_CFL_Ltg | 1046.4742 | 0.034035 | -63.6849 | SWWH031-04 | 274.834 | 2024 | 162.822 | 2024 | 0 | 0 | SWWH031-04 | Com Small Gas Water Heaters - Panel Upgrade - ZEAS 2030 - Hot-Dry ¦ SDG&E ¦ Hot-Dry | Com Small Gas Water Heaters - Panel Upgrade - ZEAS 2030 - Hot-Dry | 0.76922 | 0.453 | 0 | CBSA 2019 | -26.7944 | 2012 | 1 | SWWH031-04
COM-WATERHEAT-FS-PU-10C-ZEAS.96 | Com ¦ Com Electric Storage Water Heater (0.92 UEF - 50 Gal) - FS Future Baseline 2030 - Panel Upgrade - ZEAS 2030 - Hot-Dry ¦ SDG&E ¦ Hot-Dry | Com ¦ Com Electric Storage Water Heater (0.92 UEF - 50 Gal) - FS Future Baseline 2030 - Panel Upgrade - ZEAS 2030 - Hot-Dry | SDG&E ¦ Hot-Dry | SDG&E | All | Electric & Gas | Com Electric Storage Water Heater (0.92 UEF - 50 Gal) - FS Future Baseline 2030 | Efficient | 2030 |  | 1 | Conventional | WaterHeat | Com - Warehouse | Com | ROB and NEW | 0 | 1000 sqft2 of floor space | 1000 sqft served | 13 | DEER:Indoor_CFL_Ltg | 31.3557 | 0.00051347 | -1.8485 | SWWH031-04 | 4.9815 | 2024 | 2.9512 | 2024 | 0 | 0 | SWWH031-04 | Com Small Gas Water Heaters - Panel Upgrade - ZEAS 2030 - Hot-Dry ¦ SDG&E ¦ Hot-Dry | Com Small Gas Water Heaters - Panel Upgrade - ZEAS 2030 - Hot-Dry | 0.1976 | 0.453 | 0 | CBSA 2019 | -1.6058 | 2012 | 1 | SWWH031-04
COM-WATERHEAT-FS-PU-11-ZEAS.1 | Com ¦ Com Efficient Gas Storage Water Heater (0.68 UEF - 50 Gal) - Panel Upgrade - ZEAS 2030 - Marine ¦ PG&E ¦ Marine | Com ¦ Com Efficient Gas Storage Water Heater (0.68 UEF - 50 Gal) - Panel Upgrade - ZEAS 2030 - Marine | PG&E ¦ Marine | PG&E | All | Electric & Gas | Efficient Gas Storage WH (0.68 UEF - 50 Gal) | Efficient |  | 2030 | 1 | Conventional | WaterHeat | Com - College | Com | ROB and NEW | 0 | 1000 sqft2 of floor space | 1000 sqft served | 13 | DEER:Indoor_CFL_Ltg | 0 | 0 | -0.55902 | SWWH007-06 | 135.6155 | 2022 | 74.4043 | 2022 | 0 | 0 | SWWH007-06 | Com Small Gas Water Heaters - Panel Upgrade - ZEAS 2030 - Marine ¦ PG&E ¦ Marine | Com Small Gas Water Heaters - Panel Upgrade - ZEAS 2030 - Marine | 0.74815 | 0.453 | 0.025 | CBSA 2019 | 1.844 | 2032 | 1 | SWWH007-06
COM-WATERHEAT-FS-PU-11-ZEAS.2 | Com ¦ Com Efficient Gas Storage Water Heater (0.68 UEF - 50 Gal) - Panel Upgrade - ZEAS 2030 - Marine ¦ PG&E ¦ Marine | Com ¦ Com Efficient Gas Storage Water Heater (0.68 UEF - 50 Gal) - Panel Upgrade - ZEAS 2030 - Marine | PG&E ¦ Marine | PG&E | All | Electric & Gas | Efficient Gas Storage WH (0.68 UEF - 50 Gal) | Efficient |  | 2030 | 1 | Conventional | WaterHeat | Com - Grocery | Com | ROB and NEW | 0 | 1000 sqft2 of floor space | 1000 sqft served | 13 | DEER:Indoor_CFL_Ltg | 0 | 0 | 0 | SWWH007-06 | 101.241 | 2022 | 61.7409 | 2022 | 0 | 0 | SWWH007-06 | Com Small Gas Water Heaters - Panel Upgrade - ZEAS 2030 - Marine ¦ PG&E ¦ Marine | Com Small Gas Water Heaters - Panel Upgrade - ZEAS 2030 - Marine | 0.59609 | 0.453 | 0.025 | CBSA 2019 | 0 | 2032 | 1 | SWWH007-06
COM-WATERHEAT-FS-PU-11-ZEAS.3 | Com ¦ Com Efficient Gas Storage Water Heater (0.68 UEF - 50 Gal) - Panel Upgrade - ZEAS 2030 - Marine ¦ PG&E ¦ Marine | Com ¦ Com Efficient Gas Storage Water Heater (0.68 UEF - 50 Gal) - Panel Upgrade - ZEAS 2030 - Marine | PG&E ¦ Marine | PG&E | All | Electric & Gas | Efficient Gas Storage WH (0.68 UEF - 50 Gal) | Efficient |  | 2030 | 1 | Conventional | WaterHeat | Com - Health | Com | ROB and NEW | 0 | 1000 sqft2 of floor space | 1000 sqft served | 13 | DEER:Indoor_CFL_Ltg | 0 | 0 | -0.5958 | SWWH007-06 | 205.4128 | 2022 | 112.698 | 2022 | 0 | 0 | SWWH007-06 | Com Small Gas Water Heaters - Panel Upgrade - ZEAS 2030 - Marine ¦ PG&E ¦ Marine | Com Small Gas Water Heaters - Panel Upgrade - ZEAS 2030 - Marine | 0.52611 | 0.453 | 0.025 | CBSA 2019 | 1.6829 | 2032 | 1 | SWWH007-06
COM-WATERHEAT-FS-PU-11-ZEAS.4 | Com ¦ Com Efficient Gas Storage Water Heater (0.68 UEF - 50 Gal) - Panel Upgrade - ZEAS 2030 - Marine ¦ PG&E ¦ Marine | Com ¦ Com Efficient Gas Storage Water Heater (0.68 UEF - 50 Gal) - Panel Upgrade - ZEAS 2030 - Marine | PG&E ¦ Marine | PG&E | All | Electric & Gas | Efficient Gas Storage WH (0.68 UEF - 50 Gal) | Efficient |  | 2030 | 1 | Conventional | WaterHeat | Com - Lodging | Com | ROB and NEW | 0 | 1000 sqft2 of floor space | 1000 sqft served | 13 | DEER:Indoor_CFL_Ltg | 0 | 0 | -0.31379 | SWWH007-06 | 129.2475 | 2022 | 70.9106 | 2022 | 0 | 0 | SWWH007-06 | Com Small Gas Water Heaters - Panel Upgrade - ZEAS 2030 - Marine ¦ PG&E ¦ Marine | Com Small Gas Water Heaters - Panel Upgrade - ZEAS 2030 - Marine | 0.73871 | 0.453 | 0.025 | CBSA 2019 | 3.0997 | 2032 | 1 | SWWH007-06
COM-WATERHEAT-FS-PU-11-ZEAS.5 | Com ¦ Com Efficient Gas Storage Water Heater (0.68 UEF - 50 Gal) - Panel Upgrade - ZEAS 2030 - Marine ¦ PG&E ¦ Marine | Com ¦ Com Efficient Gas Storage Water Heater (0.68 UEF - 50 Gal) - Panel Upgrade - ZEAS 2030 - Marine | PG&E ¦ Marine | PG&E | All | Electric & Gas | Efficient Gas Storage WH (0.68 UEF - 50 Gal) | Efficient |  | 2030 | 1 | Conventional | WaterHeat | Com - Office (Large) | Com | ROB and NEW | 0 | 1000 sqft2 of floor space | 1000 sqft served | 13 | DEER:Indoor_CFL_Ltg | 0 | 0 | -0.16897 | SWWH007-06 | 42.2003 | 2022 | 23.1528 | 2022 | 0 | 0 | SWWH007-06 | Com Small Gas Water Heaters - Panel Upgrade - ZEAS 2030 - Marine ¦ PG&E ¦ Marine | Com Small Gas Water Heaters - Panel Upgrade - ZEAS 2030 - Marine | 0.46177 | 0.453 | 0.025 | CBSA 2019 | 0.7588 | 2032 | 1 | SWWH007-06
COM-WATERHEAT-FS-PU-11-ZEAS.6 | Com ¦ Com Efficient Gas Storage Water Heater (0.68 UEF - 50 Gal) - Panel Upgrade - ZEAS 2030 - Marine ¦ PG&E ¦ Marine | Com ¦ Com Efficient Gas Storage Water Heater (0.68 UEF - 50 Gal) - Panel Upgrade - ZEAS 2030 - Marine | PG&E ¦ Marine | PG&E | All | Electric & Gas | Efficient Gas Storage WH (0.68 UEF - 50 Gal) | Efficient |  | 2030 | 1 | Conventional | WaterHeat | Com - Office (Small) | Com | ROB and NEW | 0 | 1000 sqft2 of floor space | 1000 sqft served | 13 | DEER:Indoor_CFL_Ltg | 0 | 0 | -0.17216 | SWWH007-06 | 42.2003 | 2022 | 23.1528 | 2022 | 0 | 0 | SWWH007-06 | Com Small Gas Water Heaters - Panel Upgrade - ZEAS 2030 - Marine ¦ PG&E ¦ Marine | Com Small Gas Water Heaters - Panel Upgrade - ZEAS 2030 - Marine | 0.46177 | 0.453 | 0.025 | CBSA 2019 | 0.34082 | 2032 | 1 | SWWH007-06
COM-WATERHEAT-FS-PU-11-ZEAS.7 | Com ¦ Com Efficient Gas Storage Water Heater (0.68 UEF - 50 Gal) - Panel Upgrade - ZEAS 2030 - Marine ¦ PG&E ¦ Marine | Com ¦ Com Efficient Gas Storage Water Heater (0.68 UEF - 50 Gal) - Panel Upgrade - ZEAS 2030 - Marine | PG&E ¦ Marine | PG&E | All | Electric & Gas | Efficient Gas Storage WH (0.68 UEF - 50 Gal) | Efficient |  | 2030 | 1 | Conventional | WaterHeat | Com - Other | Com | ROB and NEW | 0 | 1000 sqft2 of floor space | 1000 sqft served | 13 | DEER:Indoor_CFL_Ltg | 0 | 0 | -1.2481 | SWWH007-06 | 349.0195 | 2022 | 191.4867 | 2022 | 0 | 0 | SWWH007-06 | Com Small Gas Water Heaters - Panel Upgrade - ZEAS 2030 - Marine ¦ PG&E ¦ Marine | Com Small Gas Water Heaters - Panel Upgrade - ZEAS 2030 - Marine | 0.5433 | 0.453 | 0.025 | CBSA 2019 | 5.6538 | 2032 | 1 | SWWH007-06
COM-WATERHEAT-FS-PU-11-ZEAS.8 | Com ¦ Com Efficient Gas Storage Water Heater (0.68 UEF - 50 Gal) - Panel Upgrade - ZEAS 2030 - Marine ¦ PG&E ¦ Marine | Com ¦ Com Efficient Gas Storage Water Heater (0.68 UEF - 50 Gal) - Panel Upgrade - ZEAS 2030 - Marine | PG&E ¦ Marine | PG&E | All | Electric & Gas | Efficient Gas Storage WH (0.68 UEF - 50 Gal) | Efficient |  | 2030 | 1 | Conventional | WaterHeat | Com - Refrig. Warehouse | Com | ROB and NEW | 0 | 1000 sqft2 of floor space | 1000 sqft served | 13 | DEER:Indoor_CFL_Ltg | 0 | 0 | -0.0543 | SWWH007-06 | 19.5134 | 2022 | 10.7059 | 2022 | 0 | 0 | SWWH007-06 | Com Small Gas Water Heaters - Panel Upgrade - ZEAS 2030 - Marine ¦ PG&E ¦ Marine | Com Small Gas Water Heaters - Panel Upgrade - ZEAS 2030 - Marine | 0.22621 | 0.453 | 0.025 | CBSA 2019 | 0.040768 | 2032 | 1 | SWWH007-06
COM-WATERHEAT-FS-PU-11-ZEAS.9 | Com ¦ Com Efficient Gas Storage Water Heater (0.68 UEF - 50 Gal) - Panel Upgrade - ZEAS 2030 - Marine ¦ PG&E ¦ Marine | Com ¦ Com Efficient Gas Storage Water Heater (0.68 UEF - 50 Gal) - Panel Upgrade - ZEAS 2030 - Marine | PG&E ¦ Marine | PG&E | All | Electric & Gas | Efficient Gas Storage WH (0.68 UEF - 50 Gal) | Efficient |  | 2030 | 1 | Conventional | WaterHeat | Com - Restaurant | Com | ROB and NEW | 0 | 1000 sqft2 of floor space | 1000 sqft served | 13 | DEER:Indoor_CFL_Ltg | 0 | 0 | -7.6753 | SWWH007-06 | 1828.1059 | 2022 | 1002.975 | 2022 | 0 | 0 | SWWH007-06 | Com Small Gas Water Heaters - Panel Upgrade - ZEAS 2030 - Marine ¦ PG&E ¦ Marine | Com Small Gas Water Heaters - Panel Upgrade - ZEAS 2030 - Marine | 0.79319 | 0.453 | 0.025 | CBSA 2019 | 5.766 | 2032 | 1 | SWWH007-06
COM-WATERHEAT-FS-PU-11-ZEAS.10 | Com ¦ Com Efficient Gas Storage Water Heater (0.68 UEF - 50 Gal) - Panel Upgrade - ZEAS 2030 - Marine ¦ PG&E ¦ Marine | Com ¦ Com Efficient Gas Storage Water Heater (0.68 UEF - 50 Gal) - Panel Upgrade - ZEAS 2030 - Marine | PG&E ¦ Marine | PG&E | All | Electric & Gas | Efficient Gas Storage WH (0.68 UEF - 50 Gal) | Efficient |  | 2030 | 1 | Conventional | WaterHeat | Com - Retail | Com | ROB and NEW | 0 | 1000 sqft2 of floor space | 1000 sqft served | 13 | DEER:Indoor_CFL_Ltg | 0 | 0 | -0.10901 | SWWH007-06 | 26.1388 | 2022 | 14.3408 | 2022 | 0 | 0 | SWWH007-06 | Com Small Gas Water Heaters - Panel Upgrade - ZEAS 2030 - Marine ¦ PG&E ¦ Marine | Com Small Gas Water Heaters - Panel Upgrade - ZEAS 2030 - Marine | 0.40063 | 0.453 | 0.025 | CBSA 2019 | 0.53863 | 2032 | 1 | SWWH007-06
COM-WATERHEAT-FS-PU-11-ZEAS.11 | Com ¦ Com Efficient Gas Storage Water Heater (0.68 UEF - 50 Gal) - Panel Upgrade - ZEAS 2030 - Marine ¦ PG&E ¦ Marine | Com ¦ Com Efficient Gas Storage Water Heater (0.68 UEF - 50 Gal) - Panel Upgrade - ZEAS 2030 - Marine | PG&E ¦ Marine | PG&E | All | Electric & Gas | Efficient Gas Storage WH (0.68 UEF - 50 Gal) | Efficient |  | 2030 | 1 | Conventional | WaterHeat | Com - School | Com | ROB and NEW | 0 | 1000 sqft2 of floor space | 1000 sqft served | 13 | DEER:Indoor_CFL_Ltg | 0 | 0 | -0.96391 | SWWH007-06 | 215.3153 | 2022 | 118.1309 | 2022 | 0 | 0 | SWWH007-06 | Com Small Gas Water Heaters - Panel Upgrade - ZEAS 2030 - Marine ¦ PG&E ¦ Marine | Com Small Gas Water Heaters - Panel Upgrade - ZEAS 2030 - Marine | 0.76922 | 0.453 | 0.025 | CBSA 2019 | 2.2023 | 2032 | 1 | SWWH007-06
COM-WATERHEAT-FS-PU-11-ZEAS.12 | Com ¦ Com Efficient Gas Storage Water Heater (0.68 UEF - 50 Gal) - Panel Upgrade - ZEAS 2030 - Marine ¦ PG&E ¦ Marine | Com ¦ Com Efficient Gas Storage Water Heater (0.68 UEF - 50 Gal) - Panel Upgrade - ZEAS 2030 - Marine | PG&E ¦ Marine | PG&E | All | Electric & Gas | Efficient Gas Storage WH (0.68 UEF - 50 Gal) | Efficient |  | 2030 | 1 | Conventional | WaterHeat | Com - Warehouse | Com | ROB and NEW | 0 | 1000 sqft2 of floor space | 1000 sqft served | 13 | DEER:Indoor_CFL_Ltg | 0 | 0 | -0.015971 | SWWH007-06 | 3.9027 | 2022 | 2.1412 | 2022 | 0 | 0 | SWWH007-06 | Com Small Gas Water Heaters - Panel Upgrade - ZEAS 2030 - Marine ¦ PG&E ¦ Marine | Com Small Gas Water Heaters - Panel Upgrade - ZEAS 2030 - Marine | 0.1976 | 0.453 | 0.025 | CBSA 2019 | 0.067323 | 2032 | 1 | SWWH007-06
COM-WATERHEAT-FS-PU-11-ZEAS.13 | Com ¦ Com Efficient Gas Storage Water Heater (0.68 UEF - 50 Gal) - Panel Upgrade - ZEAS 2030 - Hot-Dry ¦ PG&E ¦ Hot-Dry | Com ¦ Com Efficient Gas Storage Water Heater (0.68 UEF - 50 Gal) - Panel Upgrade - ZEAS 2030 - Hot-Dry | PG&E ¦ Hot-Dry | PG&E | All | Electric & Gas | Efficient Gas Storage WH (0.68 UEF - 50 Gal) | Efficient |  | 2030 | 1 | Conventional | WaterHeat | Com - College | Com | ROB and NEW | 0 | 1000 sqft2 of floor space | 1000 sqft served | 13 | DEER:Indoor_CFL_Ltg | 0 | 0 | -0.52892 | SWWH007-06 | 135.6155 | 2022 | 74.4043 | 2022 | 0 | 0 | SWWH007-06 | Com Small Gas Water Heaters - Panel Upgrade - ZEAS 2030 - Hot-Dry ¦ PG&E ¦ Hot-Dry | Com Small Gas Water Heaters - Panel Upgrade - ZEAS 2030 - Hot-Dry | 0.74815 | 0.453 | 0.025 | CBSA 2019 | 1.7447 | 2032 | 1 | SWWH007-06
COM-WATERHEAT-FS-PU-11-ZEAS.14 | Com ¦ Com Efficient Gas Storage Water Heater (0.68 UEF - 50 Gal) - Panel Upgrade - ZEAS 2030 - Hot-Dry ¦ PG&E ¦ Hot-Dry | Com ¦ Com Efficient Gas Storage Water Heater (0.68 UEF - 50 Gal) - Panel Upgrade - ZEAS 2030 - Hot-Dry | PG&E ¦ Hot-Dry | PG&E | All | Electric & Gas | Efficient Gas Storage WH (0.68 UEF - 50 Gal) | Efficient |  | 2030 | 1 | Conventional | WaterHeat | Com - Grocery | Com | ROB and NEW | 0 | 1000 sqft2 of floor space | 1000 sqft served | 13 | DEER:Indoor_CFL_Ltg | 0 | 0 | 0 | SWWH007-06 | 101.241 | 2022 | 61.7409 | 2022 | 0 | 0 | SWWH007-06 | Com Small Gas Water Heaters - Panel Upgrade - ZEAS 2030 - Hot-Dry ¦ PG&E ¦ Hot-Dry | Com Small Gas Water Heaters - Panel Upgrade - ZEAS 2030 - Hot-Dry | 0.59609 | 0.453 | 0.025 | CBSA 2019 | 0 | 2032 | 1 | SWWH007-06
COM-WATERHEAT-FS-PU-11-ZEAS.15 | Com ¦ Com Efficient Gas Storage Water Heater (0.68 UEF - 50 Gal) - Panel Upgrade - ZEAS 2030 - Hot-Dry ¦ PG&E ¦ Hot-Dry | Com ¦ Com Efficient Gas Storage Water Heater (0.68 UEF - 50 Gal) - Panel Upgrade - ZEAS 2030 - Hot-Dry | PG&E ¦ Hot-Dry | PG&E | All | Electric & Gas | Efficient Gas Storage WH (0.68 UEF - 50 Gal) | Efficient |  | 2030 | 1 | Conventional | WaterHeat | Com - Health | Com | ROB and NEW | 0 | 1000 sqft2 of floor space | 1000 sqft served | 13 | DEER:Indoor_CFL_Ltg | 0 | 0 | -0.58506 | SWWH007-06 | 205.4128 | 2022 | 112.698 | 2022 | 0 | 0 | SWWH007-06 | Com Small Gas Water Heaters - Panel Upgrade - ZEAS 2030 - Hot-Dry ¦ PG&E ¦ Hot-Dry | Com Small Gas Water Heaters - Panel Upgrade - ZEAS 2030 - Hot-Dry | 0.52611 | 0.453 | 0.025 | CBSA 2019 | 1.6526 | 2032 | 1 | SWWH007-06
COM-WATERHEAT-FS-PU-11-ZEAS.16 | Com ¦ Com Efficient Gas Storage Water Heater (0.68 UEF - 50 Gal) - Panel Upgrade - ZEAS 2030 - Hot-Dry ¦ PG&E ¦ Hot-Dry | Com ¦ Com Efficient Gas Storage Water Heater (0.68 UEF - 50 Gal) - Panel Upgrade - ZEAS 2030 - Hot-Dry | PG&E ¦ Hot-Dry | PG&E | All | Electric & Gas | Efficient Gas Storage WH (0.68 UEF - 50 Gal) | Efficient |  | 2030 | 1 | Conventional | WaterHeat | Com - Lodging | Com | ROB and NEW | 0 | 1000 sqft2 of floor space | 1000 sqft served | 13 | DEER:Indoor_CFL_Ltg | 0 | 0 | -0.31177 | SWWH007-06 | 129.2475 | 2022 | 70.9106 | 2022 | 0 | 0 | SWWH007-06 | Com Small Gas Water Heaters - Panel Upgrade - ZEAS 2030 - Hot-Dry ¦ PG&E ¦ Hot-Dry | Com Small Gas Water Heaters - Panel Upgrade - ZEAS 2030 - Hot-Dry | 0.73871 | 0.453 | 0.025 | CBSA 2019 | 3.0798 | 2032 | 1 | SWWH007-06
COM-WATERHEAT-FS-PU-11-ZEAS.17 | Com ¦ Com Efficient Gas Storage Water Heater (0.68 UEF - 50 Gal) - Panel Upgrade - ZEAS 2030 - Hot-Dry ¦ PG&E ¦ Hot-Dry | Com ¦ Com Efficient Gas Storage Water Heater (0.68 UEF - 50 Gal) - Panel Upgrade - ZEAS 2030 - Hot-Dry | PG&E ¦ Hot-Dry | PG&E | All | Electric & Gas | Efficient Gas Storage WH (0.68 UEF - 50 Gal) | Efficient |  | 2030 | 1 | Conventional | WaterHeat | Com - Office (Large) | Com | ROB and NEW | 0 | 1000 sqft2 of floor space | 1000 sqft served | 13 | DEER:Indoor_CFL_Ltg | 0 | 0 | -0.16472 | SWWH007-06 | 42.2003 | 2022 | 23.1528 | 2022 | 0 | 0 | SWWH007-06 | Com Small Gas Water Heaters - Panel Upgrade - ZEAS 2030 - Hot-Dry ¦ PG&E ¦ Hot-Dry | Com Small Gas Water Heaters - Panel Upgrade - ZEAS 2030 - Hot-Dry | 0.46177 | 0.453 | 0.025 | CBSA 2019 | 0.73971 | 2032 | 1 | SWWH007-06
COM-WATERHEAT-FS-PU-11-ZEAS.18 | Com ¦ Com Efficient Gas Storage Water Heater (0.68 UEF - 50 Gal) - Panel Upgrade - ZEAS 2030 - Hot-Dry ¦ PG&E ¦ Hot-Dry | Com ¦ Com Efficient Gas Storage Water Heater (0.68 UEF - 50 Gal) - Panel Upgrade - ZEAS 2030 - Hot-Dry | PG&E ¦ Hot-Dry | PG&E | All | Electric & Gas | Efficient Gas Storage WH (0.68 UEF - 50 Gal) | Efficient |  | 2030 | 1 | Conventional | WaterHeat | Com - Office (Small) | Com | ROB and NEW | 0 | 1000 sqft2 of floor space | 1000 sqft served | 13 | DEER:Indoor_CFL_Ltg | 0 | 0 | -0.16791 | SWWH007-06 | 42.2003 | 2022 | 23.1528 | 2022 | 0 | 0 | SWWH007-06 | Com Small Gas Water Heaters - Panel Upgrade - ZEAS 2030 - Hot-Dry ¦ PG&E ¦ Hot-Dry | Com Small Gas Water Heaters - Panel Upgrade - ZEAS 2030 - Hot-Dry | 0.46177 | 0.453 | 0.025 | CBSA 2019 | 0.33241 | 2032 | 1 | SWWH007-06
COM-WATERHEAT-FS-PU-11-ZEAS.19 | Com ¦ Com Efficient Gas Storage Water Heater (0.68 UEF - 50 Gal) - Panel Upgrade - ZEAS 2030 - Hot-Dry ¦ PG&E ¦ Hot-Dry | Com ¦ Com Efficient Gas Storage Water Heater (0.68 UEF - 50 Gal) - Panel Upgrade - ZEAS 2030 - Hot-Dry | PG&E ¦ Hot-Dry | PG&E | All | Electric & Gas | Efficient Gas Storage WH (0.68 UEF - 50 Gal) | Efficient |  | 2030 | 1 | Conventional | WaterHeat | Com - Other | Com | ROB and NEW | 0 | 1000 sqft2 of floor space | 1000 sqft served | 13 | DEER:Indoor_CFL_Ltg | 0 | 0 | -1.2173 | SWWH007-06 | 349.0195 | 2022 | 191.4867 | 2022 | 0 | 0 | SWWH007-06 | Com Small Gas Water Heaters - Panel Upgrade - ZEAS 2030 - Hot-Dry ¦ PG&E ¦ Hot-Dry | Com Small Gas Water Heaters - Panel Upgrade - ZEAS 2030 - Hot-Dry | 0.5433 | 0.453 | 0.025 | CBSA 2019 | 5.5144 | 2032 | 1 | SWWH007-06
COM-WATERHEAT-FS-PU-11-ZEAS.20 | Com ¦ Com Efficient Gas Storage Water Heater (0.68 UEF - 50 Gal) - Panel Upgrade - ZEAS 2030 - Hot-Dry ¦ PG&E ¦ Hot-Dry | Com ¦ Com Efficient Gas Storage Water Heater (0.68 UEF - 50 Gal) - Panel Upgrade - ZEAS 2030 - Hot-Dry | PG&E ¦ Hot-Dry | PG&E | All | Electric & Gas | Efficient Gas Storage WH (0.68 UEF - 50 Gal) | Efficient |  | 2030 | 1 | Conventional | WaterHeat | Com - Refrig. Warehouse | Com | ROB and NEW | 0 | 1000 sqft2 of floor space | 1000 sqft served | 13 | DEER:Indoor_CFL_Ltg | 0 | 0 | -0.053317 | SWWH007-06 | 19.5134 | 2022 | 10.7059 | 2022 | 0 | 0 | SWWH007-06 | Com Small Gas Water Heaters - Panel Upgrade - ZEAS 2030 - Hot-Dry ¦ PG&E ¦ Hot-Dry | Com Small Gas Water Heaters - Panel Upgrade - ZEAS 2030 - Hot-Dry | 0.22621 | 0.453 | 0.025 | CBSA 2019 | 0.04003 | 2032 | 1 | SWWH007-06
COM-WATERHEAT-FS-PU-11-ZEAS.21 | Com ¦ Com Efficient Gas Storage Water Heater (0.68 UEF - 50 Gal) - Panel Upgrade - ZEAS 2030 - Hot-Dry ¦ PG&E ¦ Hot-Dry | Com ¦ Com Efficient Gas Storage Water Heater (0.68 UEF - 50 Gal) - Panel Upgrade - ZEAS 2030 - Hot-Dry | PG&E ¦ Hot-Dry | PG&E | All | Electric & Gas | Efficient Gas Storage WH (0.68 UEF - 50 Gal) | Efficient |  | 2030 | 1 | Conventional | WaterHeat | Com - Restaurant | Com | ROB and NEW | 0 | 1000 sqft2 of floor space | 1000 sqft served | 13 | DEER:Indoor_CFL_Ltg | 0 | 0 | -7.261 | SWWH007-06 | 1828.1059 | 2022 | 1002.975 | 2022 | 0 | 0 | SWWH007-06 | Com Small Gas Water Heaters - Panel Upgrade - ZEAS 2030 - Hot-Dry ¦ PG&E ¦ Hot-Dry | Com Small Gas Water Heaters - Panel Upgrade - ZEAS 2030 - Hot-Dry | 0.79319 | 0.453 | 0.025 | CBSA 2019 | 5.4547 | 2032 | 1 | SWWH007-06
COM-WATERHEAT-FS-PU-11-ZEAS.22 | Com ¦ Com Efficient Gas Storage Water Heater (0.68 UEF - 50 Gal) - Panel Upgrade - ZEAS 2030 - Hot-Dry ¦ PG&E ¦ Hot-Dry | Com ¦ Com Efficient Gas Storage Water Heater (0.68 UEF - 50 Gal) - Panel Upgrade - ZEAS 2030 - Hot-Dry | PG&E ¦ Hot-Dry | PG&E | All | Electric & Gas | Efficient Gas Storage WH (0.68 UEF - 50 Gal) | Efficient |  | 2030 | 1 | Conventional | WaterHeat | Com - Retail | Com | ROB and NEW | 0 | 1000 sqft2 of floor space | 1000 sqft served | 13 | DEER:Indoor_CFL_Ltg | 0 | 0 | -0.10308 | SWWH007-06 | 26.1388 | 2022 | 14.3408 | 2022 | 0 | 0 | SWWH007-06 | Com Small Gas Water Heaters - Panel Upgrade - ZEAS 2030 - Hot-Dry ¦ PG&E ¦ Hot-Dry | Com Small Gas Water Heaters - Panel Upgrade - ZEAS 2030 - Hot-Dry | 0.40063 | 0.453 | 0.025 | CBSA 2019 | 0.50935 | 2032 | 1 | SWWH007-06
COM-WATERHEAT-FS-PU-11-ZEAS.23 | Com ¦ Com Efficient Gas Storage Water Heater (0.68 UEF - 50 Gal) - Panel Upgrade - ZEAS 2030 - Hot-Dry ¦ PG&E ¦ Hot-Dry | Com ¦ Com Efficient Gas Storage Water Heater (0.68 UEF - 50 Gal) - Panel Upgrade - ZEAS 2030 - Hot-Dry | PG&E ¦ Hot-Dry | PG&E | All | Electric & Gas | Efficient Gas Storage WH (0.68 UEF - 50 Gal) | Efficient |  | 2030 | 1 | Conventional | WaterHeat | Com - School | Com | ROB and NEW | 0 | 1000 sqft2 of floor space | 1000 sqft served | 13 | DEER:Indoor_CFL_Ltg | 0 | 0 | -0.9132 | SWWH007-06 | 215.3153 | 2022 | 118.1309 | 2022 | 0 | 0 | SWWH007-06 | Com Small Gas Water Heaters - Panel Upgrade - ZEAS 2030 - Hot-Dry ¦ PG&E ¦ Hot-Dry | Com Small Gas Water Heaters - Panel Upgrade - ZEAS 2030 - Hot-Dry | 0.76922 | 0.453 | 0.025 | CBSA 2019 | 2.0864 | 2032 | 1 | SWWH007-06
COM-WATERHEAT-FS-PU-11-ZEAS.24 | Com ¦ Com Efficient Gas Storage Water Heater (0.68 UEF - 50 Gal) - Panel Upgrade - ZEAS 2030 - Hot-Dry ¦ PG&E ¦ Hot-Dry | Com ¦ Com Efficient Gas Storage Water Heater (0.68 UEF - 50 Gal) - Panel Upgrade - ZEAS 2030 - Hot-Dry | PG&E ¦ Hot-Dry | PG&E | All | Electric & Gas | Efficient Gas Storage WH (0.68 UEF - 50 Gal) | Efficient |  | 2030 | 1 | Conventional | WaterHeat | Com - Warehouse | Com | ROB and NEW | 0 | 1000 sqft2 of floor space | 1000 sqft served | 13 | DEER:Indoor_CFL_Ltg | 0 | 0 | -0.015086 | SWWH007-06 | 3.9027 | 2022 | 2.1412 | 2022 | 0 | 0 | SWWH007-06 | Com Small Gas Water Heaters - Panel Upgrade - ZEAS 2030 - Hot-Dry ¦ PG&E ¦ Hot-Dry | Com Small Gas Water Heaters - Panel Upgrade - ZEAS 2030 - Hot-Dry | 0.1976 | 0.453 | 0.025 | CBSA 2019 | 0.063595 | 2032 | 1 | SWWH007-06
COM-WATERHEAT-FS-PU-11-ZEAS.25 | Com ¦ Com Efficient Gas Storage Water Heater (0.68 UEF - 50 Gal) - Panel Upgrade - ZEAS 2030 - Cold ¦ PG&E ¦ Cold | Com ¦ Com Efficient Gas Storage Water Heater (0.68 UEF - 50 Gal) - Panel Upgrade - ZEAS 2030 - Cold | PG&E ¦ Cold | PG&E | All | Electric & Gas | Efficient Gas Storage WH (0.68 UEF - 50 Gal) | Efficient |  | 2030 | 1 | Conventional | WaterHeat | Com - College | Com | ROB and NEW | 0 | 1000 sqft2 of floor space | 1000 sqft served | 13 | DEER:Indoor_CFL_Ltg | 0 | 0 | -1.003 | SWWH007-06 | 271.2311 | 2022 | 148.8087 | 2022 | 0 | 0 | SWWH007-06 | Com Small Gas Water Heaters - Panel Upgrade - ZEAS 2030 - Cold ¦ PG&E ¦ Cold | Com Small Gas Water Heaters - Panel Upgrade - ZEAS 2030 - Cold | 0.74815 | 0.453 | 0.025 | CBSA 2019 | 3.3086 | 2032 | 1 | SWWH007-06
COM-WATERHEAT-FS-PU-11-ZEAS.26 | Com ¦ Com Efficient Gas Storage Water Heater (0.68 UEF - 50 Gal) - Panel Upgrade - ZEAS 2030 - Cold ¦ PG&E ¦ Cold | Com ¦ Com Efficient Gas Storage Water Heater (0.68 UEF - 50 Gal) - Panel Upgrade - ZEAS 2030 - Cold | PG&E ¦ Cold | PG&E | All | Electric & Gas | Efficient Gas Storage WH (0.68 UEF - 50 Gal) | Efficient |  | 2030 | 1 | Conventional | WaterHeat | Com - Grocery | Com | ROB and NEW | 0 | 1000 sqft2 of floor space | 1000 sqft served | 13 | DEER:Indoor_CFL_Ltg | 0 | 0 | 0 | SWWH007-06 | 202.482 | 2022 | 123.4818 | 2022 | 0 | 0 | SWWH007-06 | Com Small Gas Water Heaters - Panel Upgrade - ZEAS 2030 - Cold ¦ PG&E ¦ Cold | Com Small Gas Water Heaters - Panel Upgrade - ZEAS 2030 - Cold | 0.59609 | 0.453 | 0.025 | CBSA 2019 | 0 | 2032 | 1 | SWWH007-06
COM-WATERHEAT-FS-PU-11-ZEAS.27 | Com ¦ Com Efficient Gas Storage Water Heater (0.68 UEF - 50 Gal) - Panel Upgrade - ZEAS 2030 - Cold ¦ PG&E ¦ Cold | Com ¦ Com Efficient Gas Storage Water Heater (0.68 UEF - 50 Gal) - Panel Upgrade - ZEAS 2030 - Cold | PG&E ¦ Cold | PG&E | All | Electric & Gas | Efficient Gas Storage WH (0.68 UEF - 50 Gal) | Efficient |  | 2030 | 1 | Conventional | WaterHeat | Com - Health | Com | ROB and NEW | 0 | 1000 sqft2 of floor space | 1000 sqft served | 13 | DEER:Indoor_CFL_Ltg | 0 | 0 | -1.032 | SWWH007-06 | 410.8257 | 2022 | 225.3961 | 2022 | 0 | 0 | SWWH007-06 | Com Small Gas Water Heaters - Panel Upgrade - ZEAS 2030 - Cold ¦ PG&E ¦ Cold | Com Small Gas Water Heaters - Panel Upgrade - ZEAS 2030 - Cold | 0.52611 | 0.453 | 0.025 | CBSA 2019 | 2.915 | 2032 | 1 | SWWH007-06
COM-WATERHEAT-FS-PU-11-ZEAS.28 | Com ¦ Com Efficient Gas Storage Water Heater (0.68 UEF - 50 Gal) - Panel Upgrade - ZEAS 2030 - Cold ¦ PG&E ¦ Cold | Com ¦ Com Efficient Gas Storage Water Heater (0.68 UEF - 50 Gal) - Panel Upgrade - ZEAS 2030 - Cold | PG&E ¦ Cold | PG&E | All | Electric & Gas | Efficient Gas Storage WH (0.68 UEF - 50 Gal) | Efficient |  | 2030 | 1 | Conventional | WaterHeat | Com - Lodging | Com | ROB and NEW | 0 | 1000 sqft2 of floor space | 1000 sqft served | 13 | DEER:Indoor_CFL_Ltg | 0 | 0 | -0.51722 | SWWH007-06 | 258.4951 | 2022 | 141.8212 | 2022 | 0 | 0 | SWWH007-06 | Com Small Gas Water Heaters - Panel Upgrade - ZEAS 2030 - Cold ¦ PG&E ¦ Cold | Com Small Gas Water Heaters - Panel Upgrade - ZEAS 2030 - Cold | 0.73871 | 0.453 | 0.025 | CBSA 2019 | 5.1092 | 2032 | 1 | SWWH007-06
COM-WATERHEAT-FS-PU-11-ZEAS.29 | Com ¦ Com Efficient Gas Storage Water Heater (0.68 UEF - 50 Gal) - Panel Upgrade - ZEAS 2030 - Cold ¦ PG&E ¦ Cold | Com ¦ Com Efficient Gas Storage Water Heater (0.68 UEF - 50 Gal) - Panel Upgrade - ZEAS 2030 - Cold | PG&E ¦ Cold | PG&E | All | Electric & Gas | Efficient Gas Storage WH (0.68 UEF - 50 Gal) | Efficient |  | 2030 | 1 | Conventional | WaterHeat | Com - Office (Large) | Com | ROB and NEW | 0 | 1000 sqft2 of floor space | 1000 sqft served | 13 | DEER:Indoor_CFL_Ltg | 0 | 0 | -0.31031 | SWWH007-06 | 84.4006 | 2022 | 46.3057 | 2022 | 0 | 0 | SWWH007-06 | Com Small Gas Water Heaters - Panel Upgrade - ZEAS 2030 - Cold ¦ PG&E ¦ Cold | Com Small Gas Water Heaters - Panel Upgrade - ZEAS 2030 - Cold | 0.46177 | 0.453 | 0.025 | CBSA 2019 | 1.3935 | 2032 | 1 | SWWH007-06
COM-WATERHEAT-FS-PU-11-ZEAS.30 | Com ¦ Com Efficient Gas Storage Water Heater (0.68 UEF - 50 Gal) - Panel Upgrade - ZEAS 2030 - Cold ¦ PG&E ¦ Cold | Com ¦ Com Efficient Gas Storage Water Heater (0.68 UEF - 50 Gal) - Panel Upgrade - ZEAS 2030 - Cold | PG&E ¦ Cold | PG&E | All | Electric & Gas | Efficient Gas Storage WH (0.68 UEF - 50 Gal) | Efficient |  | 2030 | 1 | Conventional | WaterHeat | Com - Office (Small) | Com | ROB and NEW | 0 | 1000 sqft2 of floor space | 1000 sqft served | 13 | DEER:Indoor_CFL_Ltg | 0 | 0 | -0.31775 | SWWH007-06 | 84.4006 | 2022 | 46.3057 | 2022 | 0 | 0 | SWWH007-06 | Com Small Gas Water Heaters - Panel Upgrade - ZEAS 2030 - Cold ¦ PG&E ¦ Cold | Com Small Gas Water Heaters - Panel Upgrade - ZEAS 2030 - Cold | 0.46177 | 0.453 | 0.025 | CBSA 2019 | 0.62905 | 2032 | 1 | SWWH007-06
COM-WATERHEAT-FS-PU-11-ZEAS.31 | Com ¦ Com Efficient Gas Storage Water Heater (0.68 UEF - 50 Gal) - Panel Upgrade - ZEAS 2030 - Cold ¦ PG&E ¦ Cold | Com ¦ Com Efficient Gas Storage Water Heater (0.68 UEF - 50 Gal) - Panel Upgrade - ZEAS 2030 - Cold | PG&E ¦ Cold | PG&E | All | Electric & Gas | Efficient Gas Storage WH (0.68 UEF - 50 Gal) | Efficient |  | 2030 | 1 | Conventional | WaterHeat | Com - Other | Com | ROB and NEW | 0 | 1000 sqft2 of floor space | 1000 sqft served | 13 | DEER:Indoor_CFL_Ltg | 0 | 0 | -2.2501 | SWWH007-06 | 698.0391 | 2022 | 382.9733 | 2022 | 0 | 0 | SWWH007-06 | Com Small Gas Water Heaters - Panel Upgrade - ZEAS 2030 - Cold ¦ PG&E ¦ Cold | Com Small Gas Water Heaters - Panel Upgrade - ZEAS 2030 - Cold | 0.5433 | 0.453 | 0.025 | CBSA 2019 | 10.1928 | 2032 | 1 | SWWH007-06
COM-WATERHEAT-FS-PU-11-ZEAS.32 | Com ¦ Com Efficient Gas Storage Water Heater (0.68 UEF - 50 Gal) - Panel Upgrade - ZEAS 2030 - Cold ¦ PG&E ¦ Cold | Com ¦ Com Efficient Gas Storage Water Heater (0.68 UEF - 50 Gal) - Panel Upgrade - ZEAS 2030 - Cold | PG&E ¦ Cold | PG&E | All | Electric & Gas | Efficient Gas Storage WH (0.68 UEF - 50 Gal) | Efficient |  | 2030 | 1 | Conventional | WaterHeat | Com - Refrig. Warehouse | Com | ROB and NEW | 0 | 1000 sqft2 of floor space | 1000 sqft served | 13 | DEER:Indoor_CFL_Ltg | 0 | 0 | -0.092875 | SWWH007-06 | 39.0268 | 2022 | 21.4118 | 2022 | 0 | 0 | SWWH007-06 | Com Small Gas Water Heaters - Panel Upgrade - ZEAS 2030 - Cold ¦ PG&E ¦ Cold | Com Small Gas Water Heaters - Panel Upgrade - ZEAS 2030 - Cold | 0.22621 | 0.453 | 0.025 | CBSA 2019 | 0.06973 | 2032 | 1 | SWWH007-06
COM-WATERHEAT-FS-PU-11-ZEAS.33 | Com ¦ Com Efficient Gas Storage Water Heater (0.68 UEF - 50 Gal) - Panel Upgrade - ZEAS 2030 - Cold ¦ PG&E ¦ Cold | Com ¦ Com Efficient Gas Storage Water Heater (0.68 UEF - 50 Gal) - Panel Upgrade - ZEAS 2030 - Cold | PG&E ¦ Cold | PG&E | All | Electric & Gas | Efficient Gas Storage WH (0.68 UEF - 50 Gal) | Efficient |  | 2030 | 1 | Conventional | WaterHeat | Com - Restaurant | Com | ROB and NEW | 0 | 1000 sqft2 of floor space | 1000 sqft served | 13 | DEER:Indoor_CFL_Ltg | 0 | 0 | -13.8354 | SWWH007-06 | 3656.2117 | 2022 | 2005.9501 | 2022 | 0 | 0 | SWWH007-06 | Com Small Gas Water Heaters - Panel Upgrade - ZEAS 2030 - Cold ¦ PG&E ¦ Cold | Com Small Gas Water Heaters - Panel Upgrade - ZEAS 2030 - Cold | 0.79319 | 0.453 | 0.025 | CBSA 2019 | 10.3937 | 2032 | 1 | SWWH007-06
COM-WATERHEAT-FS-PU-11-ZEAS.34 | Com ¦ Com Efficient Gas Storage Water Heater (0.68 UEF - 50 Gal) - Panel Upgrade - ZEAS 2030 - Cold ¦ PG&E ¦ Cold | Com ¦ Com Efficient Gas Storage Water Heater (0.68 UEF - 50 Gal) - Panel Upgrade - ZEAS 2030 - Cold | PG&E ¦ Cold | PG&E | All | Electric & Gas | Efficient Gas Storage WH (0.68 UEF - 50 Gal) | Efficient |  | 2030 | 1 | Conventional | WaterHeat | Com - Retail | Com | ROB and NEW | 0 | 1000 sqft2 of floor space | 1000 sqft served | 13 | DEER:Indoor_CFL_Ltg | 0 | 0 | -0.1961 | SWWH007-06 | 52.2776 | 2022 | 28.6817 | 2022 | 0 | 0 | SWWH007-06 | Com Small Gas Water Heaters - Panel Upgrade - ZEAS 2030 - Cold ¦ PG&E ¦ Cold | Com Small Gas Water Heaters - Panel Upgrade - ZEAS 2030 - Cold | 0.40063 | 0.453 | 0.025 | CBSA 2019 | 0.96898 | 2032 | 1 | SWWH007-06
COM-WATERHEAT-FS-PU-11-ZEAS.35 | Com ¦ Com Efficient Gas Storage Water Heater (0.68 UEF - 50 Gal) - Panel Upgrade - ZEAS 2030 - Cold ¦ PG&E ¦ Cold | Com ¦ Com Efficient Gas Storage Water Heater (0.68 UEF - 50 Gal) - Panel Upgrade - ZEAS 2030 - Cold | PG&E ¦ Cold | PG&E | All | Electric & Gas | Efficient Gas Storage WH (0.68 UEF - 50 Gal) | Efficient |  | 2030 | 1 | Conventional | WaterHeat | Com - School | Com | ROB and NEW | 0 | 1000 sqft2 of floor space | 1000 sqft served | 13 | DEER:Indoor_CFL_Ltg | 0 | 0 | -1.7629 | SWWH007-06 | 430.6306 | 2022 | 236.2619 | 2022 | 0 | 0 | SWWH007-06 | Com Small Gas Water Heaters - Panel Upgrade - ZEAS 2030 - Cold ¦ PG&E ¦ Cold | Com Small Gas Water Heaters - Panel Upgrade - ZEAS 2030 - Cold | 0.76922 | 0.453 | 0.025 | CBSA 2019 | 4.0277 | 2032 | 1 | SWWH007-06
COM-WATERHEAT-FS-PU-11-ZEAS.36 | Com ¦ Com Efficient Gas Storage Water Heater (0.68 UEF - 50 Gal) - Panel Upgrade - ZEAS 2030 - Cold ¦ PG&E ¦ Cold | Com ¦ Com Efficient Gas Storage Water Heater (0.68 UEF - 50 Gal) - Panel Upgrade - ZEAS 2030 - Cold | PG&E ¦ Cold | PG&E | All | Electric & Gas | Efficient Gas Storage WH (0.68 UEF - 50 Gal) | Efficient |  | 2030 | 1 | Conventional | WaterHeat | Com - Warehouse | Com | ROB and NEW | 0 | 1000 sqft2 of floor space | 1000 sqft served | 13 | DEER:Indoor_CFL_Ltg | 0 | 0 | -0.0286 | SWWH007-06 | 7.8054 | 2022 | 4.2824 | 2022 | 0 | 0 | SWWH007-06 | Com Small Gas Water Heaters - Panel Upgrade - ZEAS 2030 - Cold ¦ PG&E ¦ Cold | Com Small Gas Water Heaters - Panel Upgrade - ZEAS 2030 - Cold | 0.1976 | 0.453 | 0.025 | CBSA 2019 | 0.12056 | 2032 | 1 | SWWH007-06
COM-WATERHEAT-FS-PU-11-ZEAS.37 | Com ¦ Com Efficient Gas Storage Water Heater (0.68 UEF - 50 Gal) - Panel Upgrade - ZEAS 2030 - Marine ¦ SCG ¦ Marine | Com ¦ Com Efficient Gas Storage Water Heater (0.68 UEF - 50 Gal) - Panel Upgrade - ZEAS 2030 - Marine | SCG ¦ Marine | SCG | All | Electric & Gas | Efficient Gas Storage WH (0.68 UEF - 50 Gal) | Efficient |  | 2030 | 1 | Conventional | WaterHeat | Com - College | Com | ROB and NEW | 0 | 1000 sqft2 of floor space | 1000 sqft served | 13 | DEER:Indoor_CFL_Ltg | 0 | 0 | -1.1011 | SWWH007-06 | 271.2311 | 2022 | 148.8087 | 2022 | 0 | 0 | SWWH007-06 | Com Small Gas Water Heaters - Panel Upgrade - ZEAS 2030 - Marine ¦ SCG ¦ Marine | Com Small Gas Water Heaters - Panel Upgrade - ZEAS 2030 - Marine | 0.74815 | 0.453 | 0.025 | CBSA 2019 | 3.6323 | 2032 | 1 | SWWH007-06
COM-WATERHEAT-FS-PU-11-ZEAS.38 | Com ¦ Com Efficient Gas Storage Water Heater (0.68 UEF - 50 Gal) - Panel Upgrade - ZEAS 2030 - Marine ¦ SCG ¦ Marine | Com ¦ Com Efficient Gas Storage Water Heater (0.68 UEF - 50 Gal) - Panel Upgrade - ZEAS 2030 - Marine | SCG ¦ Marine | SCG | All | Electric & Gas | Efficient Gas Storage WH (0.68 UEF - 50 Gal) | Efficient |  | 2030 | 1 | Conventional | WaterHeat | Com - Grocery | Com | ROB and NEW | 0 | 1000 sqft2 of floor space | 1000 sqft served | 13 | DEER:Indoor_CFL_Ltg | 0 | 0 | 0 | SWWH007-06 | 202.482 | 2022 | 123.4818 | 2022 | 0 | 0 | SWWH007-06 | Com Small Gas Water Heaters - Panel Upgrade - ZEAS 2030 - Marine ¦ SCG ¦ Marine | Com Small Gas Water Heaters - Panel Upgrade - ZEAS 2030 - Marine | 0.59609 | 0.453 | 0.025 | CBSA 2019 | 0 | 2032 | 1 | SWWH007-06
COM-WATERHEAT-FS-PU-11-ZEAS.39 | Com ¦ Com Efficient Gas Storage Water Heater (0.68 UEF - 50 Gal) - Panel Upgrade - ZEAS 2030 - Marine ¦ SCG ¦ Marine | Com ¦ Com Efficient Gas Storage Water Heater (0.68 UEF - 50 Gal) - Panel Upgrade - ZEAS 2030 - Marine | SCG ¦ Marine | SCG | All | Electric & Gas | Efficient Gas Storage WH (0.68 UEF - 50 Gal) | Efficient |  | 2030 | 1 | Conventional | WaterHeat | Com - Health | Com | ROB and NEW | 0 | 1000 sqft2 of floor space | 1000 sqft served | 13 | DEER:Indoor_CFL_Ltg | 0 | 0 | -1.2529 | SWWH007-06 | 410.8257 | 2022 | 225.3961 | 2022 | 0 | 0 | SWWH007-06 | Com Small Gas Water Heaters - Panel Upgrade - ZEAS 2030 - Marine ¦ SCG ¦ Marine | Com Small Gas Water Heaters - Panel Upgrade - ZEAS 2030 - Marine | 0.52611 | 0.453 | 0.025 | CBSA 2019 | 3.5389 | 2032 | 1 | SWWH007-06
COM-WATERHEAT-FS-PU-11-ZEAS.40 | Com ¦ Com Efficient Gas Storage Water Heater (0.68 UEF - 50 Gal) - Panel Upgrade - ZEAS 2030 - Marine ¦ SCG ¦ Marine | Com ¦ Com Efficient Gas Storage Water Heater (0.68 UEF - 50 Gal) - Panel Upgrade - ZEAS 2030 - Marine | SCG ¦ Marine | SCG | All | Electric & Gas | Efficient Gas Storage WH (0.68 UEF - 50 Gal) | Efficient |  | 2030 | 1 | Conventional | WaterHeat | Com - Lodging | Com | ROB and NEW | 0 | 1000 sqft2 of floor space | 1000 sqft served | 13 | DEER:Indoor_CFL_Ltg | 0 | 0 | -0.67779 | SWWH007-06 | 258.4951 | 2022 | 141.8212 | 2022 | 0 | 0 | SWWH007-06 | Com Small Gas Water Heaters - Panel Upgrade - ZEAS 2030 - Marine ¦ SCG ¦ Marine | Com Small Gas Water Heaters - Panel Upgrade - ZEAS 2030 - Marine | 0.73871 | 0.453 | 0.025 | CBSA 2019 | 6.6954 | 2032 | 1 | SWWH007-06
COM-WATERHEAT-FS-PU-11-ZEAS.41 | Com ¦ Com Efficient Gas Storage Water Heater (0.68 UEF - 50 Gal) - Panel Upgrade - ZEAS 2030 - Marine ¦ SCG ¦ Marine | Com ¦ Com Efficient Gas Storage Water Heater (0.68 UEF - 50 Gal) - Panel Upgrade - ZEAS 2030 - Marine | SCG ¦ Marine | SCG | All | Electric & Gas | Efficient Gas Storage WH (0.68 UEF - 50 Gal) | Efficient |  | 2030 | 1 | Conventional | WaterHeat | Com - Office (Large) | Com | ROB and NEW | 0 | 1000 sqft2 of floor space | 1000 sqft served | 13 | DEER:Indoor_CFL_Ltg | 0 | 0 | -0.34326 | SWWH007-06 | 84.4006 | 2022 | 46.3057 | 2022 | 0 | 0 | SWWH007-06 | Com Small Gas Water Heaters - Panel Upgrade - ZEAS 2030 - Marine ¦ SCG ¦ Marine | Com Small Gas Water Heaters - Panel Upgrade - ZEAS 2030 - Marine | 0.46177 | 0.453 | 0.025 | CBSA 2019 | 1.5415 | 2032 | 1 | SWWH007-06
COM-WATERHEAT-FS-PU-11-ZEAS.42 | Com ¦ Com Efficient Gas Storage Water Heater (0.68 UEF - 50 Gal) - Panel Upgrade - ZEAS 2030 - Marine ¦ SCG ¦ Marine | Com ¦ Com Efficient Gas Storage Water Heater (0.68 UEF - 50 Gal) - Panel Upgrade - ZEAS 2030 - Marine | SCG ¦ Marine | SCG | All | Electric & Gas | Efficient Gas Storage WH (0.68 UEF - 50 Gal) | Efficient |  | 2030 | 1 | Conventional | WaterHeat | Com - Office (Small) | Com | ROB and NEW | 0 | 1000 sqft2 of floor space | 1000 sqft served | 13 | DEER:Indoor_CFL_Ltg | 0 | 0 | -0.34963 | SWWH007-06 | 84.4006 | 2022 | 46.3057 | 2022 | 0 | 0 | SWWH007-06 | Com Small Gas Water Heaters - Panel Upgrade - ZEAS 2030 - Marine ¦ SCG ¦ Marine | Com Small Gas Water Heaters - Panel Upgrade - ZEAS 2030 - Marine | 0.46177 | 0.453 | 0.025 | CBSA 2019 | 0.69216 | 2032 | 1 | SWWH007-06
COM-WATERHEAT-FS-PU-11-ZEAS.43 | Com ¦ Com Efficient Gas Storage Water Heater (0.68 UEF - 50 Gal) - Panel Upgrade - ZEAS 2030 - Marine ¦ SCG ¦ Marine | Com ¦ Com Efficient Gas Storage Water Heater (0.68 UEF - 50 Gal) - Panel Upgrade - ZEAS 2030 - Marine | SCG ¦ Marine | SCG | All | Electric & Gas | Efficient Gas Storage WH (0.68 UEF - 50 Gal) | Efficient |  | 2030 | 1 | Conventional | WaterHeat | Com - Other | Com | ROB and NEW | 0 | 1000 sqft2 of floor space | 1000 sqft served | 13 | DEER:Indoor_CFL_Ltg | 0 | 0 | -2.5665 | SWWH007-06 | 698.0391 | 2022 | 382.9733 | 2022 | 0 | 0 | SWWH007-06 | Com Small Gas Water Heaters - Panel Upgrade - ZEAS 2030 - Marine ¦ SCG ¦ Marine | Com Small Gas Water Heaters - Panel Upgrade - ZEAS 2030 - Marine | 0.5433 | 0.453 | 0.025 | CBSA 2019 | 11.6261 | 2032 | 1 | SWWH007-06
COM-WATERHEAT-FS-PU-11-ZEAS.44 | Com ¦ Com Efficient Gas Storage Water Heater (0.68 UEF - 50 Gal) - Panel Upgrade - ZEAS 2030 - Marine ¦ SCG ¦ Marine | Com ¦ Com Efficient Gas Storage Water Heater (0.68 UEF - 50 Gal) - Panel Upgrade - ZEAS 2030 - Marine | SCG ¦ Marine | SCG | All | Electric & Gas | Efficient Gas Storage WH (0.68 UEF - 50 Gal) | Efficient |  | 2030 | 1 | Conventional | WaterHeat | Com - Refrig. Warehouse | Com | ROB and NEW | 0 | 1000 sqft2 of floor space | 1000 sqft served | 13 | DEER:Indoor_CFL_Ltg | 0 | 0 | -0.1145 | SWWH007-06 | 39.0268 | 2022 | 21.4118 | 2022 | 0 | 0 | SWWH007-06 | Com Small Gas Water Heaters - Panel Upgrade - ZEAS 2030 - Marine ¦ SCG ¦ Marine | Com Small Gas Water Heaters - Panel Upgrade - ZEAS 2030 - Marine | 0.22621 | 0.453 | 0.025 | CBSA 2019 | 0.085963 | 2032 | 1 | SWWH007-06
COM-WATERHEAT-FS-PU-11-ZEAS.45 | Com ¦ Com Efficient Gas Storage Water Heater (0.68 UEF - 50 Gal) - Panel Upgrade - ZEAS 2030 - Marine ¦ SCG ¦ Marine | Com ¦ Com Efficient Gas Storage Water Heater (0.68 UEF - 50 Gal) - Panel Upgrade - ZEAS 2030 - Marine | SCG ¦ Marine | SCG | All | Electric & Gas | Efficient Gas Storage WH (0.68 UEF - 50 Gal) | Efficient |  | 2030 | 1 | Conventional | WaterHeat | Com - Restaurant | Com | ROB and NEW | 0 | 1000 sqft2 of floor space | 1000 sqft served | 13 | DEER:Indoor_CFL_Ltg | 0 | 0 | -15.0743 | SWWH007-06 | 3656.2117 | 2022 | 2005.9501 | 2022 | 0 | 0 | SWWH007-06 | Com Small Gas Water Heaters - Panel Upgrade - ZEAS 2030 - Marine ¦ SCG ¦ Marine | Com Small Gas Water Heaters - Panel Upgrade - ZEAS 2030 - Marine | 0.79319 | 0.453 | 0.025 | CBSA 2019 | 11.3244 | 2032 | 1 | SWWH007-06
COM-WATERHEAT-FS-PU-11-ZEAS.46 | Com ¦ Com Efficient Gas Storage Water Heater (0.68 UEF - 50 Gal) - Panel Upgrade - ZEAS 2030 - Marine ¦ SCG ¦ Marine | Com ¦ Com Efficient Gas Storage Water Heater (0.68 UEF - 50 Gal) - Panel Upgrade - ZEAS 2030 - Marine | SCG ¦ Marine | SCG | All | Electric & Gas | Efficient Gas Storage WH (0.68 UEF - 50 Gal) | Efficient |  | 2030 | 1 | Conventional | WaterHeat | Com - Retail | Com | ROB and NEW | 0 | 1000 sqft2 of floor space | 1000 sqft served | 13 | DEER:Indoor_CFL_Ltg | 0 | 0 | -0.21413 | SWWH007-06 | 52.2776 | 2022 | 28.6817 | 2022 | 0 | 0 | SWWH007-06 | Com Small Gas Water Heaters - Panel Upgrade - ZEAS 2030 - Marine ¦ SCG ¦ Marine | Com Small Gas Water Heaters - Panel Upgrade - ZEAS 2030 - Marine | 0.40063 | 0.453 | 0.025 | CBSA 2019 | 1.058 | 2032 | 1 | SWWH007-06
COM-WATERHEAT-FS-PU-11-ZEAS.47 | Com ¦ Com Efficient Gas Storage Water Heater (0.68 UEF - 50 Gal) - Panel Upgrade - ZEAS 2030 - Marine ¦ SCG ¦ Marine | Com ¦ Com Efficient Gas Storage Water Heater (0.68 UEF - 50 Gal) - Panel Upgrade - ZEAS 2030 - Marine | SCG ¦ Marine | SCG | All | Electric & Gas | Efficient Gas Storage WH (0.68 UEF - 50 Gal) | Efficient |  | 2030 | 1 | Conventional | WaterHeat | Com - School | Com | ROB and NEW | 0 | 1000 sqft2 of floor space | 1000 sqft served | 13 | DEER:Indoor_CFL_Ltg | 0 | 0 | -1.8806 | SWWH007-06 | 430.6306 | 2022 | 236.2619 | 2022 | 0 | 0 | SWWH007-06 | Com Small Gas Water Heaters - Panel Upgrade - ZEAS 2030 - Marine ¦ SCG ¦ Marine | Com Small Gas Water Heaters - Panel Upgrade - ZEAS 2030 - Marine | 0.76922 | 0.453 | 0.025 | CBSA 2019 | 4.2967 | 2032 | 1 | SWWH007-06
COM-WATERHEAT-FS-PU-11-ZEAS.48 | Com ¦ Com Efficient Gas Storage Water Heater (0.68 UEF - 50 Gal) - Panel Upgrade - ZEAS 2030 - Marine ¦ SCG ¦ Marine | Com ¦ Com Efficient Gas Storage Water Heater (0.68 UEF - 50 Gal) - Panel Upgrade - ZEAS 2030 - Marine | SCG ¦ Marine | SCG | All | Electric & Gas | Efficient Gas Storage WH (0.68 UEF - 50 Gal) | Efficient |  | 2030 | 1 | Conventional | WaterHeat | Com - Warehouse | Com | ROB and NEW | 0 | 1000 sqft2 of floor space | 1000 sqft served | 13 | DEER:Indoor_CFL_Ltg | 0 | 0 | -0.031351 | SWWH007-06 | 7.8054 | 2022 | 4.2824 | 2022 | 0 | 0 | SWWH007-06 | Com Small Gas Water Heaters - Panel Upgrade - ZEAS 2030 - Marine ¦ SCG ¦ Marine | Com Small Gas Water Heaters - Panel Upgrade - ZEAS 2030 - Marine | 0.1976 | 0.453 | 0.025 | CBSA 2019 | 0.13216 | 2032 | 1 | SWWH007-06
COM-WATERHEAT-FS-PU-11-ZEAS.49 | Com ¦ Com Efficient Gas Storage Water Heater (0.68 UEF - 50 Gal) - Panel Upgrade - ZEAS 2030 - Hot-Dry ¦ SCG ¦ Hot-Dry | Com ¦ Com Efficient Gas Storage Water Heater (0.68 UEF - 50 Gal) - Panel Upgrade - ZEAS 2030 - Hot-Dry | SCG ¦ Hot-Dry | SCG | All | Electric & Gas | Efficient Gas Storage WH (0.68 UEF - 50 Gal) | Efficient |  | 2030 | 1 | Conventional | WaterHeat | Com - College | Com | ROB and NEW | 0 | 1000 sqft2 of floor space | 1000 sqft served | 13 | DEER:Indoor_CFL_Ltg | 0 | 0 | -0.54374 | SWWH007-06 | 135.6155 | 2022 | 74.4043 | 2022 | 0 | 0 | SWWH007-06 | Com Small Gas Water Heaters - Panel Upgrade - ZEAS 2030 - Hot-Dry ¦ SCG ¦ Hot-Dry | Com Small Gas Water Heaters - Panel Upgrade - ZEAS 2030 - Hot-Dry | 0.74815 | 0.453 | 0.025 | CBSA 2019 | 1.7936 | 2032 | 1 | SWWH007-06
COM-WATERHEAT-FS-PU-11-ZEAS.50 | Com ¦ Com Efficient Gas Storage Water Heater (0.68 UEF - 50 Gal) - Panel Upgrade - ZEAS 2030 - Hot-Dry ¦ SCG ¦ Hot-Dry | Com ¦ Com Efficient Gas Storage Water Heater (0.68 UEF - 50 Gal) - Panel Upgrade - ZEAS 2030 - Hot-Dry | SCG ¦ Hot-Dry | SCG | All | Electric & Gas | Efficient Gas Storage WH (0.68 UEF - 50 Gal) | Efficient |  | 2030 | 1 | Conventional | WaterHeat | Com - Grocery | Com | ROB and NEW | 0 | 1000 sqft2 of floor space | 1000 sqft served | 13 | DEER:Indoor_CFL_Ltg | 0 | 0 | 0 | SWWH007-06 | 101.241 | 2022 | 61.7409 | 2022 | 0 | 0 | SWWH007-06 | Com Small Gas Water Heaters - Panel Upgrade - ZEAS 2030 - Hot-Dry ¦ SCG ¦ Hot-Dry | Com Small Gas Water Heaters - Panel Upgrade - ZEAS 2030 - Hot-Dry | 0.59609 | 0.453 | 0.025 | CBSA 2019 | 0 | 2032 | 1 | SWWH007-06
COM-WATERHEAT-FS-PU-11-ZEAS.51 | Com ¦ Com Efficient Gas Storage Water Heater (0.68 UEF - 50 Gal) - Panel Upgrade - ZEAS 2030 - Hot-Dry ¦ SCG ¦ Hot-Dry | Com ¦ Com Efficient Gas Storage Water Heater (0.68 UEF - 50 Gal) - Panel Upgrade - ZEAS 2030 - Hot-Dry | SCG ¦ Hot-Dry | SCG | All | Electric & Gas | Efficient Gas Storage WH (0.68 UEF - 50 Gal) | Efficient |  | 2030 | 1 | Conventional | WaterHeat | Com - Health | Com | ROB and NEW | 0 | 1000 sqft2 of floor space | 1000 sqft served | 13 | DEER:Indoor_CFL_Ltg | 0 | 0 | -0.62276 | SWWH007-06 | 205.4128 | 2022 | 112.698 | 2022 | 0 | 0 | SWWH007-06 | Com Small Gas Water Heaters - Panel Upgrade - ZEAS 2030 - Hot-Dry ¦ SCG ¦ Hot-Dry | Com Small Gas Water Heaters - Panel Upgrade - ZEAS 2030 - Hot-Dry | 0.52611 | 0.453 | 0.025 | CBSA 2019 | 1.759 | 2032 | 1 | SWWH007-06
COM-WATERHEAT-FS-PU-11-ZEAS.52 | Com ¦ Com Efficient Gas Storage Water Heater (0.68 UEF - 50 Gal) - Panel Upgrade - ZEAS 2030 - Hot-Dry ¦ SCG ¦ Hot-Dry | Com ¦ Com Efficient Gas Storage Water Heater (0.68 UEF - 50 Gal) - Panel Upgrade - ZEAS 2030 - Hot-Dry | SCG ¦ Hot-Dry | SCG | All | Electric & Gas | Efficient Gas Storage WH (0.68 UEF - 50 Gal) | Efficient |  | 2030 | 1 | Conventional | WaterHeat | Com - Lodging | Com | ROB and NEW | 0 | 1000 sqft2 of floor space | 1000 sqft served | 13 | DEER:Indoor_CFL_Ltg | 0 | 0 | -0.33559 | SWWH007-06 | 129.2475 | 2022 | 70.9106 | 2022 | 0 | 0 | SWWH007-06 | Com Small Gas Water Heaters - Panel Upgrade - ZEAS 2030 - Hot-Dry ¦ SCG ¦ Hot-Dry | Com Small Gas Water Heaters - Panel Upgrade - ZEAS 2030 - Hot-Dry | 0.73871 | 0.453 | 0.025 | CBSA 2019 | 3.3151 | 2032 | 1 | SWWH007-06
COM-WATERHEAT-FS-PU-11-ZEAS.53 | Com ¦ Com Efficient Gas Storage Water Heater (0.68 UEF - 50 Gal) - Panel Upgrade - ZEAS 2030 - Hot-Dry ¦ SCG ¦ Hot-Dry | Com ¦ Com Efficient Gas Storage Water Heater (0.68 UEF - 50 Gal) - Panel Upgrade - ZEAS 2030 - Hot-Dry | SCG ¦ Hot-Dry | SCG | All | Electric & Gas | Efficient Gas Storage WH (0.68 UEF - 50 Gal) | Efficient |  | 2030 | 1 | Conventional | WaterHeat | Com - Office (Large) | Com | ROB and NEW | 0 | 1000 sqft2 of floor space | 1000 sqft served | 13 | DEER:Indoor_CFL_Ltg | 0 | 0 | -0.1695 | SWWH007-06 | 42.2003 | 2022 | 23.1528 | 2022 | 0 | 0 | SWWH007-06 | Com Small Gas Water Heaters - Panel Upgrade - ZEAS 2030 - Hot-Dry ¦ SCG ¦ Hot-Dry | Com Small Gas Water Heaters - Panel Upgrade - ZEAS 2030 - Hot-Dry | 0.46177 | 0.453 | 0.025 | CBSA 2019 | 0.76119 | 2032 | 1 | SWWH007-06
COM-WATERHEAT-FS-PU-11-ZEAS.54 | Com ¦ Com Efficient Gas Storage Water Heater (0.68 UEF - 50 Gal) - Panel Upgrade - ZEAS 2030 - Hot-Dry ¦ SCG ¦ Hot-Dry | Com ¦ Com Efficient Gas Storage Water Heater (0.68 UEF - 50 Gal) - Panel Upgrade - ZEAS 2030 - Hot-Dry | SCG ¦ Hot-Dry | SCG | All | Electric & Gas | Efficient Gas Storage WH (0.68 UEF - 50 Gal) | Efficient |  | 2030 | 1 | Conventional | WaterHeat | Com - Office (Small) | Com | ROB and NEW | 0 | 1000 sqft2 of floor space | 1000 sqft served | 13 | DEER:Indoor_CFL_Ltg | 0 | 0 | -0.17269 | SWWH007-06 | 42.2003 | 2022 | 23.1528 | 2022 | 0 | 0 | SWWH007-06 | Com Small Gas Water Heaters - Panel Upgrade - ZEAS 2030 - Hot-Dry ¦ SCG ¦ Hot-Dry | Com Small Gas Water Heaters - Panel Upgrade - ZEAS 2030 - Hot-Dry | 0.46177 | 0.453 | 0.025 | CBSA 2019 | 0.34187 | 2032 | 1 | SWWH007-06
COM-WATERHEAT-FS-PU-11-ZEAS.55 | Com ¦ Com Efficient Gas Storage Water Heater (0.68 UEF - 50 Gal) - Panel Upgrade - ZEAS 2030 - Hot-Dry ¦ SCG ¦ Hot-Dry | Com ¦ Com Efficient Gas Storage Water Heater (0.68 UEF - 50 Gal) - Panel Upgrade - ZEAS 2030 - Hot-Dry | SCG ¦ Hot-Dry | SCG | All | Electric & Gas | Efficient Gas Storage WH (0.68 UEF - 50 Gal) | Efficient |  | 2030 | 1 | Conventional | WaterHeat | Com - Other | Com | ROB and NEW | 0 | 1000 sqft2 of floor space | 1000 sqft served | 13 | DEER:Indoor_CFL_Ltg | 0 | 0 | -1.2701 | SWWH007-06 | 349.0195 | 2022 | 191.4867 | 2022 | 0 | 0 | SWWH007-06 | Com Small Gas Water Heaters - Panel Upgrade - ZEAS 2030 - Hot-Dry ¦ SCG ¦ Hot-Dry | Com Small Gas Water Heaters - Panel Upgrade - ZEAS 2030 - Hot-Dry | 0.5433 | 0.453 | 0.025 | CBSA 2019 | 5.7533 | 2032 | 1 | SWWH007-06
COM-WATERHEAT-FS-PU-11-ZEAS.56 | Com ¦ Com Efficient Gas Storage Water Heater (0.68 UEF - 50 Gal) - Panel Upgrade - ZEAS 2030 - Hot-Dry ¦ SCG ¦ Hot-Dry | Com ¦ Com Efficient Gas Storage Water Heater (0.68 UEF - 50 Gal) - Panel Upgrade - ZEAS 2030 - Hot-Dry | SCG ¦ Hot-Dry | SCG | All | Electric & Gas | Efficient Gas Storage WH (0.68 UEF - 50 Gal) | Efficient |  | 2030 | 1 | Conventional | WaterHeat | Com - Refrig. Warehouse | Com | ROB and NEW | 0 | 1000 sqft2 of floor space | 1000 sqft served | 13 | DEER:Indoor_CFL_Ltg | 0 | 0 | -0.057003 | SWWH007-06 | 19.5134 | 2022 | 10.7059 | 2022 | 0 | 0 | SWWH007-06 | Com Small Gas Water Heaters - Panel Upgrade - ZEAS 2030 - Hot-Dry ¦ SCG ¦ Hot-Dry | Com Small Gas Water Heaters - Panel Upgrade - ZEAS 2030 - Hot-Dry | 0.22621 | 0.453 | 0.025 | CBSA 2019 | 0.042797 | 2032 | 1 | SWWH007-06
COM-WATERHEAT-FS-PU-11-ZEAS.57 | Com ¦ Com Efficient Gas Storage Water Heater (0.68 UEF - 50 Gal) - Panel Upgrade - ZEAS 2030 - Hot-Dry ¦ SCG ¦ Hot-Dry | Com ¦ Com Efficient Gas Storage Water Heater (0.68 UEF - 50 Gal) - Panel Upgrade - ZEAS 2030 - Hot-Dry | SCG ¦ Hot-Dry | SCG | All | Electric & Gas | Efficient Gas Storage WH (0.68 UEF - 50 Gal) | Efficient |  | 2030 | 1 | Conventional | WaterHeat | Com - Restaurant | Com | ROB and NEW | 0 | 1000 sqft2 of floor space | 1000 sqft served | 13 | DEER:Indoor_CFL_Ltg | 0 | 0 | -7.4451 | SWWH007-06 | 1828.1059 | 2022 | 1002.975 | 2022 | 0 | 0 | SWWH007-06 | Com Small Gas Water Heaters - Panel Upgrade - ZEAS 2030 - Hot-Dry ¦ SCG ¦ Hot-Dry | Com Small Gas Water Heaters - Panel Upgrade - ZEAS 2030 - Hot-Dry | 0.79319 | 0.453 | 0.025 | CBSA 2019 | 5.593 | 2032 | 1 | SWWH007-06
COM-WATERHEAT-FS-PU-11-ZEAS.58 | Com ¦ Com Efficient Gas Storage Water Heater (0.68 UEF - 50 Gal) - Panel Upgrade - ZEAS 2030 - Hot-Dry ¦ SCG ¦ Hot-Dry | Com ¦ Com Efficient Gas Storage Water Heater (0.68 UEF - 50 Gal) - Panel Upgrade - ZEAS 2030 - Hot-Dry | SCG ¦ Hot-Dry | SCG | All | Electric & Gas | Efficient Gas Storage WH (0.68 UEF - 50 Gal) | Efficient |  | 2030 | 1 | Conventional | WaterHeat | Com - Retail | Com | ROB and NEW | 0 | 1000 sqft2 of floor space | 1000 sqft served | 13 | DEER:Indoor_CFL_Ltg | 0 | 0 | -0.10575 | SWWH007-06 | 26.1388 | 2022 | 14.3408 | 2022 | 0 | 0 | SWWH007-06 | Com Small Gas Water Heaters - Panel Upgrade - ZEAS 2030 - Hot-Dry ¦ SCG ¦ Hot-Dry | Com Small Gas Water Heaters - Panel Upgrade - ZEAS 2030 - Hot-Dry | 0.40063 | 0.453 | 0.025 | CBSA 2019 | 0.5225 | 2032 | 1 | SWWH007-06
COM-WATERHEAT-FS-PU-11-ZEAS.59 | Com ¦ Com Efficient Gas Storage Water Heater (0.68 UEF - 50 Gal) - Panel Upgrade - ZEAS 2030 - Hot-Dry ¦ SCG ¦ Hot-Dry | Com ¦ Com Efficient Gas Storage Water Heater (0.68 UEF - 50 Gal) - Panel Upgrade - ZEAS 2030 - Hot-Dry | SCG ¦ Hot-Dry | SCG | All | Electric & Gas | Efficient Gas Storage WH (0.68 UEF - 50 Gal) | Efficient |  | 2030 | 1 | Conventional | WaterHeat | Com - School | Com | ROB and NEW | 0 | 1000 sqft2 of floor space | 1000 sqft served | 13 | DEER:Indoor_CFL_Ltg | 0 | 0 | -0.92984 | SWWH007-06 | 215.3153 | 2022 | 118.1309 | 2022 | 0 | 0 | SWWH007-06 | Com Small Gas Water Heaters - Panel Upgrade - ZEAS 2030 - Hot-Dry ¦ SCG ¦ Hot-Dry | Com Small Gas Water Heaters - Panel Upgrade - ZEAS 2030 - Hot-Dry | 0.76922 | 0.453 | 0.025 | CBSA 2019 | 2.1244 | 2032 | 1 | SWWH007-06
COM-WATERHEAT-FS-PU-11-ZEAS.60 | Com ¦ Com Efficient Gas Storage Water Heater (0.68 UEF - 50 Gal) - Panel Upgrade - ZEAS 2030 - Hot-Dry ¦ SCG ¦ Hot-Dry | Com ¦ Com Efficient Gas Storage Water Heater (0.68 UEF - 50 Gal) - Panel Upgrade - ZEAS 2030 - Hot-Dry | SCG ¦ Hot-Dry | SCG | All | Electric & Gas | Efficient Gas Storage WH (0.68 UEF - 50 Gal) | Efficient |  | 2030 | 1 | Conventional | WaterHeat | Com - Warehouse | Com | ROB and NEW | 0 | 1000 sqft2 of floor space | 1000 sqft served | 13 | DEER:Indoor_CFL_Ltg | 0 | 0 | -0.015479 | SWWH007-06 | 3.9027 | 2022 | 2.1412 | 2022 | 0 | 0 | SWWH007-06 | Com Small Gas Water Heaters - Panel Upgrade - ZEAS 2030 - Hot-Dry ¦ SCG ¦ Hot-Dry | Com Small Gas Water Heaters - Panel Upgrade - ZEAS 2030 - Hot-Dry | 0.1976 | 0.453 | 0.025 | CBSA 2019 | 0.065252 | 2032 | 1 | SWWH007-06
COM-WATERHEAT-FS-PU-11-ZEAS.61 | Com ¦ Com Efficient Gas Storage Water Heater (0.68 UEF - 50 Gal) - Panel Upgrade - ZEAS 2030 - Cold ¦ SCG ¦ Cold | Com ¦ Com Efficient Gas Storage Water Heater (0.68 UEF - 50 Gal) - Panel Upgrade - ZEAS 2030 - Cold | SCG ¦ Cold | SCG | All | Electric & Gas | Efficient Gas Storage WH (0.68 UEF - 50 Gal) | Efficient |  | 2030 | 1 | Conventional | WaterHeat | Com - College | Com | ROB and NEW | 0 | 1000 sqft2 of floor space | 1000 sqft served | 13 | DEER:Indoor_CFL_Ltg | 0 | 0 | -1.003 | SWWH007-06 | 271.2311 | 2022 | 148.8087 | 2022 | 0 | 0 | SWWH007-06 | Com Small Gas Water Heaters - Panel Upgrade - ZEAS 2030 - Cold ¦ SCG ¦ Cold | Com Small Gas Water Heaters - Panel Upgrade - ZEAS 2030 - Cold | 0.74815 | 0.453 | 0.025 | CBSA 2019 | 3.3086 | 2032 | 1 | SWWH007-06
COM-WATERHEAT-FS-PU-11-ZEAS.62 | Com ¦ Com Efficient Gas Storage Water Heater (0.68 UEF - 50 Gal) - Panel Upgrade - ZEAS 2030 - Cold ¦ SCG ¦ Cold | Com ¦ Com Efficient Gas Storage Water Heater (0.68 UEF - 50 Gal) - Panel Upgrade - ZEAS 2030 - Cold | SCG ¦ Cold | SCG | All | Electric & Gas | Efficient Gas Storage WH (0.68 UEF - 50 Gal) | Efficient |  | 2030 | 1 | Conventional | WaterHeat | Com - Grocery | Com | ROB and NEW | 0 | 1000 sqft2 of floor space | 1000 sqft served | 13 | DEER:Indoor_CFL_Ltg | 0 | 0 | 0 | SWWH007-06 | 202.482 | 2022 | 123.4818 | 2022 | 0 | 0 | SWWH007-06 | Com Small Gas Water Heaters - Panel Upgrade - ZEAS 2030 - Cold ¦ SCG ¦ Cold | Com Small Gas Water Heaters - Panel Upgrade - ZEAS 2030 - Cold | 0.59609 | 0.453 | 0.025 | CBSA 2019 | 0 | 2032 | 1 | SWWH007-06
COM-WATERHEAT-FS-PU-11-ZEAS.63 | Com ¦ Com Efficient Gas Storage Water Heater (0.68 UEF - 50 Gal) - Panel Upgrade - ZEAS 2030 - Cold ¦ SCG ¦ Cold | Com ¦ Com Efficient Gas Storage Water Heater (0.68 UEF - 50 Gal) - Panel Upgrade - ZEAS 2030 - Cold | SCG ¦ Cold | SCG | All | Electric & Gas | Efficient Gas Storage WH (0.68 UEF - 50 Gal) | Efficient |  | 2030 | 1 | Conventional | WaterHeat | Com - Health | Com | ROB and NEW | 0 | 1000 sqft2 of floor space | 1000 sqft served | 13 | DEER:Indoor_CFL_Ltg | 0 | 0 | -1.032 | SWWH007-06 | 410.8257 | 2022 | 225.3961 | 2022 | 0 | 0 | SWWH007-06 | Com Small Gas Water Heaters - Panel Upgrade - ZEAS 2030 - Cold ¦ SCG ¦ Cold | Com Small Gas Water Heaters - Panel Upgrade - ZEAS 2030 - Cold | 0.52611 | 0.453 | 0.025 | CBSA 2019 | 2.915 | 2032 | 1 | SWWH007-06
COM-WATERHEAT-FS-PU-11-ZEAS.64 | Com ¦ Com Efficient Gas Storage Water Heater (0.68 UEF - 50 Gal) - Panel Upgrade - ZEAS 2030 - Cold ¦ SCG ¦ Cold | Com ¦ Com Efficient Gas Storage Water Heater (0.68 UEF - 50 Gal) - Panel Upgrade - ZEAS 2030 - Cold | SCG ¦ Cold | SCG | All | Electric & Gas | Efficient Gas Storage WH (0.68 UEF - 50 Gal) | Efficient |  | 2030 | 1 | Conventional | WaterHeat | Com - Lodging | Com | ROB and NEW | 0 | 1000 sqft2 of floor space | 1000 sqft served | 13 | DEER:Indoor_CFL_Ltg | 0 | 0 | -0.51722 | SWWH007-06 | 258.4951 | 2022 | 141.8212 | 2022 | 0 | 0 | SWWH007-06 | Com Small Gas Water Heaters - Panel Upgrade - ZEAS 2030 - Cold ¦ SCG ¦ Cold | Com Small Gas Water Heaters - Panel Upgrade - ZEAS 2030 - Cold | 0.73871 | 0.453 | 0.025 | CBSA 2019 | 5.1092 | 2032 | 1 | SWWH007-06
COM-WATERHEAT-FS-PU-11-ZEAS.65 | Com ¦ Com Efficient Gas Storage Water Heater (0.68 UEF - 50 Gal) - Panel Upgrade - ZEAS 2030 - Cold ¦ SCG ¦ Cold | Com ¦ Com Efficient Gas Storage Water Heater (0.68 UEF - 50 Gal) - Panel Upgrade - ZEAS 2030 - Cold | SCG ¦ Cold | SCG | All | Electric & Gas | Efficient Gas Storage WH (0.68 UEF - 50 Gal) | Efficient |  | 2030 | 1 | Conventional | WaterHeat | Com - Office (Large) | Com | ROB and NEW | 0 | 1000 sqft2 of floor space | 1000 sqft served | 13 | DEER:Indoor_CFL_Ltg | 0 | 0 | -0.31031 | SWWH007-06 | 84.4006 | 2022 | 46.3057 | 2022 | 0 | 0 | SWWH007-06 | Com Small Gas Water Heaters - Panel Upgrade - ZEAS 2030 - Cold ¦ SCG ¦ Cold | Com Small Gas Water Heaters - Panel Upgrade - ZEAS 2030 - Cold | 0.46177 | 0.453 | 0.025 | CBSA 2019 | 1.3935 | 2032 | 1 | SWWH007-06
COM-WATERHEAT-FS-PU-11-ZEAS.66 | Com ¦ Com Efficient Gas Storage Water Heater (0.68 UEF - 50 Gal) - Panel Upgrade - ZEAS 2030 - Cold ¦ SCG ¦ Cold | Com ¦ Com Efficient Gas Storage Water Heater (0.68 UEF - 50 Gal) - Panel Upgrade - ZEAS 2030 - Cold | SCG ¦ Cold | SCG | All | Electric & Gas | Efficient Gas Storage WH (0.68 UEF - 50 Gal) | Efficient |  | 2030 | 1 | Conventional | WaterHeat | Com - Office (Small) | Com | ROB and NEW | 0 | 1000 sqft2 of floor space | 1000 sqft served | 13 | DEER:Indoor_CFL_Ltg | 0 | 0 | -0.31775 | SWWH007-06 | 84.4006 | 2022 | 46.3057 | 2022 | 0 | 0 | SWWH007-06 | Com Small Gas Water Heaters - Panel Upgrade - ZEAS 2030 - Cold ¦ SCG ¦ Cold | Com Small Gas Water Heaters - Panel Upgrade - ZEAS 2030 - Cold | 0.46177 | 0.453 | 0.025 | CBSA 2019 | 0.62905 | 2032 | 1 | SWWH007-06
COM-WATERHEAT-FS-PU-11-ZEAS.67 | Com ¦ Com Efficient Gas Storage Water Heater (0.68 UEF - 50 Gal) - Panel Upgrade - ZEAS 2030 - Cold ¦ SCG ¦ Cold | Com ¦ Com Efficient Gas Storage Water Heater (0.68 UEF - 50 Gal) - Panel Upgrade - ZEAS 2030 - Cold | SCG ¦ Cold | SCG | All | Electric & Gas | Efficient Gas Storage WH (0.68 UEF - 50 Gal) | Efficient |  | 2030 | 1 | Conventional | WaterHeat | Com - Other | Com | ROB and NEW | 0 | 1000 sqft2 of floor space | 1000 sqft served | 13 | DEER:Indoor_CFL_Ltg | 0 | 0 | -2.2501 | SWWH007-06 | 698.0391 | 2022 | 382.9733 | 2022 | 0 | 0 | SWWH007-06 | Com Small Gas Water Heaters - Panel Upgrade - ZEAS 2030 - Cold ¦ SCG ¦ Cold | Com Small Gas Water Heaters - Panel Upgrade - ZEAS 2030 - Cold | 0.5433 | 0.453 | 0.025 | CBSA 2019 | 10.1928 | 2032 | 1 | SWWH007-06
COM-WATERHEAT-FS-PU-11-ZEAS.68 | Com ¦ Com Efficient Gas Storage Water Heater (0.68 UEF - 50 Gal) - Panel Upgrade - ZEAS 2030 - Cold ¦ SCG ¦ Cold | Com ¦ Com Efficient Gas Storage Water Heater (0.68 UEF - 50 Gal) - Panel Upgrade - ZEAS 2030 - Cold | SCG ¦ Cold | SCG | All | Electric & Gas | Efficient Gas Storage WH (0.68 UEF - 50 Gal) | Efficient |  | 2030 | 1 | Conventional | WaterHeat | Com - Refrig. Warehouse | Com | ROB and NEW | 0 | 1000 sqft2 of floor space | 1000 sqft served | 13 | DEER:Indoor_CFL_Ltg | 0 | 0 | -0.092875 | SWWH007-06 | 39.0268 | 2022 | 21.4118 | 2022 | 0 | 0 | SWWH007-06 | Com Small Gas Water Heaters - Panel Upgrade - ZEAS 2030 - Cold ¦ SCG ¦ Cold | Com Small Gas Water Heaters - Panel Upgrade - ZEAS 2030 - Cold | 0.22621 | 0.453 | 0.025 | CBSA 2019 | 0.06973 | 2032 | 1 | SWWH007-06
COM-WATERHEAT-FS-PU-11-ZEAS.69 | Com ¦ Com Efficient Gas Storage Water Heater (0.68 UEF - 50 Gal) - Panel Upgrade - ZEAS 2030 - Cold ¦ SCG ¦ Cold | Com ¦ Com Efficient Gas Storage Water Heater (0.68 UEF - 50 Gal) - Panel Upgrade - ZEAS 2030 - Cold | SCG ¦ Cold | SCG | All | Electric & Gas | Efficient Gas Storage WH (0.68 UEF - 50 Gal) | Efficient |  | 2030 | 1 | Conventional | WaterHeat | Com - Restaurant | Com | ROB and NEW | 0 | 1000 sqft2 of floor space | 1000 sqft served | 13 | DEER:Indoor_CFL_Ltg | 0 | 0 | -13.8354 | SWWH007-06 | 3656.2117 | 2022 | 2005.9501 | 2022 | 0 | 0 | SWWH007-06 | Com Small Gas Water Heaters - Panel Upgrade - ZEAS 2030 - Cold ¦ SCG ¦ Cold | Com Small Gas Water Heaters - Panel Upgrade - ZEAS 2030 - Cold | 0.79319 | 0.453 | 0.025 | CBSA 2019 | 10.3937 | 2032 | 1 | SWWH007-06
COM-WATERHEAT-FS-PU-11-ZEAS.70 | Com ¦ Com Efficient Gas Storage Water Heater (0.68 UEF - 50 Gal) - Panel Upgrade - ZEAS 2030 - Cold ¦ SCG ¦ Cold | Com ¦ Com Efficient Gas Storage Water Heater (0.68 UEF - 50 Gal) - Panel Upgrade - ZEAS 2030 - Cold | SCG ¦ Cold | SCG | All | Electric & Gas | Efficient Gas Storage WH (0.68 UEF - 50 Gal) | Efficient |  | 2030 | 1 | Conventional | WaterHeat | Com - Retail | Com | ROB and NEW | 0 | 1000 sqft2 of floor space | 1000 sqft served | 13 | DEER:Indoor_CFL_Ltg | 0 | 0 | -0.1961 | SWWH007-06 | 52.2776 | 2022 | 28.6817 | 2022 | 0 | 0 | SWWH007-06 | Com Small Gas Water Heaters - Panel Upgrade - ZEAS 2030 - Cold ¦ SCG ¦ Cold | Com Small Gas Water Heaters - Panel Upgrade - ZEAS 2030 - Cold | 0.40063 | 0.453 | 0.025 | CBSA 2019 | 0.96898 | 2032 | 1 | SWWH007-06
COM-WATERHEAT-FS-PU-11-ZEAS.71 | Com ¦ Com Efficient Gas Storage Water Heater (0.68 UEF - 50 Gal) - Panel Upgrade - ZEAS 2030 - Cold ¦ SCG ¦ Cold | Com ¦ Com Efficient Gas Storage Water Heater (0.68 UEF - 50 Gal) - Panel Upgrade - ZEAS 2030 - Cold | SCG ¦ Cold | SCG | All | Electric & Gas | Efficient Gas Storage WH (0.68 UEF - 50 Gal) | Efficient |  | 2030 | 1 | Conventional | WaterHeat | Com - School | Com | ROB and NEW | 0 | 1000 sqft2 of floor space | 1000 sqft served | 13 | DEER:Indoor_CFL_Ltg | 0 | 0 | -1.7629 | SWWH007-06 | 430.6306 | 2022 | 236.2619 | 2022 | 0 | 0 | SWWH007-06 | Com Small Gas Water Heaters - Panel Upgrade - ZEAS 2030 - Cold ¦ SCG ¦ Cold | Com Small Gas Water Heaters - Panel Upgrade - ZEAS 2030 - Cold | 0.76922 | 0.453 | 0.025 | CBSA 2019 | 4.0277 | 2032 | 1 | SWWH007-06
COM-WATERHEAT-FS-PU-11-ZEAS.72 | Com ¦ Com Efficient Gas Storage Water Heater (0.68 UEF - 50 Gal) - Panel Upgrade - ZEAS 2030 - Cold ¦ SCG ¦ Cold | Com ¦ Com Efficient Gas Storage Water Heater (0.68 UEF - 50 Gal) - Panel Upgrade - ZEAS 2030 - Cold | SCG ¦ Cold | SCG | All | Electric & Gas | Efficient Gas Storage WH (0.68 UEF - 50 Gal) | Efficient |  | 2030 | 1 | Conventional | WaterHeat | Com - Warehouse | Com | ROB and NEW | 0 | 1000 sqft2 of floor space | 1000 sqft served | 13 | DEER:Indoor_CFL_Ltg | 0 | 0 | -0.0286 | SWWH007-06 | 7.8054 | 2022 | 4.2824 | 2022 | 0 | 0 | SWWH007-06 | Com Small Gas Water Heaters - Panel Upgrade - ZEAS 2030 - Cold ¦ SCG ¦ Cold | Com Small Gas Water Heaters - Panel Upgrade - ZEAS 2030 - Cold | 0.1976 | 0.453 | 0.025 | CBSA 2019 | 0.12056 | 2032 | 1 | SWWH007-06
COM-WATERHEAT-FS-PU-11-ZEAS.73 | Com ¦ Com Efficient Gas Storage Water Heater (0.68 UEF - 50 Gal) - Panel Upgrade - ZEAS 2030 - Marine ¦ SDG&E ¦ Marine | Com ¦ Com Efficient Gas Storage Water Heater (0.68 UEF - 50 Gal) - Panel Upgrade - ZEAS 2030 - Marine | SDG&E ¦ Marine | SDG&E | All | Electric & Gas | Efficient Gas Storage WH (0.68 UEF - 50 Gal) | Efficient |  | 2030 | 1 | Conventional | WaterHeat | Com - College | Com | ROB and NEW | 0 | 1000 sqft2 of floor space | 1000 sqft served | 13 | DEER:Indoor_CFL_Ltg | 0 | 0 | -1.1011 | SWWH007-06 | 271.2311 | 2022 | 148.8087 | 2022 | 0 | 0 | SWWH007-06 | Com Small Gas Water Heaters - Panel Upgrade - ZEAS 2030 - Marine ¦ SDG&E ¦ Marine | Com Small Gas Water Heaters - Panel Upgrade - ZEAS 2030 - Marine | 0.74815 | 0.453 | 0.025 | CBSA 2019 | 3.6323 | 2032 | 1 | SWWH007-06
COM-WATERHEAT-FS-PU-11-ZEAS.74 | Com ¦ Com Efficient Gas Storage Water Heater (0.68 UEF - 50 Gal) - Panel Upgrade - ZEAS 2030 - Marine ¦ SDG&E ¦ Marine | Com ¦ Com Efficient Gas Storage Water Heater (0.68 UEF - 50 Gal) - Panel Upgrade - ZEAS 2030 - Marine | SDG&E ¦ Marine | SDG&E | All | Electric & Gas | Efficient Gas Storage WH (0.68 UEF - 50 Gal) | Efficient |  | 2030 | 1 | Conventional | WaterHeat | Com - Grocery | Com | ROB and NEW | 0 | 1000 sqft2 of floor space | 1000 sqft served | 13 | DEER:Indoor_CFL_Ltg | 0 | 0 | 0 | SWWH007-06 | 202.482 | 2022 | 123.4818 | 2022 | 0 | 0 | SWWH007-06 | Com Small Gas Water Heaters - Panel Upgrade - ZEAS 2030 - Marine ¦ SDG&E ¦ Marine | Com Small Gas Water Heaters - Panel Upgrade - ZEAS 2030 - Marine | 0.59609 | 0.453 | 0.025 | CBSA 2019 | 0 | 2032 | 1 | SWWH007-06
COM-WATERHEAT-FS-PU-11-ZEAS.75 | Com ¦ Com Efficient Gas Storage Water Heater (0.68 UEF - 50 Gal) - Panel Upgrade - ZEAS 2030 - Marine ¦ SDG&E ¦ Marine | Com ¦ Com Efficient Gas Storage Water Heater (0.68 UEF - 50 Gal) - Panel Upgrade - ZEAS 2030 - Marine | SDG&E ¦ Marine | SDG&E | All | Electric & Gas | Efficient Gas Storage WH (0.68 UEF - 50 Gal) | Efficient |  | 2030 | 1 | Conventional | WaterHeat | Com - Health | Com | ROB and NEW | 0 | 1000 sqft2 of floor space | 1000 sqft served | 13 | DEER:Indoor_CFL_Ltg | 0 | 0 | -1.2529 | SWWH007-06 | 410.8257 | 2022 | 225.3961 | 2022 | 0 | 0 | SWWH007-06 | Com Small Gas Water Heaters - Panel Upgrade - ZEAS 2030 - Marine ¦ SDG&E ¦ Marine | Com Small Gas Water Heaters - Panel Upgrade - ZEAS 2030 - Marine | 0.52611 | 0.453 | 0.025 | CBSA 2019 | 3.5389 | 2032 | 1 | SWWH007-06
COM-WATERHEAT-FS-PU-11-ZEAS.76 | Com ¦ Com Efficient Gas Storage Water Heater (0.68 UEF - 50 Gal) - Panel Upgrade - ZEAS 2030 - Marine ¦ SDG&E ¦ Marine | Com ¦ Com Efficient Gas Storage Water Heater (0.68 UEF - 50 Gal) - Panel Upgrade - ZEAS 2030 - Marine | SDG&E ¦ Marine | SDG&E | All | Electric & Gas | Efficient Gas Storage WH (0.68 UEF - 50 Gal) | Efficient |  | 2030 | 1 | Conventional | WaterHeat | Com - Lodging | Com | ROB and NEW | 0 | 1000 sqft2 of floor space | 1000 sqft served | 13 | DEER:Indoor_CFL_Ltg | 0 | 0 | -0.67779 | SWWH007-06 | 258.4951 | 2022 | 141.8212 | 2022 | 0 | 0 | SWWH007-06 | Com Small Gas Water Heaters - Panel Upgrade - ZEAS 2030 - Marine ¦ SDG&E ¦ Marine | Com Small Gas Water Heaters - Panel Upgrade - ZEAS 2030 - Marine | 0.73871 | 0.453 | 0.025 | CBSA 2019 | 6.6954 | 2032 | 1 | SWWH007-06
COM-WATERHEAT-FS-PU-11-ZEAS.77 | Com ¦ Com Efficient Gas Storage Water Heater (0.68 UEF - 50 Gal) - Panel Upgrade - ZEAS 2030 - Marine ¦ SDG&E ¦ Marine | Com ¦ Com Efficient Gas Storage Water Heater (0.68 UEF - 50 Gal) - Panel Upgrade - ZEAS 2030 - Marine | SDG&E ¦ Marine | SDG&E | All | Electric & Gas | Efficient Gas Storage WH (0.68 UEF - 50 Gal) | Efficient |  | 2030 | 1 | Conventional | WaterHeat | Com - Office (Large) | Com | ROB and NEW | 0 | 1000 sqft2 of floor space | 1000 sqft served | 13 | DEER:Indoor_CFL_Ltg | 0 | 0 | -0.34326 | SWWH007-06 | 84.4006 | 2022 | 46.3057 | 2022 | 0 | 0 | SWWH007-06 | Com Small Gas Water Heaters - Panel Upgrade - ZEAS 2030 - Marine ¦ SDG&E ¦ Marine | Com Small Gas Water Heaters - Panel Upgrade - ZEAS 2030 - Marine | 0.46177 | 0.453 | 0.025 | CBSA 2019 | 1.5415 | 2032 | 1 | SWWH007-06
COM-WATERHEAT-FS-PU-11-ZEAS.78 | Com ¦ Com Efficient Gas Storage Water Heater (0.68 UEF - 50 Gal) - Panel Upgrade - ZEAS 2030 - Marine ¦ SDG&E ¦ Marine | Com ¦ Com Efficient Gas Storage Water Heater (0.68 UEF - 50 Gal) - Panel Upgrade - ZEAS 2030 - Marine | SDG&E ¦ Marine | SDG&E | All | Electric & Gas | Efficient Gas Storage WH (0.68 UEF - 50 Gal) | Efficient |  | 2030 | 1 | Conventional | WaterHeat | Com - Office (Small) | Com | ROB and NEW | 0 | 1000 sqft2 of floor space | 1000 sqft served | 13 | DEER:Indoor_CFL_Ltg | 0 | 0 | -0.34963 | SWWH007-06 | 84.4006 | 2022 | 46.3057 | 2022 | 0 | 0 | SWWH007-06 | Com Small Gas Water Heaters - Panel Upgrade - ZEAS 2030 - Marine ¦ SDG&E ¦ Marine | Com Small Gas Water Heaters - Panel Upgrade - ZEAS 2030 - Marine | 0.46177 | 0.453 | 0.025 | CBSA 2019 | 0.69216 | 2032 | 1 | SWWH007-06
COM-WATERHEAT-FS-PU-11-ZEAS.79 | Com ¦ Com Efficient Gas Storage Water Heater (0.68 UEF - 50 Gal) - Panel Upgrade - ZEAS 2030 - Marine ¦ SDG&E ¦ Marine | Com ¦ Com Efficient Gas Storage Water Heater (0.68 UEF - 50 Gal) - Panel Upgrade - ZEAS 2030 - Marine | SDG&E ¦ Marine | SDG&E | All | Electric & Gas | Efficient Gas Storage WH (0.68 UEF - 50 Gal) | Efficient |  | 2030 | 1 | Conventional | WaterHeat | Com - Other | Com | ROB and NEW | 0 | 1000 sqft2 of floor space | 1000 sqft served | 13 | DEER:Indoor_CFL_Ltg | 0 | 0 | -2.5665 | SWWH007-06 | 698.0391 | 2022 | 382.9733 | 2022 | 0 | 0 | SWWH007-06 | Com Small Gas Water Heaters - Panel Upgrade - ZEAS 2030 - Marine ¦ SDG&E ¦ Marine | Com Small Gas Water Heaters - Panel Upgrade - ZEAS 2030 - Marine | 0.5433 | 0.453 | 0.025 | CBSA 2019 | 11.6261 | 2032 | 1 | SWWH007-06
COM-WATERHEAT-FS-PU-11-ZEAS.80 | Com ¦ Com Efficient Gas Storage Water Heater (0.68 UEF - 50 Gal) - Panel Upgrade - ZEAS 2030 - Marine ¦ SDG&E ¦ Marine | Com ¦ Com Efficient Gas Storage Water Heater (0.68 UEF - 50 Gal) - Panel Upgrade - ZEAS 2030 - Marine | SDG&E ¦ Marine | SDG&E | All | Electric & Gas | Efficient Gas Storage WH (0.68 UEF - 50 Gal) | Efficient |  | 2030 | 1 | Conventional | WaterHeat | Com - Refrig. Warehouse | Com | ROB and NEW | 0 | 1000 sqft2 of floor space | 1000 sqft served | 13 | DEER:Indoor_CFL_Ltg | 0 | 0 | -0.1145 | SWWH007-06 | 39.0268 | 2022 | 21.4118 | 2022 | 0 | 0 | SWWH007-06 | Com Small Gas Water Heaters - Panel Upgrade - ZEAS 2030 - Marine ¦ SDG&E ¦ Marine | Com Small Gas Water Heaters - Panel Upgrade - ZEAS 2030 - Marine | 0.22621 | 0.453 | 0.025 | CBSA 2019 | 0.085963 | 2032 | 1 | SWWH007-06
COM-WATERHEAT-FS-PU-11-ZEAS.81 | Com ¦ Com Efficient Gas Storage Water Heater (0.68 UEF - 50 Gal) - Panel Upgrade - ZEAS 2030 - Marine ¦ SDG&E ¦ Marine | Com ¦ Com Efficient Gas Storage Water Heater (0.68 UEF - 50 Gal) - Panel Upgrade - ZEAS 2030 - Marine | SDG&E ¦ Marine | SDG&E | All | Electric & Gas | Efficient Gas Storage WH (0.68 UEF - 50 Gal) | Efficient |  | 2030 | 1 | Conventional | WaterHeat | Com - Restaurant | Com | ROB and NEW | 0 | 1000 sqft2 of floor space | 1000 sqft served | 13 | DEER:Indoor_CFL_Ltg | 0 | 0 | -15.0743 | SWWH007-06 | 3656.2117 | 2022 | 2005.9501 | 2022 | 0 | 0 | SWWH007-06 | Com Small Gas Water Heaters - Panel Upgrade - ZEAS 2030 - Marine ¦ SDG&E ¦ Marine | Com Small Gas Water Heaters - Panel Upgrade - ZEAS 2030 - Marine | 0.79319 | 0.453 | 0.025 | CBSA 2019 | 11.3244 | 2032 | 1 | SWWH007-06
COM-WATERHEAT-FS-PU-11-ZEAS.82 | Com ¦ Com Efficient Gas Storage Water Heater (0.68 UEF - 50 Gal) - Panel Upgrade - ZEAS 2030 - Marine ¦ SDG&E ¦ Marine | Com ¦ Com Efficient Gas Storage Water Heater (0.68 UEF - 50 Gal) - Panel Upgrade - ZEAS 2030 - Marine | SDG&E ¦ Marine | SDG&E | All | Electric & Gas | Efficient Gas Storage WH (0.68 UEF - 50 Gal) | Efficient |  | 2030 | 1 | Conventional | WaterHeat | Com - Retail | Com | ROB and NEW | 0 | 1000 sqft2 of floor space | 1000 sqft served | 13 | DEER:Indoor_CFL_Ltg | 0 | 0 | -0.21413 | SWWH007-06 | 52.2776 | 2022 | 28.6817 | 2022 | 0 | 0 | SWWH007-06 | Com Small Gas Water Heaters - Panel Upgrade - ZEAS 2030 - Marine ¦ SDG&E ¦ Marine | Com Small Gas Water Heaters - Panel Upgrade - ZEAS 2030 - Marine | 0.40063 | 0.453 | 0.025 | CBSA 2019 | 1.058 | 2032 | 1 | SWWH007-06
COM-WATERHEAT-FS-PU-11-ZEAS.83 | Com ¦ Com Efficient Gas Storage Water Heater (0.68 UEF - 50 Gal) - Panel Upgrade - ZEAS 2030 - Marine ¦ SDG&E ¦ Marine | Com ¦ Com Efficient Gas Storage Water Heater (0.68 UEF - 50 Gal) - Panel Upgrade - ZEAS 2030 - Marine | SDG&E ¦ Marine | SDG&E | All | Electric & Gas | Efficient Gas Storage WH (0.68 UEF - 50 Gal) | Efficient |  | 2030 | 1 | Conventional | WaterHeat | Com - School | Com | ROB and NEW | 0 | 1000 sqft2 of floor space | 1000 sqft served | 13 | DEER:Indoor_CFL_Ltg | 0 | 0 | -1.8806 | SWWH007-06 | 430.6306 | 2022 | 236.2619 | 2022 | 0 | 0 | SWWH007-06 | Com Small Gas Water Heaters - Panel Upgrade - ZEAS 2030 - Marine ¦ SDG&E ¦ Marine | Com Small Gas Water Heaters - Panel Upgrade - ZEAS 2030 - Marine | 0.76922 | 0.453 | 0.025 | CBSA 2019 | 4.2967 | 2032 | 1 | SWWH007-06
COM-WATERHEAT-FS-PU-11-ZEAS.84 | Com ¦ Com Efficient Gas Storage Water Heater (0.68 UEF - 50 Gal) - Panel Upgrade - ZEAS 2030 - Marine ¦ SDG&E ¦ Marine | Com ¦ Com Efficient Gas Storage Water Heater (0.68 UEF - 50 Gal) - Panel Upgrade - ZEAS 2030 - Marine | SDG&E ¦ Marine | SDG&E | All | Electric & Gas | Efficient Gas Storage WH (0.68 UEF - 50 Gal) | Efficient |  | 2030 | 1 | Conventional | WaterHeat | Com - Warehouse | Com | ROB and NEW | 0 | 1000 sqft2 of floor space | 1000 sqft served | 13 | DEER:Indoor_CFL_Ltg | 0 | 0 | -0.031351 | SWWH007-06 | 7.8054 | 2022 | 4.2824 | 2022 | 0 | 0 | SWWH007-06 | Com Small Gas Water Heaters - Panel Upgrade - ZEAS 2030 - Marine ¦ SDG&E ¦ Marine | Com Small Gas Water Heaters - Panel Upgrade - ZEAS 2030 - Marine | 0.1976 | 0.453 | 0.025 | CBSA 2019 | 0.13216 | 2032 | 1 | SWWH007-06
COM-WATERHEAT-FS-PU-11-ZEAS.85 | Com ¦ Com Efficient Gas Storage Water Heater (0.68 UEF - 50 Gal) - Panel Upgrade - ZEAS 2030 - Hot-Dry ¦ SDG&E ¦ Hot-Dry | Com ¦ Com Efficient Gas Storage Water Heater (0.68 UEF - 50 Gal) - Panel Upgrade - ZEAS 2030 - Hot-Dry | SDG&E ¦ Hot-Dry | SDG&E | All | Electric & Gas | Efficient Gas Storage WH (0.68 UEF - 50 Gal) | Efficient |  | 2030 | 1 | Conventional | WaterHeat | Com - College | Com | ROB and NEW | 0 | 1000 sqft2 of floor space | 1000 sqft served | 13 | DEER:Indoor_CFL_Ltg | 0 | 0 | -0.55507 | SWWH007-06 | 135.6155 | 2022 | 74.4043 | 2022 | 0 | 0 | SWWH007-06 | Com Small Gas Water Heaters - Panel Upgrade - ZEAS 2030 - Hot-Dry ¦ SDG&E ¦ Hot-Dry | Com Small Gas Water Heaters - Panel Upgrade - ZEAS 2030 - Hot-Dry | 0.74815 | 0.453 | 0.025 | CBSA 2019 | 1.831 | 2032 | 1 | SWWH007-06
COM-WATERHEAT-FS-PU-11-ZEAS.86 | Com ¦ Com Efficient Gas Storage Water Heater (0.68 UEF - 50 Gal) - Panel Upgrade - ZEAS 2030 - Hot-Dry ¦ SDG&E ¦ Hot-Dry | Com ¦ Com Efficient Gas Storage Water Heater (0.68 UEF - 50 Gal) - Panel Upgrade - ZEAS 2030 - Hot-Dry | SDG&E ¦ Hot-Dry | SDG&E | All | Electric & Gas | Efficient Gas Storage WH (0.68 UEF - 50 Gal) | Efficient |  | 2030 | 1 | Conventional | WaterHeat | Com - Grocery | Com | ROB and NEW | 0 | 1000 sqft2 of floor space | 1000 sqft served | 13 | DEER:Indoor_CFL_Ltg | 0 | 0 | 0 | SWWH007-06 | 101.241 | 2022 | 61.7409 | 2022 | 0 | 0 | SWWH007-06 | Com Small Gas Water Heaters - Panel Upgrade - ZEAS 2030 - Hot-Dry ¦ SDG&E ¦ Hot-Dry | Com Small Gas Water Heaters - Panel Upgrade - ZEAS 2030 - Hot-Dry | 0.59609 | 0.453 | 0.025 | CBSA 2019 | 0 | 2032 | 1 | SWWH007-06
COM-WATERHEAT-FS-PU-11-ZEAS.87 | Com ¦ Com Efficient Gas Storage Water Heater (0.68 UEF - 50 Gal) - Panel Upgrade - ZEAS 2030 - Hot-Dry ¦ SDG&E ¦ Hot-Dry | Com ¦ Com Efficient Gas Storage Water Heater (0.68 UEF - 50 Gal) - Panel Upgrade - ZEAS 2030 - Hot-Dry | SDG&E ¦ Hot-Dry | SDG&E | All | Electric & Gas | Efficient Gas Storage WH (0.68 UEF - 50 Gal) | Efficient |  | 2030 | 1 | Conventional | WaterHeat | Com - Health | Com | ROB and NEW | 0 | 1000 sqft2 of floor space | 1000 sqft served | 13 | DEER:Indoor_CFL_Ltg | 0 | 0 | -0.63052 | SWWH007-06 | 205.4128 | 2022 | 112.698 | 2022 | 0 | 0 | SWWH007-06 | Com Small Gas Water Heaters - Panel Upgrade - ZEAS 2030 - Hot-Dry ¦ SDG&E ¦ Hot-Dry | Com Small Gas Water Heaters - Panel Upgrade - ZEAS 2030 - Hot-Dry | 0.52611 | 0.453 | 0.025 | CBSA 2019 | 1.781 | 2032 | 1 | SWWH007-06
COM-WATERHEAT-FS-PU-11-ZEAS.88 | Com ¦ Com Efficient Gas Storage Water Heater (0.68 UEF - 50 Gal) - Panel Upgrade - ZEAS 2030 - Hot-Dry ¦ SDG&E ¦ Hot-Dry | Com ¦ Com Efficient Gas Storage Water Heater (0.68 UEF - 50 Gal) - Panel Upgrade - ZEAS 2030 - Hot-Dry | SDG&E ¦ Hot-Dry | SDG&E | All | Electric & Gas | Efficient Gas Storage WH (0.68 UEF - 50 Gal) | Efficient |  | 2030 | 1 | Conventional | WaterHeat | Com - Lodging | Com | ROB and NEW | 0 | 1000 sqft2 of floor space | 1000 sqft served | 13 | DEER:Indoor_CFL_Ltg | 0 | 0 | -0.3421 | SWWH007-06 | 129.2475 | 2022 | 70.9106 | 2022 | 0 | 0 | SWWH007-06 | Com Small Gas Water Heaters - Panel Upgrade - ZEAS 2030 - Hot-Dry ¦ SDG&E ¦ Hot-Dry | Com Small Gas Water Heaters - Panel Upgrade - ZEAS 2030 - Hot-Dry | 0.73871 | 0.453 | 0.025 | CBSA 2019 | 3.3794 | 2032 | 1 | SWWH007-06
COM-WATERHEAT-FS-PU-11-ZEAS.89 | Com ¦ Com Efficient Gas Storage Water Heater (0.68 UEF - 50 Gal) - Panel Upgrade - ZEAS 2030 - Hot-Dry ¦ SDG&E ¦ Hot-Dry | Com ¦ Com Efficient Gas Storage Water Heater (0.68 UEF - 50 Gal) - Panel Upgrade - ZEAS 2030 - Hot-Dry | SDG&E ¦ Hot-Dry | SDG&E | All | Electric & Gas | Efficient Gas Storage WH (0.68 UEF - 50 Gal) | Efficient |  | 2030 | 1 | Conventional | WaterHeat | Com - Office (Large) | Com | ROB and NEW | 0 | 1000 sqft2 of floor space | 1000 sqft served | 13 | DEER:Indoor_CFL_Ltg | 0 | 0 | -0.17269 | SWWH007-06 | 42.2003 | 2022 | 23.1528 | 2022 | 0 | 0 | SWWH007-06 | Com Small Gas Water Heaters - Panel Upgrade - ZEAS 2030 - Hot-Dry ¦ SDG&E ¦ Hot-Dry | Com Small Gas Water Heaters - Panel Upgrade - ZEAS 2030 - Hot-Dry | 0.46177 | 0.453 | 0.025 | CBSA 2019 | 0.77551 | 2032 | 1 | SWWH007-06
COM-WATERHEAT-FS-PU-11-ZEAS.90 | Com ¦ Com Efficient Gas Storage Water Heater (0.68 UEF - 50 Gal) - Panel Upgrade - ZEAS 2030 - Hot-Dry ¦ SDG&E ¦ Hot-Dry | Com ¦ Com Efficient Gas Storage Water Heater (0.68 UEF - 50 Gal) - Panel Upgrade - ZEAS 2030 - Hot-Dry | SDG&E ¦ Hot-Dry | SDG&E | All | Electric & Gas | Efficient Gas Storage WH (0.68 UEF - 50 Gal) | Efficient |  | 2030 | 1 | Conventional | WaterHeat | Com - Office (Small) | Com | ROB and NEW | 0 | 1000 sqft2 of floor space | 1000 sqft served | 13 | DEER:Indoor_CFL_Ltg | 0 | 0 | -0.17535 | SWWH007-06 | 42.2003 | 2022 | 23.1528 | 2022 | 0 | 0 | SWWH007-06 | Com Small Gas Water Heaters - Panel Upgrade - ZEAS 2030 - Hot-Dry ¦ SDG&E ¦ Hot-Dry | Com Small Gas Water Heaters - Panel Upgrade - ZEAS 2030 - Hot-Dry | 0.46177 | 0.453 | 0.025 | CBSA 2019 | 0.34713 | 2032 | 1 | SWWH007-06
COM-WATERHEAT-FS-PU-11-ZEAS.91 | Com ¦ Com Efficient Gas Storage Water Heater (0.68 UEF - 50 Gal) - Panel Upgrade - ZEAS 2030 - Hot-Dry ¦ SDG&E ¦ Hot-Dry | Com ¦ Com Efficient Gas Storage Water Heater (0.68 UEF - 50 Gal) - Panel Upgrade - ZEAS 2030 - Hot-Dry | SDG&E ¦ Hot-Dry | SDG&E | All | Electric & Gas | Efficient Gas Storage WH (0.68 UEF - 50 Gal) | Efficient |  | 2030 | 1 | Conventional | WaterHeat | Com - Other | Com | ROB and NEW | 0 | 1000 sqft2 of floor space | 1000 sqft served | 13 | DEER:Indoor_CFL_Ltg | 0 | 0 | -1.2876 | SWWH007-06 | 349.0195 | 2022 | 191.4867 | 2022 | 0 | 0 | SWWH007-06 | Com Small Gas Water Heaters - Panel Upgrade - ZEAS 2030 - Hot-Dry ¦ SDG&E ¦ Hot-Dry | Com Small Gas Water Heaters - Panel Upgrade - ZEAS 2030 - Hot-Dry | 0.5433 | 0.453 | 0.025 | CBSA 2019 | 5.833 | 2032 | 1 | SWWH007-06
COM-WATERHEAT-FS-PU-11-ZEAS.92 | Com ¦ Com Efficient Gas Storage Water Heater (0.68 UEF - 50 Gal) - Panel Upgrade - ZEAS 2030 - Hot-Dry ¦ SDG&E ¦ Hot-Dry | Com ¦ Com Efficient Gas Storage Water Heater (0.68 UEF - 50 Gal) - Panel Upgrade - ZEAS 2030 - Hot-Dry | SDG&E ¦ Hot-Dry | SDG&E | All | Electric & Gas | Efficient Gas Storage WH (0.68 UEF - 50 Gal) | Efficient |  | 2030 | 1 | Conventional | WaterHeat | Com - Refrig. Warehouse | Com | ROB and NEW | 0 | 1000 sqft2 of floor space | 1000 sqft served | 13 | DEER:Indoor_CFL_Ltg | 0 | 0 | -0.05774 | SWWH007-06 | 19.5134 | 2022 | 10.7059 | 2022 | 0 | 0 | SWWH007-06 | Com Small Gas Water Heaters - Panel Upgrade - ZEAS 2030 - Hot-Dry ¦ SDG&E ¦ Hot-Dry | Com Small Gas Water Heaters - Panel Upgrade - ZEAS 2030 - Hot-Dry | 0.22621 | 0.453 | 0.025 | CBSA 2019 | 0.04335 | 2032 | 1 | SWWH007-06
COM-WATERHEAT-FS-PU-11-ZEAS.93 | Com ¦ Com Efficient Gas Storage Water Heater (0.68 UEF - 50 Gal) - Panel Upgrade - ZEAS 2030 - Hot-Dry ¦ SDG&E ¦ Hot-Dry | Com ¦ Com Efficient Gas Storage Water Heater (0.68 UEF - 50 Gal) - Panel Upgrade - ZEAS 2030 - Hot-Dry | SDG&E ¦ Hot-Dry | SDG&E | All | Electric & Gas | Efficient Gas Storage WH (0.68 UEF - 50 Gal) | Efficient |  | 2030 | 1 | Conventional | WaterHeat | Com - Restaurant | Com | ROB and NEW | 0 | 1000 sqft2 of floor space | 1000 sqft served | 13 | DEER:Indoor_CFL_Ltg | 0 | 0 | -7.6062 | SWWH007-06 | 1828.1059 | 2022 | 1002.975 | 2022 | 0 | 0 | SWWH007-06 | Com Small Gas Water Heaters - Panel Upgrade - ZEAS 2030 - Hot-Dry ¦ SDG&E ¦ Hot-Dry | Com Small Gas Water Heaters - Panel Upgrade - ZEAS 2030 - Hot-Dry | 0.79319 | 0.453 | 0.025 | CBSA 2019 | 5.7141 | 2032 | 1 | SWWH007-06
COM-WATERHEAT-FS-PU-11-ZEAS.94 | Com ¦ Com Efficient Gas Storage Water Heater (0.68 UEF - 50 Gal) - Panel Upgrade - ZEAS 2030 - Hot-Dry ¦ SDG&E ¦ Hot-Dry | Com ¦ Com Efficient Gas Storage Water Heater (0.68 UEF - 50 Gal) - Panel Upgrade - ZEAS 2030 - Hot-Dry | SDG&E ¦ Hot-Dry | SDG&E | All | Electric & Gas | Efficient Gas Storage WH (0.68 UEF - 50 Gal) | Efficient |  | 2030 | 1 | Conventional | WaterHeat | Com - Retail | Com | ROB and NEW | 0 | 1000 sqft2 of floor space | 1000 sqft served | 13 | DEER:Indoor_CFL_Ltg | 0 | 0 | -0.10805 | SWWH007-06 | 26.1388 | 2022 | 14.3408 | 2022 | 0 | 0 | SWWH007-06 | Com Small Gas Water Heaters - Panel Upgrade - ZEAS 2030 - Hot-Dry ¦ SDG&E ¦ Hot-Dry | Com Small Gas Water Heaters - Panel Upgrade - ZEAS 2030 - Hot-Dry | 0.40063 | 0.453 | 0.025 | CBSA 2019 | 0.53389 | 2032 | 1 | SWWH007-06
COM-WATERHEAT-FS-PU-11-ZEAS.95 | Com ¦ Com Efficient Gas Storage Water Heater (0.68 UEF - 50 Gal) - Panel Upgrade - ZEAS 2030 - Hot-Dry ¦ SDG&E ¦ Hot-Dry | Com ¦ Com Efficient Gas Storage Water Heater (0.68 UEF - 50 Gal) - Panel Upgrade - ZEAS 2030 - Hot-Dry | SDG&E ¦ Hot-Dry | SDG&E | All | Electric & Gas | Efficient Gas Storage WH (0.68 UEF - 50 Gal) | Efficient |  | 2030 | 1 | Conventional | WaterHeat | Com - School | Com | ROB and NEW | 0 | 1000 sqft2 of floor space | 1000 sqft served | 13 | DEER:Indoor_CFL_Ltg | 0 | 0 | -0.94765 | SWWH007-06 | 215.3153 | 2022 | 118.1309 | 2022 | 0 | 0 | SWWH007-06 | Com Small Gas Water Heaters - Panel Upgrade - ZEAS 2030 - Hot-Dry ¦ SDG&E ¦ Hot-Dry | Com Small Gas Water Heaters - Panel Upgrade - ZEAS 2030 - Hot-Dry | 0.76922 | 0.453 | 0.025 | CBSA 2019 | 2.1651 | 2032 | 1 | SWWH007-06
COM-WATERHEAT-FS-PU-11-ZEAS.96 | Com ¦ Com Efficient Gas Storage Water Heater (0.68 UEF - 50 Gal) - Panel Upgrade - ZEAS 2030 - Hot-Dry ¦ SDG&E ¦ Hot-Dry | Com ¦ Com Efficient Gas Storage Water Heater (0.68 UEF - 50 Gal) - Panel Upgrade - ZEAS 2030 - Hot-Dry | SDG&E ¦ Hot-Dry | SDG&E | All | Electric & Gas | Efficient Gas Storage WH (0.68 UEF - 50 Gal) | Efficient |  | 2030 | 1 | Conventional | WaterHeat | Com - Warehouse | Com | ROB and NEW | 0 | 1000 sqft2 of floor space | 1000 sqft served | 13 | DEER:Indoor_CFL_Ltg | 0 | 0 | -0.015823 | SWWH007-06 | 3.9027 | 2022 | 2.1412 | 2022 | 0 | 0 | SWWH007-06 | Com Small Gas Water Heaters - Panel Upgrade - ZEAS 2030 - Hot-Dry ¦ SDG&E ¦ Hot-Dry | Com Small Gas Water Heaters - Panel Upgrade - ZEAS 2030 - Hot-Dry | 0.1976 | 0.453 | 0.025 | CBSA 2019 | 0.066702 | 2032 | 1 | SWWH007-06
COM-WATERHEAT-FS-PU-12-ZEAS.1 | Com ¦ Com Efficient Tankless Gas Water Heater (0.87 UEF - High Draw) - Panel Upgrade - ZEAS 2030 - Marine ¦ PG&E ¦ Marine | Com ¦ Com Efficient Tankless Gas Water Heater (0.87 UEF - High Draw) - Panel Upgrade - ZEAS 2030 - Marine | PG&E ¦ Marine | PG&E | All | Electric & Gas | Tankless Gas WH (0.87 UEF - High Draw) | Efficient |  | 2030 | 1 | Conventional | WaterHeat | Com - College | Com | ROB and NEW | 0 | 1000 sqft2 of floor space | 1000 sqft served | 20 | DEER:Indoor_CFL_Ltg | 0.89595 | 0.00010128 | -8.2803 | SWWH006-08 | 127.5045 | 2022 | 78.9636 | 2022 | 0 | 0 | SWWH006-08 | Com Small Gas Water Heaters - Panel Upgrade - ZEAS 2030 - Marine ¦ PG&E ¦ Marine | Com Small Gas Water Heaters - Panel Upgrade - ZEAS 2030 - Marine | 0.74815 | 0.453 | 0.025 | CBSA 2019 | 27.2461 | 2032 | 1 | SWWH006-08
COM-WATERHEAT-FS-PU-12-ZEAS.2 | Com ¦ Com Efficient Tankless Gas Water Heater (0.87 UEF - High Draw) - Panel Upgrade - ZEAS 2030 - Marine ¦ PG&E ¦ Marine | Com ¦ Com Efficient Tankless Gas Water Heater (0.87 UEF - High Draw) - Panel Upgrade - ZEAS 2030 - Marine | PG&E ¦ Marine | PG&E | All | Electric & Gas | Tankless Gas WH (0.87 UEF - High Draw) | Efficient |  | 2030 | 1 | Conventional | WaterHeat | Com - Grocery | Com | ROB and NEW | 0 | 1000 sqft2 of floor space | 1000 sqft served | 20 | DEER:Indoor_CFL_Ltg | 0 | 0 | 0 | SWWH006-08 | 101.241 | 2022 | 61.7409 | 2022 | 0 | 0 | SWWH006-08 | Com Small Gas Water Heaters - Panel Upgrade - ZEAS 2030 - Marine ¦ PG&E ¦ Marine | Com Small Gas Water Heaters - Panel Upgrade - ZEAS 2030 - Marine | 0.59609 | 0.453 | 0.025 | CBSA 2019 | 0 | 2032 | 1 | SWWH006-08
COM-WATERHEAT-FS-PU-12-ZEAS.3 | Com ¦ Com Efficient Tankless Gas Water Heater (0.87 UEF - High Draw) - Panel Upgrade - ZEAS 2030 - Marine ¦ PG&E ¦ Marine | Com ¦ Com Efficient Tankless Gas Water Heater (0.87 UEF - High Draw) - Panel Upgrade - ZEAS 2030 - Marine | PG&E ¦ Marine | PG&E | All | Electric & Gas | Tankless Gas WH (0.87 UEF - High Draw) | Efficient |  | 2030 | 1 | Conventional | WaterHeat | Com - Health | Com | ROB and NEW | 0 | 1000 sqft2 of floor space | 1000 sqft served | 20 | DEER:Indoor_CFL_Ltg | 2.5993 | 0.00031571 | -21.4557 | SWWH006-08 | 193.1273 | 2022 | 119.6038 | 2022 | 0 | 0 | SWWH006-08 | Com Small Gas Water Heaters - Panel Upgrade - ZEAS 2030 - Marine ¦ PG&E ¦ Marine | Com Small Gas Water Heaters - Panel Upgrade - ZEAS 2030 - Marine | 0.52611 | 0.453 | 0.025 | CBSA 2019 | 60.4333 | 2032 | 1 | SWWH006-08
COM-WATERHEAT-FS-PU-12-ZEAS.4 | Com ¦ Com Efficient Tankless Gas Water Heater (0.87 UEF - High Draw) - Panel Upgrade - ZEAS 2030 - Marine ¦ PG&E ¦ Marine | Com ¦ Com Efficient Tankless Gas Water Heater (0.87 UEF - High Draw) - Panel Upgrade - ZEAS 2030 - Marine | PG&E ¦ Marine | PG&E | All | Electric & Gas | Tankless Gas WH (0.87 UEF - High Draw) | Efficient |  | 2030 | 1 | Conventional | WaterHeat | Com - Lodging | Com | ROB and NEW | 0 | 1000 sqft2 of floor space | 1000 sqft served | 20 | DEER:Indoor_CFL_Ltg | 1.987 | 0.00025471 | -16.0473 | SWWH006-08 | 121.5174 | 2022 | 75.2557 | 2022 | 0 | 0 | SWWH006-08 | Com Small Gas Water Heaters - Panel Upgrade - ZEAS 2030 - Marine ¦ PG&E ¦ Marine | Com Small Gas Water Heaters - Panel Upgrade - ZEAS 2030 - Marine | 0.73871 | 0.453 | 0.025 | CBSA 2019 | 158.2071 | 2032 | 1 | SWWH006-08
COM-WATERHEAT-FS-PU-12-ZEAS.5 | Com ¦ Com Efficient Tankless Gas Water Heater (0.87 UEF - High Draw) - Panel Upgrade - ZEAS 2030 - Marine ¦ PG&E ¦ Marine | Com ¦ Com Efficient Tankless Gas Water Heater (0.87 UEF - High Draw) - Panel Upgrade - ZEAS 2030 - Marine | PG&E ¦ Marine | PG&E | All | Electric & Gas | Tankless Gas WH (0.87 UEF - High Draw) | Efficient |  | 2030 | 1 | Conventional | WaterHeat | Com - Office (Large) | Com | ROB and NEW | 0 | 1000 sqft2 of floor space | 1000 sqft served | 20 | DEER:Indoor_CFL_Ltg | 0.25186 | 1.3018e-05 | -2.3539 | SWWH006-08 | 39.6763 | 2022 | 24.5716 | 2022 | 0 | 0 | SWWH006-08 | Com Small Gas Water Heaters - Panel Upgrade - ZEAS 2030 - Marine ¦ PG&E ¦ Marine | Com Small Gas Water Heaters - Panel Upgrade - ZEAS 2030 - Marine | 0.46177 | 0.453 | 0.025 | CBSA 2019 | 10.5457 | 2032 | 1 | SWWH006-08
COM-WATERHEAT-FS-PU-12-ZEAS.6 | Com ¦ Com Efficient Tankless Gas Water Heater (0.87 UEF - High Draw) - Panel Upgrade - ZEAS 2030 - Marine ¦ PG&E ¦ Marine | Com ¦ Com Efficient Tankless Gas Water Heater (0.87 UEF - High Draw) - Panel Upgrade - ZEAS 2030 - Marine | PG&E ¦ Marine | PG&E | All | Electric & Gas | Tankless Gas WH (0.87 UEF - High Draw) | Efficient |  | 2030 | 1 | Conventional | WaterHeat | Com - Office (Small) | Com | ROB and NEW | 0 | 1000 sqft2 of floor space | 1000 sqft served | 20 | DEER:Indoor_CFL_Ltg | 0.23061 | 1.9979e-06 | -2.1998 | SWWH006-08 | 39.6763 | 2022 | 24.5716 | 2022 | 0 | 0 | SWWH006-08 | Com Small Gas Water Heaters - Panel Upgrade - ZEAS 2030 - Marine ¦ PG&E ¦ Marine | Com Small Gas Water Heaters - Panel Upgrade - ZEAS 2030 - Marine | 0.46177 | 0.453 | 0.025 | CBSA 2019 | 4.3444 | 2032 | 1 | SWWH006-08
COM-WATERHEAT-FS-PU-12-ZEAS.7 | Com ¦ Com Efficient Tankless Gas Water Heater (0.87 UEF - High Draw) - Panel Upgrade - ZEAS 2030 - Marine ¦ PG&E ¦ Marine | Com ¦ Com Efficient Tankless Gas Water Heater (0.87 UEF - High Draw) - Panel Upgrade - ZEAS 2030 - Marine | PG&E ¦ Marine | PG&E | All | Electric & Gas | Tankless Gas WH (0.87 UEF - High Draw) | Efficient |  | 2030 | 1 | Conventional | WaterHeat | Com - Other | Com | ROB and NEW | 0 | 1000 sqft2 of floor space | 1000 sqft served | 20 | DEER:Indoor_CFL_Ltg | 2.9796 | 0.00047462 | -26.0163 | SWWH006-08 | 328.145 | 2022 | 203.2203 | 2022 | 0 | 0 | SWWH006-08 | Com Small Gas Water Heaters - Panel Upgrade - ZEAS 2030 - Marine ¦ PG&E ¦ Marine | Com Small Gas Water Heaters - Panel Upgrade - ZEAS 2030 - Marine | 0.5433 | 0.453 | 0.025 | CBSA 2019 | 117.5248 | 2032 | 1 | SWWH006-08
COM-WATERHEAT-FS-PU-12-ZEAS.8 | Com ¦ Com Efficient Tankless Gas Water Heater (0.87 UEF - High Draw) - Panel Upgrade - ZEAS 2030 - Marine ¦ PG&E ¦ Marine | Com ¦ Com Efficient Tankless Gas Water Heater (0.87 UEF - High Draw) - Panel Upgrade - ZEAS 2030 - Marine | PG&E ¦ Marine | PG&E | All | Electric & Gas | Tankless Gas WH (0.87 UEF - High Draw) | Efficient |  | 2030 | 1 | Conventional | WaterHeat | Com - Refrig. Warehouse | Com | ROB and NEW | 0 | 1000 sqft2 of floor space | 1000 sqft served | 20 | DEER:Indoor_CFL_Ltg | 0.26044 | 2.2506e-05 | -2.1401 | SWWH006-08 | 18.3463 | 2022 | 11.3619 | 2022 | 0 | 0 | SWWH006-08 | Com Small Gas Water Heaters - Panel Upgrade - ZEAS 2030 - Marine ¦ PG&E ¦ Marine | Com Small Gas Water Heaters - Panel Upgrade - ZEAS 2030 - Marine | 0.22621 | 0.453 | 0.025 | CBSA 2019 | 1.6021 | 2032 | 1 | SWWH006-08
COM-WATERHEAT-FS-PU-12-ZEAS.9 | Com ¦ Com Efficient Tankless Gas Water Heater (0.87 UEF - High Draw) - Panel Upgrade - ZEAS 2030 - Marine ¦ PG&E ¦ Marine | Com ¦ Com Efficient Tankless Gas Water Heater (0.87 UEF - High Draw) - Panel Upgrade - ZEAS 2030 - Marine | PG&E ¦ Marine | PG&E | All | Electric & Gas | Tankless Gas WH (0.87 UEF - High Draw) | Efficient |  | 2030 | 1 | Conventional | WaterHeat | Com - Restaurant | Com | ROB and NEW | 0 | 1000 sqft2 of floor space | 1000 sqft served | 20 | DEER:Indoor_CFL_Ltg | 11.195 | 0.0022504 | -105.2071 | SWWH006-08 | 1718.7686 | 2022 | 1064.4341 | 2022 | 0 | 0 | SWWH006-08 | Com Small Gas Water Heaters - Panel Upgrade - ZEAS 2030 - Marine ¦ PG&E ¦ Marine | Com Small Gas Water Heaters - Panel Upgrade - ZEAS 2030 - Marine | 0.79319 | 0.453 | 0.025 | CBSA 2019 | 78.8365 | 2032 | 1 | SWWH006-08
COM-WATERHEAT-FS-PU-12-ZEAS.10 | Com ¦ Com Efficient Tankless Gas Water Heater (0.87 UEF - High Draw) - Panel Upgrade - ZEAS 2030 - Marine ¦ PG&E ¦ Marine | Com ¦ Com Efficient Tankless Gas Water Heater (0.87 UEF - High Draw) - Panel Upgrade - ZEAS 2030 - Marine | PG&E ¦ Marine | PG&E | All | Electric & Gas | Tankless Gas WH (0.87 UEF - High Draw) | Efficient |  | 2030 | 1 | Conventional | WaterHeat | Com - Retail | Com | ROB and NEW | 0 | 1000 sqft2 of floor space | 1000 sqft served | 20 | DEER:Indoor_CFL_Ltg | 0.16606 | 2.6793e-05 | -1.5464 | SWWH006-08 | 24.5755 | 2022 | 15.2196 | 2022 | 0 | 0 | SWWH006-08 | Com Small Gas Water Heaters - Panel Upgrade - ZEAS 2030 - Marine ¦ PG&E ¦ Marine | Com Small Gas Water Heaters - Panel Upgrade - ZEAS 2030 - Marine | 0.40063 | 0.453 | 0.025 | CBSA 2019 | 7.5826 | 2032 | 1 | SWWH006-08
COM-WATERHEAT-FS-PU-12-ZEAS.11 | Com ¦ Com Efficient Tankless Gas Water Heater (0.87 UEF - High Draw) - Panel Upgrade - ZEAS 2030 - Marine ¦ PG&E ¦ Marine | Com ¦ Com Efficient Tankless Gas Water Heater (0.87 UEF - High Draw) - Panel Upgrade - ZEAS 2030 - Marine | PG&E ¦ Marine | PG&E | All | Electric & Gas | Tankless Gas WH (0.87 UEF - High Draw) | Efficient |  | 2030 | 1 | Conventional | WaterHeat | Com - School | Com | ROB and NEW | 0 | 1000 sqft2 of floor space | 1000 sqft served | 20 | DEER:Indoor_CFL_Ltg | 0.88925 | 0 | -9.2447 | SWWH006-08 | 202.4375 | 2022 | 125.3696 | 2022 | 0 | 0 | SWWH006-08 | Com Small Gas Water Heaters - Panel Upgrade - ZEAS 2030 - Marine ¦ PG&E ¦ Marine | Com Small Gas Water Heaters - Panel Upgrade - ZEAS 2030 - Marine | 0.76922 | 0.453 | 0.025 | CBSA 2019 | 20.9754 | 2032 | 1 | SWWH006-08
COM-WATERHEAT-FS-PU-12-ZEAS.12 | Com ¦ Com Efficient Tankless Gas Water Heater (0.87 UEF - High Draw) - Panel Upgrade - ZEAS 2030 - Marine ¦ PG&E ¦ Marine | Com ¦ Com Efficient Tankless Gas Water Heater (0.87 UEF - High Draw) - Panel Upgrade - ZEAS 2030 - Marine | PG&E ¦ Marine | PG&E | All | Electric & Gas | Tankless Gas WH (0.87 UEF - High Draw) | Efficient |  | 2030 | 1 | Conventional | WaterHeat | Com - Warehouse | Com | ROB and NEW | 0 | 1000 sqft2 of floor space | 1000 sqft served | 20 | DEER:Indoor_CFL_Ltg | 0.026781 | 9.2384e-07 | -0.24521 | SWWH006-08 | 3.6693 | 2022 | 2.2724 | 2022 | 0 | 0 | SWWH006-08 | Com Small Gas Water Heaters - Panel Upgrade - ZEAS 2030 - Marine ¦ PG&E ¦ Marine | Com Small Gas Water Heaters - Panel Upgrade - ZEAS 2030 - Marine | 0.1976 | 0.453 | 0.025 | CBSA 2019 | 1.0256 | 2032 | 1 | SWWH006-08
COM-WATERHEAT-FS-PU-12-ZEAS.13 | Com ¦ Com Efficient Tankless Gas Water Heater (0.87 UEF - High Draw) - Panel Upgrade - ZEAS 2030 - Hot-Dry ¦ PG&E ¦ Hot-Dry | Com ¦ Com Efficient Tankless Gas Water Heater (0.87 UEF - High Draw) - Panel Upgrade - ZEAS 2030 - Hot-Dry | PG&E ¦ Hot-Dry | PG&E | All | Electric & Gas | Tankless Gas WH (0.87 UEF - High Draw) | Efficient |  | 2030 | 1 | Conventional | WaterHeat | Com - College | Com | ROB and NEW | 0 | 1000 sqft2 of floor space | 1000 sqft served | 20 | DEER:Indoor_CFL_Ltg | 0.85425 | 9.0242e-05 | -7.8921 | SWWH006-08 | 127.5045 | 2022 | 78.9636 | 2022 | 0 | 0 | SWWH006-08 | Com Small Gas Water Heaters - Panel Upgrade - ZEAS 2030 - Hot-Dry ¦ PG&E ¦ Hot-Dry | Com Small Gas Water Heaters - Panel Upgrade - ZEAS 2030 - Hot-Dry | 0.74815 | 0.453 | 0.025 | CBSA 2019 | 25.9687 | 2032 | 1 | SWWH006-08
COM-WATERHEAT-FS-PU-12-ZEAS.14 | Com ¦ Com Efficient Tankless Gas Water Heater (0.87 UEF - High Draw) - Panel Upgrade - ZEAS 2030 - Hot-Dry ¦ PG&E ¦ Hot-Dry | Com ¦ Com Efficient Tankless Gas Water Heater (0.87 UEF - High Draw) - Panel Upgrade - ZEAS 2030 - Hot-Dry | PG&E ¦ Hot-Dry | PG&E | All | Electric & Gas | Tankless Gas WH (0.87 UEF - High Draw) | Efficient |  | 2030 | 1 | Conventional | WaterHeat | Com - Grocery | Com | ROB and NEW | 0 | 1000 sqft2 of floor space | 1000 sqft served | 20 | DEER:Indoor_CFL_Ltg | 0 | 0 | 0 | SWWH006-08 | 101.241 | 2022 | 61.7409 | 2022 | 0 | 0 | SWWH006-08 | Com Small Gas Water Heaters - Panel Upgrade - ZEAS 2030 - Hot-Dry ¦ PG&E ¦ Hot-Dry | Com Small Gas Water Heaters - Panel Upgrade - ZEAS 2030 - Hot-Dry | 0.59609 | 0.453 | 0.025 | CBSA 2019 | 0 | 2032 | 1 | SWWH006-08
COM-WATERHEAT-FS-PU-12-ZEAS.15 | Com ¦ Com Efficient Tankless Gas Water Heater (0.87 UEF - High Draw) - Panel Upgrade - ZEAS 2030 - Hot-Dry ¦ PG&E ¦ Hot-Dry | Com ¦ Com Efficient Tankless Gas Water Heater (0.87 UEF - High Draw) - Panel Upgrade - ZEAS 2030 - Hot-Dry | PG&E ¦ Hot-Dry | PG&E | All | Electric & Gas | Tankless Gas WH (0.87 UEF - High Draw) | Efficient |  | 2030 | 1 | Conventional | WaterHeat | Com - Health | Com | ROB and NEW | 0 | 1000 sqft2 of floor space | 1000 sqft served | 20 | DEER:Indoor_CFL_Ltg | 2.4635 | 0.00028296 | -20.4399 | SWWH006-08 | 193.1273 | 2022 | 119.6038 | 2022 | 0 | 0 | SWWH006-08 | Com Small Gas Water Heaters - Panel Upgrade - ZEAS 2030 - Hot-Dry ¦ PG&E ¦ Hot-Dry | Com Small Gas Water Heaters - Panel Upgrade - ZEAS 2030 - Hot-Dry | 0.52611 | 0.453 | 0.025 | CBSA 2019 | 57.573 | 2032 | 1 | SWWH006-08
COM-WATERHEAT-FS-PU-12-ZEAS.16 | Com ¦ Com Efficient Tankless Gas Water Heater (0.87 UEF - High Draw) - Panel Upgrade - ZEAS 2030 - Hot-Dry ¦ PG&E ¦ Hot-Dry | Com ¦ Com Efficient Tankless Gas Water Heater (0.87 UEF - High Draw) - Panel Upgrade - ZEAS 2030 - Hot-Dry | PG&E ¦ Hot-Dry | PG&E | All | Electric & Gas | Tankless Gas WH (0.87 UEF - High Draw) | Efficient |  | 2030 | 1 | Conventional | WaterHeat | Com - Lodging | Com | ROB and NEW | 0 | 1000 sqft2 of floor space | 1000 sqft served | 20 | DEER:Indoor_CFL_Ltg | 1.9066 | 0.00022732 | -15.3563 | SWWH006-08 | 121.5174 | 2022 | 75.2557 | 2022 | 0 | 0 | SWWH006-08 | Com Small Gas Water Heaters - Panel Upgrade - ZEAS 2030 - Hot-Dry ¦ PG&E ¦ Hot-Dry | Com Small Gas Water Heaters - Panel Upgrade - ZEAS 2030 - Hot-Dry | 0.73871 | 0.453 | 0.025 | CBSA 2019 | 151.3948 | 2032 | 1 | SWWH006-08
COM-WATERHEAT-FS-PU-12-ZEAS.17 | Com ¦ Com Efficient Tankless Gas Water Heater (0.87 UEF - High Draw) - Panel Upgrade - ZEAS 2030 - Hot-Dry ¦ PG&E ¦ Hot-Dry | Com ¦ Com Efficient Tankless Gas Water Heater (0.87 UEF - High Draw) - Panel Upgrade - ZEAS 2030 - Hot-Dry | PG&E ¦ Hot-Dry | PG&E | All | Electric & Gas | Tankless Gas WH (0.87 UEF - High Draw) | Efficient |  | 2030 | 1 | Conventional | WaterHeat | Com - Office (Large) | Com | ROB and NEW | 0 | 1000 sqft2 of floor space | 1000 sqft served | 20 | DEER:Indoor_CFL_Ltg | 0.23911 | 1.1584e-05 | -2.2477 | SWWH006-08 | 39.6763 | 2022 | 24.5716 | 2022 | 0 | 0 | SWWH006-08 | Com Small Gas Water Heaters - Panel Upgrade - ZEAS 2030 - Hot-Dry ¦ PG&E ¦ Hot-Dry | Com Small Gas Water Heaters - Panel Upgrade - ZEAS 2030 - Hot-Dry | 0.46177 | 0.453 | 0.025 | CBSA 2019 | 10.0697 | 2032 | 1 | SWWH006-08
COM-WATERHEAT-FS-PU-12-ZEAS.18 | Com ¦ Com Efficient Tankless Gas Water Heater (0.87 UEF - High Draw) - Panel Upgrade - ZEAS 2030 - Hot-Dry ¦ PG&E ¦ Hot-Dry | Com ¦ Com Efficient Tankless Gas Water Heater (0.87 UEF - High Draw) - Panel Upgrade - ZEAS 2030 - Hot-Dry | PG&E ¦ Hot-Dry | PG&E | All | Electric & Gas | Tankless Gas WH (0.87 UEF - High Draw) | Efficient |  | 2030 | 1 | Conventional | WaterHeat | Com - Office (Small) | Com | ROB and NEW | 0 | 1000 sqft2 of floor space | 1000 sqft served | 20 | DEER:Indoor_CFL_Ltg | 0.21892 | 1.7854e-06 | -2.1042 | SWWH006-08 | 39.6763 | 2022 | 24.5716 | 2022 | 0 | 0 | SWWH006-08 | Com Small Gas Water Heaters - Panel Upgrade - ZEAS 2030 - Hot-Dry ¦ PG&E ¦ Hot-Dry | Com Small Gas Water Heaters - Panel Upgrade - ZEAS 2030 - Hot-Dry | 0.46177 | 0.453 | 0.025 | CBSA 2019 | 4.1556 | 2032 | 1 | SWWH006-08
COM-WATERHEAT-FS-PU-12-ZEAS.19 | Com ¦ Com Efficient Tankless Gas Water Heater (0.87 UEF - High Draw) - Panel Upgrade - ZEAS 2030 - Hot-Dry ¦ PG&E ¦ Hot-Dry | Com ¦ Com Efficient Tankless Gas Water Heater (0.87 UEF - High Draw) - Panel Upgrade - ZEAS 2030 - Hot-Dry | PG&E ¦ Hot-Dry | PG&E | All | Electric & Gas | Tankless Gas WH (0.87 UEF - High Draw) | Efficient |  | 2030 | 1 | Conventional | WaterHeat | Com - Other | Com | ROB and NEW | 0 | 1000 sqft2 of floor space | 1000 sqft served | 20 | DEER:Indoor_CFL_Ltg | 2.8345 | 0.00042057 | -24.8297 | SWWH006-08 | 328.145 | 2022 | 203.2203 | 2022 | 0 | 0 | SWWH006-08 | Com Small Gas Water Heaters - Panel Upgrade - ZEAS 2030 - Hot-Dry ¦ PG&E ¦ Hot-Dry | Com Small Gas Water Heaters - Panel Upgrade - ZEAS 2030 - Hot-Dry | 0.5433 | 0.453 | 0.025 | CBSA 2019 | 112.1657 | 2032 | 1 | SWWH006-08
COM-WATERHEAT-FS-PU-12-ZEAS.20 | Com ¦ Com Efficient Tankless Gas Water Heater (0.87 UEF - High Draw) - Panel Upgrade - ZEAS 2030 - Hot-Dry ¦ PG&E ¦ Hot-Dry | Com ¦ Com Efficient Tankless Gas Water Heater (0.87 UEF - High Draw) - Panel Upgrade - ZEAS 2030 - Hot-Dry | PG&E ¦ Hot-Dry | PG&E | All | Electric & Gas | Tankless Gas WH (0.87 UEF - High Draw) | Efficient |  | 2030 | 1 | Conventional | WaterHeat | Com - Refrig. Warehouse | Com | ROB and NEW | 0 | 1000 sqft2 of floor space | 1000 sqft served | 20 | DEER:Indoor_CFL_Ltg | 0.24816 | 2.0074e-05 | -2.0418 | SWWH006-08 | 18.3463 | 2022 | 11.3619 | 2022 | 0 | 0 | SWWH006-08 | Com Small Gas Water Heaters - Panel Upgrade - ZEAS 2030 - Hot-Dry ¦ PG&E ¦ Hot-Dry | Com Small Gas Water Heaters - Panel Upgrade - ZEAS 2030 - Hot-Dry | 0.22621 | 0.453 | 0.025 | CBSA 2019 | 1.5285 | 2032 | 1 | SWWH006-08
COM-WATERHEAT-FS-PU-12-ZEAS.21 | Com ¦ Com Efficient Tankless Gas Water Heater (0.87 UEF - High Draw) - Panel Upgrade - ZEAS 2030 - Hot-Dry ¦ PG&E ¦ Hot-Dry | Com ¦ Com Efficient Tankless Gas Water Heater (0.87 UEF - High Draw) - Panel Upgrade - ZEAS 2030 - Hot-Dry | PG&E ¦ Hot-Dry | PG&E | All | Electric & Gas | Tankless Gas WH (0.87 UEF - High Draw) | Efficient |  | 2030 | 1 | Conventional | WaterHeat | Com - Restaurant | Com | ROB and NEW | 0 | 1000 sqft2 of floor space | 1000 sqft served | 20 | DEER:Indoor_CFL_Ltg | 10.6676 | 0.0020038 | -100.1634 | SWWH006-08 | 1718.7686 | 2022 | 1064.4341 | 2022 | 0 | 0 | SWWH006-08 | Com Small Gas Water Heaters - Panel Upgrade - ZEAS 2030 - Hot-Dry ¦ PG&E ¦ Hot-Dry | Com Small Gas Water Heaters - Panel Upgrade - ZEAS 2030 - Hot-Dry | 0.79319 | 0.453 | 0.025 | CBSA 2019 | 75.0569 | 2032 | 1 | SWWH006-08
COM-WATERHEAT-FS-PU-12-ZEAS.22 | Com ¦ Com Efficient Tankless Gas Water Heater (0.87 UEF - High Draw) - Panel Upgrade - ZEAS 2030 - Hot-Dry ¦ PG&E ¦ Hot-Dry | Com ¦ Com Efficient Tankless Gas Water Heater (0.87 UEF - High Draw) - Panel Upgrade - ZEAS 2030 - Hot-Dry | PG&E ¦ Hot-Dry | PG&E | All | Electric & Gas | Tankless Gas WH (0.87 UEF - High Draw) | Efficient |  | 2030 | 1 | Conventional | WaterHeat | Com - Retail | Com | ROB and NEW | 0 | 1000 sqft2 of floor space | 1000 sqft served | 20 | DEER:Indoor_CFL_Ltg | 0.15788 | 2.3891e-05 | -1.4691 | SWWH006-08 | 24.5755 | 2022 | 15.2196 | 2022 | 0 | 0 | SWWH006-08 | Com Small Gas Water Heaters - Panel Upgrade - ZEAS 2030 - Hot-Dry ¦ PG&E ¦ Hot-Dry | Com Small Gas Water Heaters - Panel Upgrade - ZEAS 2030 - Hot-Dry | 0.40063 | 0.453 | 0.025 | CBSA 2019 | 7.2033 | 2032 | 1 | SWWH006-08
COM-WATERHEAT-FS-PU-12-ZEAS.23 | Com ¦ Com Efficient Tankless Gas Water Heater (0.87 UEF - High Draw) - Panel Upgrade - ZEAS 2030 - Hot-Dry ¦ PG&E ¦ Hot-Dry | Com ¦ Com Efficient Tankless Gas Water Heater (0.87 UEF - High Draw) - Panel Upgrade - ZEAS 2030 - Hot-Dry | PG&E ¦ Hot-Dry | PG&E | All | Electric & Gas | Tankless Gas WH (0.87 UEF - High Draw) | Efficient |  | 2030 | 1 | Conventional | WaterHeat | Com - School | Com | ROB and NEW | 0 | 1000 sqft2 of floor space | 1000 sqft served | 20 | DEER:Indoor_CFL_Ltg | 0.85671 | 0 | -8.8459 | SWWH006-08 | 202.4375 | 2022 | 125.3696 | 2022 | 0 | 0 | SWWH006-08 | Com Small Gas Water Heaters - Panel Upgrade - ZEAS 2030 - Hot-Dry ¦ PG&E ¦ Hot-Dry | Com Small Gas Water Heaters - Panel Upgrade - ZEAS 2030 - Hot-Dry | 0.76922 | 0.453 | 0.025 | CBSA 2019 | 20.0694 | 2032 | 1 | SWWH006-08
COM-WATERHEAT-FS-PU-12-ZEAS.24 | Com ¦ Com Efficient Tankless Gas Water Heater (0.87 UEF - High Draw) - Panel Upgrade - ZEAS 2030 - Hot-Dry ¦ PG&E ¦ Hot-Dry | Com ¦ Com Efficient Tankless Gas Water Heater (0.87 UEF - High Draw) - Panel Upgrade - ZEAS 2030 - Hot-Dry | PG&E ¦ Hot-Dry | PG&E | All | Electric & Gas | Tankless Gas WH (0.87 UEF - High Draw) | Efficient |  | 2030 | 1 | Conventional | WaterHeat | Com - Warehouse | Com | ROB and NEW | 0 | 1000 sqft2 of floor space | 1000 sqft served | 20 | DEER:Indoor_CFL_Ltg | 0.025405 | 8.2064e-07 | -0.23342 | SWWH006-08 | 3.6693 | 2022 | 2.2724 | 2022 | 0 | 0 | SWWH006-08 | Com Small Gas Water Heaters - Panel Upgrade - ZEAS 2030 - Hot-Dry ¦ PG&E ¦ Hot-Dry | Com Small Gas Water Heaters - Panel Upgrade - ZEAS 2030 - Hot-Dry | 0.1976 | 0.453 | 0.025 | CBSA 2019 | 0.97634 | 2032 | 1 | SWWH006-08
COM-WATERHEAT-FS-PU-12-ZEAS.25 | Com ¦ Com Efficient Tankless Gas Water Heater (0.87 UEF - High Draw) - Panel Upgrade - ZEAS 2030 - Cold ¦ PG&E ¦ Cold | Com ¦ Com Efficient Tankless Gas Water Heater (0.87 UEF - High Draw) - Panel Upgrade - ZEAS 2030 - Cold | PG&E ¦ Cold | PG&E | All | Electric & Gas | Tankless Gas WH (0.87 UEF - High Draw) | Efficient |  | 2030 | 1 | Conventional | WaterHeat | Com - College | Com | ROB and NEW | 0 | 1000 sqft2 of floor space | 1000 sqft served | 20 | DEER:Indoor_CFL_Ltg | 1.9209 | 0.00020461 | -17.3028 | SWWH006-08 | 255.009 | 2022 | 157.9272 | 2022 | 0 | 0 | SWWH006-08 | Com Small Gas Water Heaters - Panel Upgrade - ZEAS 2030 - Cold ¦ PG&E ¦ Cold | Com Small Gas Water Heaters - Panel Upgrade - ZEAS 2030 - Cold | 0.74815 | 0.453 | 0.025 | CBSA 2019 | 56.931 | 2032 | 1 | SWWH006-08
COM-WATERHEAT-FS-PU-12-ZEAS.26 | Com ¦ Com Efficient Tankless Gas Water Heater (0.87 UEF - High Draw) - Panel Upgrade - ZEAS 2030 - Cold ¦ PG&E ¦ Cold | Com ¦ Com Efficient Tankless Gas Water Heater (0.87 UEF - High Draw) - Panel Upgrade - ZEAS 2030 - Cold | PG&E ¦ Cold | PG&E | All | Electric & Gas | Tankless Gas WH (0.87 UEF - High Draw) | Efficient |  | 2030 | 1 | Conventional | WaterHeat | Com - Grocery | Com | ROB and NEW | 0 | 1000 sqft2 of floor space | 1000 sqft served | 20 | DEER:Indoor_CFL_Ltg | 0 | 0 | 0 | SWWH006-08 | 202.482 | 2022 | 123.4818 | 2022 | 0 | 0 | SWWH006-08 | Com Small Gas Water Heaters - Panel Upgrade - ZEAS 2030 - Cold ¦ PG&E ¦ Cold | Com Small Gas Water Heaters - Panel Upgrade - ZEAS 2030 - Cold | 0.59609 | 0.453 | 0.025 | CBSA 2019 | 0 | 2032 | 1 | SWWH006-08
COM-WATERHEAT-FS-PU-12-ZEAS.27 | Com ¦ Com Efficient Tankless Gas Water Heater (0.87 UEF - High Draw) - Panel Upgrade - ZEAS 2030 - Cold ¦ PG&E ¦ Cold | Com ¦ Com Efficient Tankless Gas Water Heater (0.87 UEF - High Draw) - Panel Upgrade - ZEAS 2030 - Cold | PG&E ¦ Cold | PG&E | All | Electric & Gas | Tankless Gas WH (0.87 UEF - High Draw) | Efficient |  | 2030 | 1 | Conventional | WaterHeat | Com - Health | Com | ROB and NEW | 0 | 1000 sqft2 of floor space | 1000 sqft served | 20 | DEER:Indoor_CFL_Ltg | 5.5399 | 0.00063849 | -45.1499 | SWWH006-08 | 386.2546 | 2022 | 239.2076 | 2022 | 0 | 0 | SWWH006-08 | Com Small Gas Water Heaters - Panel Upgrade - ZEAS 2030 - Cold ¦ PG&E ¦ Cold | Com Small Gas Water Heaters - Panel Upgrade - ZEAS 2030 - Cold | 0.52611 | 0.453 | 0.025 | CBSA 2019 | 127.1671 | 2032 | 1 | SWWH006-08
COM-WATERHEAT-FS-PU-12-ZEAS.28 | Com ¦ Com Efficient Tankless Gas Water Heater (0.87 UEF - High Draw) - Panel Upgrade - ZEAS 2030 - Cold ¦ PG&E ¦ Cold | Com ¦ Com Efficient Tankless Gas Water Heater (0.87 UEF - High Draw) - Panel Upgrade - ZEAS 2030 - Cold | PG&E ¦ Cold | PG&E | All | Electric & Gas | Tankless Gas WH (0.87 UEF - High Draw) | Efficient |  | 2030 | 1 | Conventional | WaterHeat | Com - Lodging | Com | ROB and NEW | 0 | 1000 sqft2 of floor space | 1000 sqft served | 20 | DEER:Indoor_CFL_Ltg | 4.2619 | 0.00051584 | -34.0129 | SWWH006-08 | 243.0347 | 2022 | 150.5115 | 2022 | 0 | 0 | SWWH006-08 | Com Small Gas Water Heaters - Panel Upgrade - ZEAS 2030 - Cold ¦ PG&E ¦ Cold | Com Small Gas Water Heaters - Panel Upgrade - ZEAS 2030 - Cold | 0.73871 | 0.453 | 0.025 | CBSA 2019 | 335.3192 | 2032 | 1 | SWWH006-08
COM-WATERHEAT-FS-PU-12-ZEAS.29 | Com ¦ Com Efficient Tankless Gas Water Heater (0.87 UEF - High Draw) - Panel Upgrade - ZEAS 2030 - Cold ¦ PG&E ¦ Cold | Com ¦ Com Efficient Tankless Gas Water Heater (0.87 UEF - High Draw) - Panel Upgrade - ZEAS 2030 - Cold | PG&E ¦ Cold | PG&E | All | Electric & Gas | Tankless Gas WH (0.87 UEF - High Draw) | Efficient |  | 2030 | 1 | Conventional | WaterHeat | Com - Office (Large) | Com | ROB and NEW | 0 | 1000 sqft2 of floor space | 1000 sqft served | 20 | DEER:Indoor_CFL_Ltg | 0.53667 | 2.6249e-05 | -4.9098 | SWWH006-08 | 79.3527 | 2022 | 49.1432 | 2022 | 0 | 0 | SWWH006-08 | Com Small Gas Water Heaters - Panel Upgrade - ZEAS 2030 - Cold ¦ PG&E ¦ Cold | Com Small Gas Water Heaters - Panel Upgrade - ZEAS 2030 - Cold | 0.46177 | 0.453 | 0.025 | CBSA 2019 | 21.9949 | 2032 | 1 | SWWH006-08
COM-WATERHEAT-FS-PU-12-ZEAS.30 | Com ¦ Com Efficient Tankless Gas Water Heater (0.87 UEF - High Draw) - Panel Upgrade - ZEAS 2030 - Cold ¦ PG&E ¦ Cold | Com ¦ Com Efficient Tankless Gas Water Heater (0.87 UEF - High Draw) - Panel Upgrade - ZEAS 2030 - Cold | PG&E ¦ Cold | PG&E | All | Electric & Gas | Tankless Gas WH (0.87 UEF - High Draw) | Efficient |  | 2030 | 1 | Conventional | WaterHeat | Com - Office (Small) | Com | ROB and NEW | 0 | 1000 sqft2 of floor space | 1000 sqft served | 20 | DEER:Indoor_CFL_Ltg | 0.4931 | 4.0383e-06 | -4.5803 | SWWH006-08 | 79.3527 | 2022 | 49.1432 | 2022 | 0 | 0 | SWWH006-08 | Com Small Gas Water Heaters - Panel Upgrade - ZEAS 2030 - Cold ¦ PG&E ¦ Cold | Com Small Gas Water Heaters - Panel Upgrade - ZEAS 2030 - Cold | 0.46177 | 0.453 | 0.025 | CBSA 2019 | 9.0449 | 2032 | 1 | SWWH006-08
COM-WATERHEAT-FS-PU-12-ZEAS.31 | Com ¦ Com Efficient Tankless Gas Water Heater (0.87 UEF - High Draw) - Panel Upgrade - ZEAS 2030 - Cold ¦ PG&E ¦ Cold | Com ¦ Com Efficient Tankless Gas Water Heater (0.87 UEF - High Draw) - Panel Upgrade - ZEAS 2030 - Cold | PG&E ¦ Cold | PG&E | All | Electric & Gas | Tankless Gas WH (0.87 UEF - High Draw) | Efficient |  | 2030 | 1 | Conventional | WaterHeat | Com - Other | Com | ROB and NEW | 0 | 1000 sqft2 of floor space | 1000 sqft served | 20 | DEER:Indoor_CFL_Ltg | 6.3634 | 0.00095803 | -54.5814 | SWWH006-08 | 656.29 | 2022 | 406.4407 | 2022 | 0 | 0 | SWWH006-08 | Com Small Gas Water Heaters - Panel Upgrade - ZEAS 2030 - Cold ¦ PG&E ¦ Cold | Com Small Gas Water Heaters - Panel Upgrade - ZEAS 2030 - Cold | 0.5433 | 0.453 | 0.025 | CBSA 2019 | 246.5514 | 2032 | 1 | SWWH006-08
COM-WATERHEAT-FS-PU-12-ZEAS.32 | Com ¦ Com Efficient Tankless Gas Water Heater (0.87 UEF - High Draw) - Panel Upgrade - ZEAS 2030 - Cold ¦ PG&E ¦ Cold | Com ¦ Com Efficient Tankless Gas Water Heater (0.87 UEF - High Draw) - Panel Upgrade - ZEAS 2030 - Cold | PG&E ¦ Cold | PG&E | All | Electric & Gas | Tankless Gas WH (0.87 UEF - High Draw) | Efficient |  | 2030 | 1 | Conventional | WaterHeat | Com - Refrig. Warehouse | Com | ROB and NEW | 0 | 1000 sqft2 of floor space | 1000 sqft served | 20 | DEER:Indoor_CFL_Ltg | 0.55528 | 4.5651e-05 | -4.516 | SWWH006-08 | 36.6927 | 2022 | 22.7238 | 2022 | 0 | 0 | SWWH006-08 | Com Small Gas Water Heaters - Panel Upgrade - ZEAS 2030 - Cold ¦ PG&E ¦ Cold | Com Small Gas Water Heaters - Panel Upgrade - ZEAS 2030 - Cold | 0.22621 | 0.453 | 0.025 | CBSA 2019 | 3.3806 | 2032 | 1 | SWWH006-08
COM-WATERHEAT-FS-PU-12-ZEAS.33 | Com ¦ Com Efficient Tankless Gas Water Heater (0.87 UEF - High Draw) - Panel Upgrade - ZEAS 2030 - Cold ¦ PG&E ¦ Cold | Com ¦ Com Efficient Tankless Gas Water Heater (0.87 UEF - High Draw) - Panel Upgrade - ZEAS 2030 - Cold | PG&E ¦ Cold | PG&E | All | Electric & Gas | Tankless Gas WH (0.87 UEF - High Draw) | Efficient |  | 2030 | 1 | Conventional | WaterHeat | Com - Restaurant | Com | ROB and NEW | 0 | 1000 sqft2 of floor space | 1000 sqft served | 20 | DEER:Indoor_CFL_Ltg | 23.9431 | 0.0045293 | -218.6602 | SWWH006-08 | 3437.5372 | 2022 | 2128.8682 | 2022 | 0 | 0 | SWWH006-08 | Com Small Gas Water Heaters - Panel Upgrade - ZEAS 2030 - Cold ¦ PG&E ¦ Cold | Com Small Gas Water Heaters - Panel Upgrade - ZEAS 2030 - Cold | 0.79319 | 0.453 | 0.025 | CBSA 2019 | 163.8402 | 2032 | 1 | SWWH006-08
COM-WATERHEAT-FS-PU-12-ZEAS.34 | Com ¦ Com Efficient Tankless Gas Water Heater (0.87 UEF - High Draw) - Panel Upgrade - ZEAS 2030 - Cold ¦ PG&E ¦ Cold | Com ¦ Com Efficient Tankless Gas Water Heater (0.87 UEF - High Draw) - Panel Upgrade - ZEAS 2030 - Cold | PG&E ¦ Cold | PG&E | All | Electric & Gas | Tankless Gas WH (0.87 UEF - High Draw) | Efficient |  | 2030 | 1 | Conventional | WaterHeat | Com - Retail | Com | ROB and NEW | 0 | 1000 sqft2 of floor space | 1000 sqft served | 20 | DEER:Indoor_CFL_Ltg | 0.35395 | 5.4192e-05 | -3.2162 | SWWH006-08 | 49.151 | 2022 | 30.4392 | 2022 | 0 | 0 | SWWH006-08 | Com Small Gas Water Heaters - Panel Upgrade - ZEAS 2030 - Cold ¦ PG&E ¦ Cold | Com Small Gas Water Heaters - Panel Upgrade - ZEAS 2030 - Cold | 0.40063 | 0.453 | 0.025 | CBSA 2019 | 15.7674 | 2032 | 1 | SWWH006-08
COM-WATERHEAT-FS-PU-12-ZEAS.35 | Com ¦ Com Efficient Tankless Gas Water Heater (0.87 UEF - High Draw) - Panel Upgrade - ZEAS 2030 - Cold ¦ PG&E ¦ Cold | Com ¦ Com Efficient Tankless Gas Water Heater (0.87 UEF - High Draw) - Panel Upgrade - ZEAS 2030 - Cold | PG&E ¦ Cold | PG&E | All | Electric & Gas | Tankless Gas WH (0.87 UEF - High Draw) | Efficient |  | 2030 | 1 | Conventional | WaterHeat | Com - School | Com | ROB and NEW | 0 | 1000 sqft2 of floor space | 1000 sqft served | 20 | DEER:Indoor_CFL_Ltg | 1.9195 | 0 | -19.1557 | SWWH006-08 | 404.875 | 2022 | 250.7392 | 2022 | 0 | 0 | SWWH006-08 | Com Small Gas Water Heaters - Panel Upgrade - ZEAS 2030 - Cold ¦ PG&E ¦ Cold | Com Small Gas Water Heaters - Panel Upgrade - ZEAS 2030 - Cold | 0.76922 | 0.453 | 0.025 | CBSA 2019 | 43.4498 | 2032 | 1 | SWWH006-08
COM-WATERHEAT-FS-PU-12-ZEAS.36 | Com ¦ Com Efficient Tankless Gas Water Heater (0.87 UEF - High Draw) - Panel Upgrade - ZEAS 2030 - Cold ¦ PG&E ¦ Cold | Com ¦ Com Efficient Tankless Gas Water Heater (0.87 UEF - High Draw) - Panel Upgrade - ZEAS 2030 - Cold | PG&E ¦ Cold | PG&E | All | Electric & Gas | Tankless Gas WH (0.87 UEF - High Draw) | Efficient |  | 2030 | 1 | Conventional | WaterHeat | Com - Warehouse | Com | ROB and NEW | 0 | 1000 sqft2 of floor space | 1000 sqft served | 20 | DEER:Indoor_CFL_Ltg | 0.057101 | 1.8673e-06 | -0.51106 | SWWH006-08 | 7.3385 | 2022 | 4.5448 | 2022 | 0 | 0 | SWWH006-08 | Com Small Gas Water Heaters - Panel Upgrade - ZEAS 2030 - Cold ¦ PG&E ¦ Cold | Com Small Gas Water Heaters - Panel Upgrade - ZEAS 2030 - Cold | 0.1976 | 0.453 | 0.025 | CBSA 2019 | 2.1372 | 2032 | 1 | SWWH006-08
COM-WATERHEAT-FS-PU-12-ZEAS.37 | Com ¦ Com Efficient Tankless Gas Water Heater (0.87 UEF - High Draw) - Panel Upgrade - ZEAS 2030 - Marine ¦ SCG ¦ Marine | Com ¦ Com Efficient Tankless Gas Water Heater (0.87 UEF - High Draw) - Panel Upgrade - ZEAS 2030 - Marine | SCG ¦ Marine | SCG | All | Electric & Gas | Tankless Gas WH (0.87 UEF - High Draw) | Efficient |  | 2030 | 1 | Conventional | WaterHeat | Com - College | Com | ROB and NEW | 0 | 1000 sqft2 of floor space | 1000 sqft served | 20 | DEER:Indoor_CFL_Ltg | 1.6503 | 0.00042728 | -15.4409 | SWWH006-08 | 255.009 | 2022 | 157.9272 | 2022 | 0 | 0 | SWWH006-08 | Com Small Gas Water Heaters - Panel Upgrade - ZEAS 2030 - Marine ¦ SCG ¦ Marine | Com Small Gas Water Heaters - Panel Upgrade - ZEAS 2030 - Marine | 0.74815 | 0.453 | 0.025 | CBSA 2019 | 50.8094 | 2032 | 1 | SWWH006-08
COM-WATERHEAT-FS-PU-12-ZEAS.38 | Com ¦ Com Efficient Tankless Gas Water Heater (0.87 UEF - High Draw) - Panel Upgrade - ZEAS 2030 - Marine ¦ SCG ¦ Marine | Com ¦ Com Efficient Tankless Gas Water Heater (0.87 UEF - High Draw) - Panel Upgrade - ZEAS 2030 - Marine | SCG ¦ Marine | SCG | All | Electric & Gas | Tankless Gas WH (0.87 UEF - High Draw) | Efficient |  | 2030 | 1 | Conventional | WaterHeat | Com - Grocery | Com | ROB and NEW | 0 | 1000 sqft2 of floor space | 1000 sqft served | 20 | DEER:Indoor_CFL_Ltg | 0 | 0 | 0 | SWWH006-08 | 202.482 | 2022 | 123.4818 | 2022 | 0 | 0 | SWWH006-08 | Com Small Gas Water Heaters - Panel Upgrade - ZEAS 2030 - Marine ¦ SCG ¦ Marine | Com Small Gas Water Heaters - Panel Upgrade - ZEAS 2030 - Marine | 0.59609 | 0.453 | 0.025 | CBSA 2019 | 0 | 2032 | 1 | SWWH006-08
COM-WATERHEAT-FS-PU-12-ZEAS.39 | Com ¦ Com Efficient Tankless Gas Water Heater (0.87 UEF - High Draw) - Panel Upgrade - ZEAS 2030 - Marine ¦ SCG ¦ Marine | Com ¦ Com Efficient Tankless Gas Water Heater (0.87 UEF - High Draw) - Panel Upgrade - ZEAS 2030 - Marine | SCG ¦ Marine | SCG | All | Electric & Gas | Tankless Gas WH (0.87 UEF - High Draw) | Efficient |  | 2030 | 1 | Conventional | WaterHeat | Com - Health | Com | ROB and NEW | 0 | 1000 sqft2 of floor space | 1000 sqft served | 20 | DEER:Indoor_CFL_Ltg | 4.7865 | 0.00056681 | -39.9126 | SWWH006-08 | 386.2546 | 2022 | 239.2076 | 2022 | 0 | 0 | SWWH006-08 | Com Small Gas Water Heaters - Panel Upgrade - ZEAS 2030 - Marine ¦ SCG ¦ Marine | Com Small Gas Water Heaters - Panel Upgrade - ZEAS 2030 - Marine | 0.52611 | 0.453 | 0.025 | CBSA 2019 | 112.4231 | 2032 | 1 | SWWH006-08
COM-WATERHEAT-FS-PU-12-ZEAS.40 | Com ¦ Com Efficient Tankless Gas Water Heater (0.87 UEF - High Draw) - Panel Upgrade - ZEAS 2030 - Marine ¦ SCG ¦ Marine | Com ¦ Com Efficient Tankless Gas Water Heater (0.87 UEF - High Draw) - Panel Upgrade - ZEAS 2030 - Marine | SCG ¦ Marine | SCG | All | Electric & Gas | Tankless Gas WH (0.87 UEF - High Draw) | Efficient |  | 2030 | 1 | Conventional | WaterHeat | Com - Lodging | Com | ROB and NEW | 0 | 1000 sqft2 of floor space | 1000 sqft served | 20 | DEER:Indoor_CFL_Ltg | 3.6851 | 0.0004578 | -30.1002 | SWWH006-08 | 243.0347 | 2022 | 150.5115 | 2022 | 0 | 0 | SWWH006-08 | Com Small Gas Water Heaters - Panel Upgrade - ZEAS 2030 - Marine ¦ SCG ¦ Marine | Com Small Gas Water Heaters - Panel Upgrade - ZEAS 2030 - Marine | 0.73871 | 0.453 | 0.025 | CBSA 2019 | 296.7592 | 2032 | 1 | SWWH006-08
COM-WATERHEAT-FS-PU-12-ZEAS.41 | Com ¦ Com Efficient Tankless Gas Water Heater (0.87 UEF - High Draw) - Panel Upgrade - ZEAS 2030 - Marine ¦ SCG ¦ Marine | Com ¦ Com Efficient Tankless Gas Water Heater (0.87 UEF - High Draw) - Panel Upgrade - ZEAS 2030 - Marine | SCG ¦ Marine | SCG | All | Electric & Gas | Tankless Gas WH (0.87 UEF - High Draw) | Efficient |  | 2030 | 1 | Conventional | WaterHeat | Com - Office (Large) | Com | ROB and NEW | 0 | 1000 sqft2 of floor space | 1000 sqft served | 20 | DEER:Indoor_CFL_Ltg | 0.46335 | 2.3274e-05 | -4.4209 | SWWH006-08 | 79.3527 | 2022 | 49.1432 | 2022 | 0 | 0 | SWWH006-08 | Com Small Gas Water Heaters - Panel Upgrade - ZEAS 2030 - Marine ¦ SCG ¦ Marine | Com Small Gas Water Heaters - Panel Upgrade - ZEAS 2030 - Marine | 0.46177 | 0.453 | 0.025 | CBSA 2019 | 19.8069 | 2032 | 1 | SWWH006-08
COM-WATERHEAT-FS-PU-12-ZEAS.42 | Com ¦ Com Efficient Tankless Gas Water Heater (0.87 UEF - High Draw) - Panel Upgrade - ZEAS 2030 - Marine ¦ SCG ¦ Marine | Com ¦ Com Efficient Tankless Gas Water Heater (0.87 UEF - High Draw) - Panel Upgrade - ZEAS 2030 - Marine | SCG ¦ Marine | SCG | All | Electric & Gas | Tankless Gas WH (0.87 UEF - High Draw) | Efficient |  | 2030 | 1 | Conventional | WaterHeat | Com - Office (Small) | Com | ROB and NEW | 0 | 1000 sqft2 of floor space | 1000 sqft served | 20 | DEER:Indoor_CFL_Ltg | 0.42509 | 3.5814e-06 | -4.134 | SWWH006-08 | 79.3527 | 2022 | 49.1432 | 2022 | 0 | 0 | SWWH006-08 | Com Small Gas Water Heaters - Panel Upgrade - ZEAS 2030 - Marine ¦ SCG ¦ Marine | Com Small Gas Water Heaters - Panel Upgrade - ZEAS 2030 - Marine | 0.46177 | 0.453 | 0.025 | CBSA 2019 | 8.1645 | 2032 | 1 | SWWH006-08
COM-WATERHEAT-FS-PU-12-ZEAS.43 | Com ¦ Com Efficient Tankless Gas Water Heater (0.87 UEF - High Draw) - Panel Upgrade - ZEAS 2030 - Marine ¦ SCG ¦ Marine | Com ¦ Com Efficient Tankless Gas Water Heater (0.87 UEF - High Draw) - Panel Upgrade - ZEAS 2030 - Marine | SCG ¦ Marine | SCG | All | Electric & Gas | Tankless Gas WH (0.87 UEF - High Draw) | Efficient |  | 2030 | 1 | Conventional | WaterHeat | Com - Other | Com | ROB and NEW | 0 | 1000 sqft2 of floor space | 1000 sqft served | 20 | DEER:Indoor_CFL_Ltg | 5.4933 | 0.00084904 | -48.6047 | SWWH006-08 | 656.29 | 2022 | 406.4407 | 2022 | 0 | 0 | SWWH006-08 | Com Small Gas Water Heaters - Panel Upgrade - ZEAS 2030 - Marine ¦ SCG ¦ Marine | Com Small Gas Water Heaters - Panel Upgrade - ZEAS 2030 - Marine | 0.5433 | 0.453 | 0.025 | CBSA 2019 | 219.573 | 2032 | 1 | SWWH006-08
COM-WATERHEAT-FS-PU-12-ZEAS.44 | Com ¦ Com Efficient Tankless Gas Water Heater (0.87 UEF - High Draw) - Panel Upgrade - ZEAS 2030 - Marine ¦ SCG ¦ Marine | Com ¦ Com Efficient Tankless Gas Water Heater (0.87 UEF - High Draw) - Panel Upgrade - ZEAS 2030 - Marine | SCG ¦ Marine | SCG | All | Electric & Gas | Tankless Gas WH (0.87 UEF - High Draw) | Efficient |  | 2030 | 1 | Conventional | WaterHeat | Com - Refrig. Warehouse | Com | ROB and NEW | 0 | 1000 sqft2 of floor space | 1000 sqft served | 20 | DEER:Indoor_CFL_Ltg | 0.47912 | 4.0246e-05 | -3.9853 | SWWH006-08 | 36.6927 | 2022 | 22.7238 | 2022 | 0 | 0 | SWWH006-08 | Com Small Gas Water Heaters - Panel Upgrade - ZEAS 2030 - Marine ¦ SCG ¦ Marine | Com Small Gas Water Heaters - Panel Upgrade - ZEAS 2030 - Marine | 0.22621 | 0.453 | 0.025 | CBSA 2019 | 2.9835 | 2032 | 1 | SWWH006-08
COM-WATERHEAT-FS-PU-12-ZEAS.45 | Com ¦ Com Efficient Tankless Gas Water Heater (0.87 UEF - High Draw) - Panel Upgrade - ZEAS 2030 - Marine ¦ SCG ¦ Marine | Com ¦ Com Efficient Tankless Gas Water Heater (0.87 UEF - High Draw) - Panel Upgrade - ZEAS 2030 - Marine | SCG ¦ Marine | SCG | All | Electric & Gas | Tankless Gas WH (0.87 UEF - High Draw) | Efficient |  | 2030 | 1 | Conventional | WaterHeat | Com - Restaurant | Com | ROB and NEW | 0 | 1000 sqft2 of floor space | 1000 sqft served | 20 | DEER:Indoor_CFL_Ltg | 20.6907 | 0.0040168 | -196.6439 | SWWH006-08 | 3437.5372 | 2022 | 2128.8682 | 2022 | 0 | 0 | SWWH006-08 | Com Small Gas Water Heaters - Panel Upgrade - ZEAS 2030 - Marine ¦ SCG ¦ Marine | Com Small Gas Water Heaters - Panel Upgrade - ZEAS 2030 - Marine | 0.79319 | 0.453 | 0.025 | CBSA 2019 | 147.3585 | 2032 | 1 | SWWH006-08
COM-WATERHEAT-FS-PU-12-ZEAS.46 | Com ¦ Com Efficient Tankless Gas Water Heater (0.87 UEF - High Draw) - Panel Upgrade - ZEAS 2030 - Marine ¦ SCG ¦ Marine | Com ¦ Com Efficient Tankless Gas Water Heater (0.87 UEF - High Draw) - Panel Upgrade - ZEAS 2030 - Marine | SCG ¦ Marine | SCG | All | Electric & Gas | Tankless Gas WH (0.87 UEF - High Draw) | Efficient |  | 2030 | 1 | Conventional | WaterHeat | Com - Retail | Com | ROB and NEW | 0 | 1000 sqft2 of floor space | 1000 sqft served | 20 | DEER:Indoor_CFL_Ltg | 0.30549 | 4.7888e-05 | -2.8822 | SWWH006-08 | 49.151 | 2022 | 30.4392 | 2022 | 0 | 0 | SWWH006-08 | Com Small Gas Water Heaters - Panel Upgrade - ZEAS 2030 - Marine ¦ SCG ¦ Marine | Com Small Gas Water Heaters - Panel Upgrade - ZEAS 2030 - Marine | 0.40063 | 0.453 | 0.025 | CBSA 2019 | 14.134 | 2032 | 1 | SWWH006-08
COM-WATERHEAT-FS-PU-12-ZEAS.47 | Com ¦ Com Efficient Tankless Gas Water Heater (0.87 UEF - High Draw) - Panel Upgrade - ZEAS 2030 - Marine ¦ SCG ¦ Marine | Com ¦ Com Efficient Tankless Gas Water Heater (0.87 UEF - High Draw) - Panel Upgrade - ZEAS 2030 - Marine | SCG ¦ Marine | SCG | All | Electric & Gas | Tankless Gas WH (0.87 UEF - High Draw) | Efficient |  | 2030 | 1 | Conventional | WaterHeat | Com - School | Com | ROB and NEW | 0 | 1000 sqft2 of floor space | 1000 sqft served | 20 | DEER:Indoor_CFL_Ltg | 1.6484 | 0.00010899 | -17.3508 | SWWH006-08 | 404.875 | 2022 | 250.7392 | 2022 | 0 | 0 | SWWH006-08 | Com Small Gas Water Heaters - Panel Upgrade - ZEAS 2030 - Marine ¦ SCG ¦ Marine | Com Small Gas Water Heaters - Panel Upgrade - ZEAS 2030 - Marine | 0.76922 | 0.453 | 0.025 | CBSA 2019 | 39.3706 | 2032 | 1 | SWWH006-08
COM-WATERHEAT-FS-PU-12-ZEAS.48 | Com ¦ Com Efficient Tankless Gas Water Heater (0.87 UEF - High Draw) - Panel Upgrade - ZEAS 2030 - Marine ¦ SCG ¦ Marine | Com ¦ Com Efficient Tankless Gas Water Heater (0.87 UEF - High Draw) - Panel Upgrade - ZEAS 2030 - Marine | SCG ¦ Marine | SCG | All | Electric & Gas | Tankless Gas WH (0.87 UEF - High Draw) | Efficient |  | 2030 | 1 | Conventional | WaterHeat | Com - Warehouse | Com | ROB and NEW | 0 | 1000 sqft2 of floor space | 1000 sqft served | 20 | DEER:Indoor_CFL_Ltg | 0.049238 | 1.6511e-06 | -0.457 | SWWH006-08 | 7.3385 | 2022 | 4.5448 | 2022 | 0 | 0 | SWWH006-08 | Com Small Gas Water Heaters - Panel Upgrade - ZEAS 2030 - Marine ¦ SCG ¦ Marine | Com Small Gas Water Heaters - Panel Upgrade - ZEAS 2030 - Marine | 0.1976 | 0.453 | 0.025 | CBSA 2019 | 1.9117 | 2032 | 1 | SWWH006-08
COM-WATERHEAT-FS-PU-12-ZEAS.49 | Com ¦ Com Efficient Tankless Gas Water Heater (0.87 UEF - High Draw) - Panel Upgrade - ZEAS 2030 - Hot-Dry ¦ SCG ¦ Hot-Dry | Com ¦ Com Efficient Tankless Gas Water Heater (0.87 UEF - High Draw) - Panel Upgrade - ZEAS 2030 - Hot-Dry | SCG ¦ Hot-Dry | SCG | All | Electric & Gas | Tankless Gas WH (0.87 UEF - High Draw) | Efficient |  | 2030 | 1 | Conventional | WaterHeat | Com - College | Com | ROB and NEW | 0 | 1000 sqft2 of floor space | 1000 sqft served | 20 | DEER:Indoor_CFL_Ltg | 0.80914 | 0.00020339 | -7.5838 | SWWH006-08 | 127.5045 | 2022 | 78.9636 | 2022 | 0 | 0 | SWWH006-08 | Com Small Gas Water Heaters - Panel Upgrade - ZEAS 2030 - Hot-Dry ¦ SCG ¦ Hot-Dry | Com Small Gas Water Heaters - Panel Upgrade - ZEAS 2030 - Hot-Dry | 0.74815 | 0.453 | 0.025 | CBSA 2019 | 24.9553 | 2032 | 1 | SWWH006-08
COM-WATERHEAT-FS-PU-12-ZEAS.50 | Com ¦ Com Efficient Tankless Gas Water Heater (0.87 UEF - High Draw) - Panel Upgrade - ZEAS 2030 - Hot-Dry ¦ SCG ¦ Hot-Dry | Com ¦ Com Efficient Tankless Gas Water Heater (0.87 UEF - High Draw) - Panel Upgrade - ZEAS 2030 - Hot-Dry | SCG ¦ Hot-Dry | SCG | All | Electric & Gas | Tankless Gas WH (0.87 UEF - High Draw) | Efficient |  | 2030 | 1 | Conventional | WaterHeat | Com - Grocery | Com | ROB and NEW | 0 | 1000 sqft2 of floor space | 1000 sqft served | 20 | DEER:Indoor_CFL_Ltg | 0 | 0 | 0 | SWWH006-08 | 101.241 | 2022 | 61.7409 | 2022 | 0 | 0 | SWWH006-08 | Com Small Gas Water Heaters - Panel Upgrade - ZEAS 2030 - Hot-Dry ¦ SCG ¦ Hot-Dry | Com Small Gas Water Heaters - Panel Upgrade - ZEAS 2030 - Hot-Dry | 0.59609 | 0.453 | 0.025 | CBSA 2019 | 0 | 2032 | 1 | SWWH006-08
COM-WATERHEAT-FS-PU-12-ZEAS.51 | Com ¦ Com Efficient Tankless Gas Water Heater (0.87 UEF - High Draw) - Panel Upgrade - ZEAS 2030 - Hot-Dry ¦ SCG ¦ Hot-Dry | Com ¦ Com Efficient Tankless Gas Water Heater (0.87 UEF - High Draw) - Panel Upgrade - ZEAS 2030 - Hot-Dry | SCG ¦ Hot-Dry | SCG | All | Electric & Gas | Tankless Gas WH (0.87 UEF - High Draw) | Efficient |  | 2030 | 1 | Conventional | WaterHeat | Com - Health | Com | ROB and NEW | 0 | 1000 sqft2 of floor space | 1000 sqft served | 20 | DEER:Indoor_CFL_Ltg | 2.3467 | 0.00026807 | -19.5832 | SWWH006-08 | 193.1273 | 2022 | 119.6038 | 2022 | 0 | 0 | SWWH006-08 | Com Small Gas Water Heaters - Panel Upgrade - ZEAS 2030 - Hot-Dry ¦ SCG ¦ Hot-Dry | Com Small Gas Water Heaters - Panel Upgrade - ZEAS 2030 - Hot-Dry | 0.52611 | 0.453 | 0.025 | CBSA 2019 | 55.1608 | 2032 | 1 | SWWH006-08
COM-WATERHEAT-FS-PU-12-ZEAS.52 | Com ¦ Com Efficient Tankless Gas Water Heater (0.87 UEF - High Draw) - Panel Upgrade - ZEAS 2030 - Hot-Dry ¦ SCG ¦ Hot-Dry | Com ¦ Com Efficient Tankless Gas Water Heater (0.87 UEF - High Draw) - Panel Upgrade - ZEAS 2030 - Hot-Dry | SCG ¦ Hot-Dry | SCG | All | Electric & Gas | Tankless Gas WH (0.87 UEF - High Draw) | Efficient |  | 2030 | 1 | Conventional | WaterHeat | Com - Lodging | Com | ROB and NEW | 0 | 1000 sqft2 of floor space | 1000 sqft served | 20 | DEER:Indoor_CFL_Ltg | 1.7946 | 0.00021605 | -14.6985 | SWWH006-08 | 121.5174 | 2022 | 75.2557 | 2022 | 0 | 0 | SWWH006-08 | Com Small Gas Water Heaters - Panel Upgrade - ZEAS 2030 - Hot-Dry ¦ SCG ¦ Hot-Dry | Com Small Gas Water Heaters - Panel Upgrade - ZEAS 2030 - Hot-Dry | 0.73871 | 0.453 | 0.025 | CBSA 2019 | 144.9138 | 2032 | 1 | SWWH006-08
COM-WATERHEAT-FS-PU-12-ZEAS.53 | Com ¦ Com Efficient Tankless Gas Water Heater (0.87 UEF - High Draw) - Panel Upgrade - ZEAS 2030 - Hot-Dry ¦ SCG ¦ Hot-Dry | Com ¦ Com Efficient Tankless Gas Water Heater (0.87 UEF - High Draw) - Panel Upgrade - ZEAS 2030 - Hot-Dry | SCG ¦ Hot-Dry | SCG | All | Electric & Gas | Tankless Gas WH (0.87 UEF - High Draw) | Efficient |  | 2030 | 1 | Conventional | WaterHeat | Com - Office (Large) | Com | ROB and NEW | 0 | 1000 sqft2 of floor space | 1000 sqft served | 20 | DEER:Indoor_CFL_Ltg | 0.22742 | 1.0999e-05 | -2.1679 | SWWH006-08 | 39.6763 | 2022 | 24.5716 | 2022 | 0 | 0 | SWWH006-08 | Com Small Gas Water Heaters - Panel Upgrade - ZEAS 2030 - Hot-Dry ¦ SCG ¦ Hot-Dry | Com Small Gas Water Heaters - Panel Upgrade - ZEAS 2030 - Hot-Dry | 0.46177 | 0.453 | 0.025 | CBSA 2019 | 9.713 | 2032 | 1 | SWWH006-08
COM-WATERHEAT-FS-PU-12-ZEAS.54 | Com ¦ Com Efficient Tankless Gas Water Heater (0.87 UEF - High Draw) - Panel Upgrade - ZEAS 2030 - Hot-Dry ¦ SCG ¦ Hot-Dry | Com ¦ Com Efficient Tankless Gas Water Heater (0.87 UEF - High Draw) - Panel Upgrade - ZEAS 2030 - Hot-Dry | SCG ¦ Hot-Dry | SCG | All | Electric & Gas | Tankless Gas WH (0.87 UEF - High Draw) | Efficient |  | 2030 | 1 | Conventional | WaterHeat | Com - Office (Small) | Com | ROB and NEW | 0 | 1000 sqft2 of floor space | 1000 sqft served | 20 | DEER:Indoor_CFL_Ltg | 0.20829 | 1.695e-06 | -2.0351 | SWWH006-08 | 39.6763 | 2022 | 24.5716 | 2022 | 0 | 0 | SWWH006-08 | Com Small Gas Water Heaters - Panel Upgrade - ZEAS 2030 - Hot-Dry ¦ SCG ¦ Hot-Dry | Com Small Gas Water Heaters - Panel Upgrade - ZEAS 2030 - Hot-Dry | 0.46177 | 0.453 | 0.025 | CBSA 2019 | 4.0193 | 2032 | 1 | SWWH006-08
COM-WATERHEAT-FS-PU-12-ZEAS.55 | Com ¦ Com Efficient Tankless Gas Water Heater (0.87 UEF - High Draw) - Panel Upgrade - ZEAS 2030 - Hot-Dry ¦ SCG ¦ Hot-Dry | Com ¦ Com Efficient Tankless Gas Water Heater (0.87 UEF - High Draw) - Panel Upgrade - ZEAS 2030 - Hot-Dry | SCG ¦ Hot-Dry | SCG | All | Electric & Gas | Tankless Gas WH (0.87 UEF - High Draw) | Efficient |  | 2030 | 1 | Conventional | WaterHeat | Com - Other | Com | ROB and NEW | 0 | 1000 sqft2 of floor space | 1000 sqft served | 20 | DEER:Indoor_CFL_Ltg | 2.6895 | 0.00040079 | -23.8629 | SWWH006-08 | 328.145 | 2022 | 203.2203 | 2022 | 0 | 0 | SWWH006-08 | Com Small Gas Water Heaters - Panel Upgrade - ZEAS 2030 - Hot-Dry ¦ SCG ¦ Hot-Dry | Com Small Gas Water Heaters - Panel Upgrade - ZEAS 2030 - Hot-Dry | 0.5433 | 0.453 | 0.025 | CBSA 2019 | 107.802 | 2032 | 1 | SWWH006-08
COM-WATERHEAT-FS-PU-12-ZEAS.56 | Com ¦ Com Efficient Tankless Gas Water Heater (0.87 UEF - High Draw) - Panel Upgrade - ZEAS 2030 - Hot-Dry ¦ SCG ¦ Hot-Dry | Com ¦ Com Efficient Tankless Gas Water Heater (0.87 UEF - High Draw) - Panel Upgrade - ZEAS 2030 - Hot-Dry | SCG ¦ Hot-Dry | SCG | All | Electric & Gas | Tankless Gas WH (0.87 UEF - High Draw) | Efficient |  | 2030 | 1 | Conventional | WaterHeat | Com - Refrig. Warehouse | Com | ROB and NEW | 0 | 1000 sqft2 of floor space | 1000 sqft served | 20 | DEER:Indoor_CFL_Ltg | 0.23514 | 1.9066e-05 | -1.9533 | SWWH006-08 | 18.3463 | 2022 | 11.3619 | 2022 | 0 | 0 | SWWH006-08 | Com Small Gas Water Heaters - Panel Upgrade - ZEAS 2030 - Hot-Dry ¦ SCG ¦ Hot-Dry | Com Small Gas Water Heaters - Panel Upgrade - ZEAS 2030 - Hot-Dry | 0.22621 | 0.453 | 0.025 | CBSA 2019 | 1.4623 | 2032 | 1 | SWWH006-08
COM-WATERHEAT-FS-PU-12-ZEAS.57 | Com ¦ Com Efficient Tankless Gas Water Heater (0.87 UEF - High Draw) - Panel Upgrade - ZEAS 2030 - Hot-Dry ¦ SCG ¦ Hot-Dry | Com ¦ Com Efficient Tankless Gas Water Heater (0.87 UEF - High Draw) - Panel Upgrade - ZEAS 2030 - Hot-Dry | SCG ¦ Hot-Dry | SCG | All | Electric & Gas | Tankless Gas WH (0.87 UEF - High Draw) | Efficient |  | 2030 | 1 | Conventional | WaterHeat | Com - Restaurant | Com | ROB and NEW | 0 | 1000 sqft2 of floor space | 1000 sqft served | 20 | DEER:Indoor_CFL_Ltg | 10.1402 | 0.0019041 | -96.2706 | SWWH006-08 | 1718.7686 | 2022 | 1064.4341 | 2022 | 0 | 0 | SWWH006-08 | Com Small Gas Water Heaters - Panel Upgrade - ZEAS 2030 - Hot-Dry ¦ SCG ¦ Hot-Dry | Com Small Gas Water Heaters - Panel Upgrade - ZEAS 2030 - Hot-Dry | 0.79319 | 0.453 | 0.025 | CBSA 2019 | 72.1418 | 2032 | 1 | SWWH006-08
COM-WATERHEAT-FS-PU-12-ZEAS.58 | Com ¦ Com Efficient Tankless Gas Water Heater (0.87 UEF - High Draw) - Panel Upgrade - ZEAS 2030 - Hot-Dry ¦ SCG ¦ Hot-Dry | Com ¦ Com Efficient Tankless Gas Water Heater (0.87 UEF - High Draw) - Panel Upgrade - ZEAS 2030 - Hot-Dry | SCG ¦ Hot-Dry | SCG | All | Electric & Gas | Tankless Gas WH (0.87 UEF - High Draw) | Efficient |  | 2030 | 1 | Conventional | WaterHeat | Com - Retail | Com | ROB and NEW | 0 | 1000 sqft2 of floor space | 1000 sqft served | 20 | DEER:Indoor_CFL_Ltg | 0.14969 | 2.2744e-05 | -1.4164 | SWWH006-08 | 24.5755 | 2022 | 15.2196 | 2022 | 0 | 0 | SWWH006-08 | Com Small Gas Water Heaters - Panel Upgrade - ZEAS 2030 - Hot-Dry ¦ SCG ¦ Hot-Dry | Com Small Gas Water Heaters - Panel Upgrade - ZEAS 2030 - Hot-Dry | 0.40063 | 0.453 | 0.025 | CBSA 2019 | 6.9462 | 2032 | 1 | SWWH006-08
COM-WATERHEAT-FS-PU-12-ZEAS.59 | Com ¦ Com Efficient Tankless Gas Water Heater (0.87 UEF - High Draw) - Panel Upgrade - ZEAS 2030 - Hot-Dry ¦ SCG ¦ Hot-Dry | Com ¦ Com Efficient Tankless Gas Water Heater (0.87 UEF - High Draw) - Panel Upgrade - ZEAS 2030 - Hot-Dry | SCG ¦ Hot-Dry | SCG | All | Electric & Gas | Tankless Gas WH (0.87 UEF - High Draw) | Efficient |  | 2030 | 1 | Conventional | WaterHeat | Com - School | Com | ROB and NEW | 0 | 1000 sqft2 of floor space | 1000 sqft served | 20 | DEER:Indoor_CFL_Ltg | 0.80791 | 5.1782e-05 | -8.5398 | SWWH006-08 | 202.4375 | 2022 | 125.3696 | 2022 | 0 | 0 | SWWH006-08 | Com Small Gas Water Heaters - Panel Upgrade - ZEAS 2030 - Hot-Dry ¦ SCG ¦ Hot-Dry | Com Small Gas Water Heaters - Panel Upgrade - ZEAS 2030 - Hot-Dry | 0.76922 | 0.453 | 0.025 | CBSA 2019 | 19.3783 | 2032 | 1 | SWWH006-08
COM-WATERHEAT-FS-PU-12-ZEAS.60 | Com ¦ Com Efficient Tankless Gas Water Heater (0.87 UEF - High Draw) - Panel Upgrade - ZEAS 2030 - Hot-Dry ¦ SCG ¦ Hot-Dry | Com ¦ Com Efficient Tankless Gas Water Heater (0.87 UEF - High Draw) - Panel Upgrade - ZEAS 2030 - Hot-Dry | SCG ¦ Hot-Dry | SCG | All | Electric & Gas | Tankless Gas WH (0.87 UEF - High Draw) | Efficient |  | 2030 | 1 | Conventional | WaterHeat | Com - Warehouse | Com | ROB and NEW | 0 | 1000 sqft2 of floor space | 1000 sqft served | 20 | DEER:Indoor_CFL_Ltg | 0.024128 | 7.8133e-07 | -0.22408 | SWWH006-08 | 3.6693 | 2022 | 2.2724 | 2022 | 0 | 0 | SWWH006-08 | Com Small Gas Water Heaters - Panel Upgrade - ZEAS 2030 - Hot-Dry ¦ SCG ¦ Hot-Dry | Com Small Gas Water Heaters - Panel Upgrade - ZEAS 2030 - Hot-Dry | 0.1976 | 0.453 | 0.025 | CBSA 2019 | 0.93737 | 2032 | 1 | SWWH006-08
COM-WATERHEAT-FS-PU-12-ZEAS.61 | Com ¦ Com Efficient Tankless Gas Water Heater (0.87 UEF - High Draw) - Panel Upgrade - ZEAS 2030 - Cold ¦ SCG ¦ Cold | Com ¦ Com Efficient Tankless Gas Water Heater (0.87 UEF - High Draw) - Panel Upgrade - ZEAS 2030 - Cold | SCG ¦ Cold | SCG | All | Electric & Gas | Tankless Gas WH (0.87 UEF - High Draw) | Efficient |  | 2030 | 1 | Conventional | WaterHeat | Com - College | Com | ROB and NEW | 0 | 1000 sqft2 of floor space | 1000 sqft served | 20 | DEER:Indoor_CFL_Ltg | 1.9209 | 0.00020461 | -17.3028 | SWWH006-08 | 255.009 | 2022 | 157.9272 | 2022 | 0 | 0 | SWWH006-08 | Com Small Gas Water Heaters - Panel Upgrade - ZEAS 2030 - Cold ¦ SCG ¦ Cold | Com Small Gas Water Heaters - Panel Upgrade - ZEAS 2030 - Cold | 0.74815 | 0.453 | 0.025 | CBSA 2019 | 56.931 | 2032 | 1 | SWWH006-08
COM-WATERHEAT-FS-PU-12-ZEAS.62 | Com ¦ Com Efficient Tankless Gas Water Heater (0.87 UEF - High Draw) - Panel Upgrade - ZEAS 2030 - Cold ¦ SCG ¦ Cold | Com ¦ Com Efficient Tankless Gas Water Heater (0.87 UEF - High Draw) - Panel Upgrade - ZEAS 2030 - Cold | SCG ¦ Cold | SCG | All | Electric & Gas | Tankless Gas WH (0.87 UEF - High Draw) | Efficient |  | 2030 | 1 | Conventional | WaterHeat | Com - Grocery | Com | ROB and NEW | 0 | 1000 sqft2 of floor space | 1000 sqft served | 20 | DEER:Indoor_CFL_Ltg | 0 | 0 | 0 | SWWH006-08 | 202.482 | 2022 | 123.4818 | 2022 | 0 | 0 | SWWH006-08 | Com Small Gas Water Heaters - Panel Upgrade - ZEAS 2030 - Cold ¦ SCG ¦ Cold | Com Small Gas Water Heaters - Panel Upgrade - ZEAS 2030 - Cold | 0.59609 | 0.453 | 0.025 | CBSA 2019 | 0 | 2032 | 1 | SWWH006-08
COM-WATERHEAT-FS-PU-12-ZEAS.63 | Com ¦ Com Efficient Tankless Gas Water Heater (0.87 UEF - High Draw) - Panel Upgrade - ZEAS 2030 - Cold ¦ SCG ¦ Cold | Com ¦ Com Efficient Tankless Gas Water Heater (0.87 UEF - High Draw) - Panel Upgrade - ZEAS 2030 - Cold | SCG ¦ Cold | SCG | All | Electric & Gas | Tankless Gas WH (0.87 UEF - High Draw) | Efficient |  | 2030 | 1 | Conventional | WaterHeat | Com - Health | Com | ROB and NEW | 0 | 1000 sqft2 of floor space | 1000 sqft served | 20 | DEER:Indoor_CFL_Ltg | 5.5399 | 0.00063849 | -45.1499 | SWWH006-08 | 386.2546 | 2022 | 239.2076 | 2022 | 0 | 0 | SWWH006-08 | Com Small Gas Water Heaters - Panel Upgrade - ZEAS 2030 - Cold ¦ SCG ¦ Cold | Com Small Gas Water Heaters - Panel Upgrade - ZEAS 2030 - Cold | 0.52611 | 0.453 | 0.025 | CBSA 2019 | 127.1671 | 2032 | 1 | SWWH006-08
COM-WATERHEAT-FS-PU-12-ZEAS.64 | Com ¦ Com Efficient Tankless Gas Water Heater (0.87 UEF - High Draw) - Panel Upgrade - ZEAS 2030 - Cold ¦ SCG ¦ Cold | Com ¦ Com Efficient Tankless Gas Water Heater (0.87 UEF - High Draw) - Panel Upgrade - ZEAS 2030 - Cold | SCG ¦ Cold | SCG | All | Electric & Gas | Tankless Gas WH (0.87 UEF - High Draw) | Efficient |  | 2030 | 1 | Conventional | WaterHeat | Com - Lodging | Com | ROB and NEW | 0 | 1000 sqft2 of floor space | 1000 sqft served | 20 | DEER:Indoor_CFL_Ltg | 4.2619 | 0.00051584 | -34.0129 | SWWH006-08 | 243.0347 | 2022 | 150.5115 | 2022 | 0 | 0 | SWWH006-08 | Com Small Gas Water Heaters - Panel Upgrade - ZEAS 2030 - Cold ¦ SCG ¦ Cold | Com Small Gas Water Heaters - Panel Upgrade - ZEAS 2030 - Cold | 0.73871 | 0.453 | 0.025 | CBSA 2019 | 335.3192 | 2032 | 1 | SWWH006-08
COM-WATERHEAT-FS-PU-12-ZEAS.65 | Com ¦ Com Efficient Tankless Gas Water Heater (0.87 UEF - High Draw) - Panel Upgrade - ZEAS 2030 - Cold ¦ SCG ¦ Cold | Com ¦ Com Efficient Tankless Gas Water Heater (0.87 UEF - High Draw) - Panel Upgrade - ZEAS 2030 - Cold | SCG ¦ Cold | SCG | All | Electric & Gas | Tankless Gas WH (0.87 UEF - High Draw) | Efficient |  | 2030 | 1 | Conventional | WaterHeat | Com - Office (Large) | Com | ROB and NEW | 0 | 1000 sqft2 of floor space | 1000 sqft served | 20 | DEER:Indoor_CFL_Ltg | 0.53667 | 2.6249e-05 | -4.9098 | SWWH006-08 | 79.3527 | 2022 | 49.1432 | 2022 | 0 | 0 | SWWH006-08 | Com Small Gas Water Heaters - Panel Upgrade - ZEAS 2030 - Cold ¦ SCG ¦ Cold | Com Small Gas Water Heaters - Panel Upgrade - ZEAS 2030 - Cold | 0.46177 | 0.453 | 0.025 | CBSA 2019 | 21.9949 | 2032 | 1 | SWWH006-08
COM-WATERHEAT-FS-PU-12-ZEAS.66 | Com ¦ Com Efficient Tankless Gas Water Heater (0.87 UEF - High Draw) - Panel Upgrade - ZEAS 2030 - Cold ¦ SCG ¦ Cold | Com ¦ Com Efficient Tankless Gas Water Heater (0.87 UEF - High Draw) - Panel Upgrade - ZEAS 2030 - Cold | SCG ¦ Cold | SCG | All | Electric & Gas | Tankless Gas WH (0.87 UEF - High Draw) | Efficient |  | 2030 | 1 | Conventional | WaterHeat | Com - Office (Small) | Com | ROB and NEW | 0 | 1000 sqft2 of floor space | 1000 sqft served | 20 | DEER:Indoor_CFL_Ltg | 0.4931 | 4.0383e-06 | -4.5803 | SWWH006-08 | 79.3527 | 2022 | 49.1432 | 2022 | 0 | 0 | SWWH006-08 | Com Small Gas Water Heaters - Panel Upgrade - ZEAS 2030 - Cold ¦ SCG ¦ Cold | Com Small Gas Water Heaters - Panel Upgrade - ZEAS 2030 - Cold | 0.46177 | 0.453 | 0.025 | CBSA 2019 | 9.0449 | 2032 | 1 | SWWH006-08
COM-WATERHEAT-FS-PU-12-ZEAS.67 | Com ¦ Com Efficient Tankless Gas Water Heater (0.87 UEF - High Draw) - Panel Upgrade - ZEAS 2030 - Cold ¦ SCG ¦ Cold | Com ¦ Com Efficient Tankless Gas Water Heater (0.87 UEF - High Draw) - Panel Upgrade - ZEAS 2030 - Cold | SCG ¦ Cold | SCG | All | Electric & Gas | Tankless Gas WH (0.87 UEF - High Draw) | Efficient |  | 2030 | 1 | Conventional | WaterHeat | Com - Other | Com | ROB and NEW | 0 | 1000 sqft2 of floor space | 1000 sqft served | 20 | DEER:Indoor_CFL_Ltg | 6.3634 | 0.00095803 | -54.5814 | SWWH006-08 | 656.29 | 2022 | 406.4407 | 2022 | 0 | 0 | SWWH006-08 | Com Small Gas Water Heaters - Panel Upgrade - ZEAS 2030 - Cold ¦ SCG ¦ Cold | Com Small Gas Water Heaters - Panel Upgrade - ZEAS 2030 - Cold | 0.5433 | 0.453 | 0.025 | CBSA 2019 | 246.5514 | 2032 | 1 | SWWH006-08
COM-WATERHEAT-FS-PU-12-ZEAS.68 | Com ¦ Com Efficient Tankless Gas Water Heater (0.87 UEF - High Draw) - Panel Upgrade - ZEAS 2030 - Cold ¦ SCG ¦ Cold | Com ¦ Com Efficient Tankless Gas Water Heater (0.87 UEF - High Draw) - Panel Upgrade - ZEAS 2030 - Cold | SCG ¦ Cold | SCG | All | Electric & Gas | Tankless Gas WH (0.87 UEF - High Draw) | Efficient |  | 2030 | 1 | Conventional | WaterHeat | Com - Refrig. Warehouse | Com | ROB and NEW | 0 | 1000 sqft2 of floor space | 1000 sqft served | 20 | DEER:Indoor_CFL_Ltg | 0.55528 | 4.5651e-05 | -4.516 | SWWH006-08 | 36.6927 | 2022 | 22.7238 | 2022 | 0 | 0 | SWWH006-08 | Com Small Gas Water Heaters - Panel Upgrade - ZEAS 2030 - Cold ¦ SCG ¦ Cold | Com Small Gas Water Heaters - Panel Upgrade - ZEAS 2030 - Cold | 0.22621 | 0.453 | 0.025 | CBSA 2019 | 3.3806 | 2032 | 1 | SWWH006-08
COM-WATERHEAT-FS-PU-12-ZEAS.69 | Com ¦ Com Efficient Tankless Gas Water Heater (0.87 UEF - High Draw) - Panel Upgrade - ZEAS 2030 - Cold ¦ SCG ¦ Cold | Com ¦ Com Efficient Tankless Gas Water Heater (0.87 UEF - High Draw) - Panel Upgrade - ZEAS 2030 - Cold | SCG ¦ Cold | SCG | All | Electric & Gas | Tankless Gas WH (0.87 UEF - High Draw) | Efficient |  | 2030 | 1 | Conventional | WaterHeat | Com - Restaurant | Com | ROB and NEW | 0 | 1000 sqft2 of floor space | 1000 sqft served | 20 | DEER:Indoor_CFL_Ltg | 23.9431 | 0.0045293 | -218.6602 | SWWH006-08 | 3437.5372 | 2022 | 2128.8682 | 2022 | 0 | 0 | SWWH006-08 | Com Small Gas Water Heaters - Panel Upgrade - ZEAS 2030 - Cold ¦ SCG ¦ Cold | Com Small Gas Water Heaters - Panel Upgrade - ZEAS 2030 - Cold | 0.79319 | 0.453 | 0.025 | CBSA 2019 | 163.8402 | 2032 | 1 | SWWH006-08
COM-WATERHEAT-FS-PU-12-ZEAS.70 | Com ¦ Com Efficient Tankless Gas Water Heater (0.87 UEF - High Draw) - Panel Upgrade - ZEAS 2030 - Cold ¦ SCG ¦ Cold | Com ¦ Com Efficient Tankless Gas Water Heater (0.87 UEF - High Draw) - Panel Upgrade - ZEAS 2030 - Cold | SCG ¦ Cold | SCG | All | Electric & Gas | Tankless Gas WH (0.87 UEF - High Draw) | Efficient |  | 2030 | 1 | Conventional | WaterHeat | Com - Retail | Com | ROB and NEW | 0 | 1000 sqft2 of floor space | 1000 sqft served | 20 | DEER:Indoor_CFL_Ltg | 0.35395 | 5.4192e-05 | -3.2162 | SWWH006-08 | 49.151 | 2022 | 30.4392 | 2022 | 0 | 0 | SWWH006-08 | Com Small Gas Water Heaters - Panel Upgrade - ZEAS 2030 - Cold ¦ SCG ¦ Cold | Com Small Gas Water Heaters - Panel Upgrade - ZEAS 2030 - Cold | 0.40063 | 0.453 | 0.025 | CBSA 2019 | 15.7674 | 2032 | 1 | SWWH006-08
COM-WATERHEAT-FS-PU-12-ZEAS.71 | Com ¦ Com Efficient Tankless Gas Water Heater (0.87 UEF - High Draw) - Panel Upgrade - ZEAS 2030 - Cold ¦ SCG ¦ Cold | Com ¦ Com Efficient Tankless Gas Water Heater (0.87 UEF - High Draw) - Panel Upgrade - ZEAS 2030 - Cold | SCG ¦ Cold | SCG | All | Electric & Gas | Tankless Gas WH (0.87 UEF - High Draw) | Efficient |  | 2030 | 1 | Conventional | WaterHeat | Com - School | Com | ROB and NEW | 0 | 1000 sqft2 of floor space | 1000 sqft served | 20 | DEER:Indoor_CFL_Ltg | 1.9195 | 0 | -19.1557 | SWWH006-08 | 404.875 | 2022 | 250.7392 | 2022 | 0 | 0 | SWWH006-08 | Com Small Gas Water Heaters - Panel Upgrade - ZEAS 2030 - Cold ¦ SCG ¦ Cold | Com Small Gas Water Heaters - Panel Upgrade - ZEAS 2030 - Cold | 0.76922 | 0.453 | 0.025 | CBSA 2019 | 43.4498 | 2032 | 1 | SWWH006-08
COM-WATERHEAT-FS-PU-12-ZEAS.72 | Com ¦ Com Efficient Tankless Gas Water Heater (0.87 UEF - High Draw) - Panel Upgrade - ZEAS 2030 - Cold ¦ SCG ¦ Cold | Com ¦ Com Efficient Tankless Gas Water Heater (0.87 UEF - High Draw) - Panel Upgrade - ZEAS 2030 - Cold | SCG ¦ Cold | SCG | All | Electric & Gas | Tankless Gas WH (0.87 UEF - High Draw) | Efficient |  | 2030 | 1 | Conventional | WaterHeat | Com - Warehouse | Com | ROB and NEW | 0 | 1000 sqft2 of floor space | 1000 sqft served | 20 | DEER:Indoor_CFL_Ltg | 0.057101 | 1.8673e-06 | -0.51106 | SWWH006-08 | 7.3385 | 2022 | 4.5448 | 2022 | 0 | 0 | SWWH006-08 | Com Small Gas Water Heaters - Panel Upgrade - ZEAS 2030 - Cold ¦ SCG ¦ Cold | Com Small Gas Water Heaters - Panel Upgrade - ZEAS 2030 - Cold | 0.1976 | 0.453 | 0.025 | CBSA 2019 | 2.1372 | 2032 | 1 | SWWH006-08
COM-WATERHEAT-FS-PU-12-ZEAS.73 | Com ¦ Com Efficient Tankless Gas Water Heater (0.87 UEF - High Draw) - Panel Upgrade - ZEAS 2030 - Marine ¦ SDG&E ¦ Marine | Com ¦ Com Efficient Tankless Gas Water Heater (0.87 UEF - High Draw) - Panel Upgrade - ZEAS 2030 - Marine | SDG&E ¦ Marine | SDG&E | All | Electric & Gas | Tankless Gas WH (0.87 UEF - High Draw) | Efficient |  | 2030 | 1 | Conventional | WaterHeat | Com - College | Com | ROB and NEW | 0 | 1000 sqft2 of floor space | 1000 sqft served | 20 | DEER:Indoor_CFL_Ltg | 1.6503 | 0.00042728 | -15.4409 | SWWH006-08 | 255.009 | 2022 | 157.9272 | 2022 | 0 | 0 | SWWH006-08 | Com Small Gas Water Heaters - Panel Upgrade - ZEAS 2030 - Marine ¦ SDG&E ¦ Marine | Com Small Gas Water Heaters - Panel Upgrade - ZEAS 2030 - Marine | 0.74815 | 0.453 | 0.025 | CBSA 2019 | 50.8094 | 2032 | 1 | SWWH006-08
COM-WATERHEAT-FS-PU-12-ZEAS.74 | Com ¦ Com Efficient Tankless Gas Water Heater (0.87 UEF - High Draw) - Panel Upgrade - ZEAS 2030 - Marine ¦ SDG&E ¦ Marine | Com ¦ Com Efficient Tankless Gas Water Heater (0.87 UEF - High Draw) - Panel Upgrade - ZEAS 2030 - Marine | SDG&E ¦ Marine | SDG&E | All | Electric & Gas | Tankless Gas WH (0.87 UEF - High Draw) | Efficient |  | 2030 | 1 | Conventional | WaterHeat | Com - Grocery | Com | ROB and NEW | 0 | 1000 sqft2 of floor space | 1000 sqft served | 20 | DEER:Indoor_CFL_Ltg | 0 | 0 | 0 | SWWH006-08 | 202.482 | 2022 | 123.4818 | 2022 | 0 | 0 | SWWH006-08 | Com Small Gas Water Heaters - Panel Upgrade - ZEAS 2030 - Marine ¦ SDG&E ¦ Marine | Com Small Gas Water Heaters - Panel Upgrade - ZEAS 2030 - Marine | 0.59609 | 0.453 | 0.025 | CBSA 2019 | 0 | 2032 | 1 | SWWH006-08
COM-WATERHEAT-FS-PU-12-ZEAS.75 | Com ¦ Com Efficient Tankless Gas Water Heater (0.87 UEF - High Draw) - Panel Upgrade - ZEAS 2030 - Marine ¦ SDG&E ¦ Marine | Com ¦ Com Efficient Tankless Gas Water Heater (0.87 UEF - High Draw) - Panel Upgrade - ZEAS 2030 - Marine | SDG&E ¦ Marine | SDG&E | All | Electric & Gas | Tankless Gas WH (0.87 UEF - High Draw) | Efficient |  | 2030 | 1 | Conventional | WaterHeat | Com - Health | Com | ROB and NEW | 0 | 1000 sqft2 of floor space | 1000 sqft served | 20 | DEER:Indoor_CFL_Ltg | 4.7865 | 0.00056681 | -39.9126 | SWWH006-08 | 386.2546 | 2022 | 239.2076 | 2022 | 0 | 0 | SWWH006-08 | Com Small Gas Water Heaters - Panel Upgrade - ZEAS 2030 - Marine ¦ SDG&E ¦ Marine | Com Small Gas Water Heaters - Panel Upgrade - ZEAS 2030 - Marine | 0.52611 | 0.453 | 0.025 | CBSA 2019 | 112.4231 | 2032 | 1 | SWWH006-08
COM-WATERHEAT-FS-PU-12-ZEAS.76 | Com ¦ Com Efficient Tankless Gas Water Heater (0.87 UEF - High Draw) - Panel Upgrade - ZEAS 2030 - Marine ¦ SDG&E ¦ Marine | Com ¦ Com Efficient Tankless Gas Water Heater (0.87 UEF - High Draw) - Panel Upgrade - ZEAS 2030 - Marine | SDG&E ¦ Marine | SDG&E | All | Electric & Gas | Tankless Gas WH (0.87 UEF - High Draw) | Efficient |  | 2030 | 1 | Conventional | WaterHeat | Com - Lodging | Com | ROB and NEW | 0 | 1000 sqft2 of floor space | 1000 sqft served | 20 | DEER:Indoor_CFL_Ltg | 3.6851 | 0.0004578 | -30.1002 | SWWH006-08 | 243.0347 | 2022 | 150.5115 | 2022 | 0 | 0 | SWWH006-08 | Com Small Gas Water Heaters - Panel Upgrade - ZEAS 2030 - Marine ¦ SDG&E ¦ Marine | Com Small Gas Water Heaters - Panel Upgrade - ZEAS 2030 - Marine | 0.73871 | 0.453 | 0.025 | CBSA 2019 | 296.7592 | 2032 | 1 | SWWH006-08
COM-WATERHEAT-FS-PU-12-ZEAS.77 | Com ¦ Com Efficient Tankless Gas Water Heater (0.87 UEF - High Draw) - Panel Upgrade - ZEAS 2030 - Marine ¦ SDG&E ¦ Marine | Com ¦ Com Efficient Tankless Gas Water Heater (0.87 UEF - High Draw) - Panel Upgrade - ZEAS 2030 - Marine | SDG&E ¦ Marine | SDG&E | All | Electric & Gas | Tankless Gas WH (0.87 UEF - High Draw) | Efficient |  | 2030 | 1 | Conventional | WaterHeat | Com - Office (Large) | Com | ROB and NEW | 0 | 1000 sqft2 of floor space | 1000 sqft served | 20 | DEER:Indoor_CFL_Ltg | 0.46335 | 2.3274e-05 | -4.4209 | SWWH006-08 | 79.3527 | 2022 | 49.1432 | 2022 | 0 | 0 | SWWH006-08 | Com Small Gas Water Heaters - Panel Upgrade - ZEAS 2030 - Marine ¦ SDG&E ¦ Marine | Com Small Gas Water Heaters - Panel Upgrade - ZEAS 2030 - Marine | 0.46177 | 0.453 | 0.025 | CBSA 2019 | 19.8069 | 2032 | 1 | SWWH006-08
COM-WATERHEAT-FS-PU-12-ZEAS.78 | Com ¦ Com Efficient Tankless Gas Water Heater (0.87 UEF - High Draw) - Panel Upgrade - ZEAS 2030 - Marine ¦ SDG&E ¦ Marine | Com ¦ Com Efficient Tankless Gas Water Heater (0.87 UEF - High Draw) - Panel Upgrade - ZEAS 2030 - Marine | SDG&E ¦ Marine | SDG&E | All | Electric & Gas | Tankless Gas WH (0.87 UEF - High Draw) | Efficient |  | 2030 | 1 | Conventional | WaterHeat | Com - Office (Small) | Com | ROB and NEW | 0 | 1000 sqft2 of floor space | 1000 sqft served | 20 | DEER:Indoor_CFL_Ltg | 0.42509 | 3.5814e-06 | -4.134 | SWWH006-08 | 79.3527 | 2022 | 49.1432 | 2022 | 0 | 0 | SWWH006-08 | Com Small Gas Water Heaters - Panel Upgrade - ZEAS 2030 - Marine ¦ SDG&E ¦ Marine | Com Small Gas Water Heaters - Panel Upgrade - ZEAS 2030 - Marine | 0.46177 | 0.453 | 0.025 | CBSA 2019 | 8.1645 | 2032 | 1 | SWWH006-08
COM-WATERHEAT-FS-PU-12-ZEAS.79 | Com ¦ Com Efficient Tankless Gas Water Heater (0.87 UEF - High Draw) - Panel Upgrade - ZEAS 2030 - Marine ¦ SDG&E ¦ Marine | Com ¦ Com Efficient Tankless Gas Water Heater (0.87 UEF - High Draw) - Panel Upgrade - ZEAS 2030 - Marine | SDG&E ¦ Marine | SDG&E | All | Electric & Gas | Tankless Gas WH (0.87 UEF - High Draw) | Efficient |  | 2030 | 1 | Conventional | WaterHeat | Com - Other | Com | ROB and NEW | 0 | 1000 sqft2 of floor space | 1000 sqft served | 20 | DEER:Indoor_CFL_Ltg | 5.4933 | 0.00084904 | -48.6047 | SWWH006-08 | 656.29 | 2022 | 406.4407 | 2022 | 0 | 0 | SWWH006-08 | Com Small Gas Water Heaters - Panel Upgrade - ZEAS 2030 - Marine ¦ SDG&E ¦ Marine | Com Small Gas Water Heaters - Panel Upgrade - ZEAS 2030 - Marine | 0.5433 | 0.453 | 0.025 | CBSA 2019 | 219.573 | 2032 | 1 | SWWH006-08
COM-WATERHEAT-FS-PU-12-ZEAS.80 | Com ¦ Com Efficient Tankless Gas Water Heater (0.87 UEF - High Draw) - Panel Upgrade - ZEAS 2030 - Marine ¦ SDG&E ¦ Marine | Com ¦ Com Efficient Tankless Gas Water Heater (0.87 UEF - High Draw) - Panel Upgrade - ZEAS 2030 - Marine | SDG&E ¦ Marine | SDG&E | All | Electric & Gas | Tankless Gas WH (0.87 UEF - High Draw) | Efficient |  | 2030 | 1 | Conventional | WaterHeat | Com - Refrig. Warehouse | Com | ROB and NEW | 0 | 1000 sqft2 of floor space | 1000 sqft served | 20 | DEER:Indoor_CFL_Ltg | 0.47912 | 4.0246e-05 | -3.9853 | SWWH006-08 | 36.6927 | 2022 | 22.7238 | 2022 | 0 | 0 | SWWH006-08 | Com Small Gas Water Heaters - Panel Upgrade - ZEAS 2030 - Marine ¦ SDG&E ¦ Marine | Com Small Gas Water Heaters - Panel Upgrade - ZEAS 2030 - Marine | 0.22621 | 0.453 | 0.025 | CBSA 2019 | 2.9835 | 2032 | 1 | SWWH006-08
COM-WATERHEAT-FS-PU-12-ZEAS.81 | Com ¦ Com Efficient Tankless Gas Water Heater (0.87 UEF - High Draw) - Panel Upgrade - ZEAS 2030 - Marine ¦ SDG&E ¦ Marine | Com ¦ Com Efficient Tankless Gas Water Heater (0.87 UEF - High Draw) - Panel Upgrade - ZEAS 2030 - Marine | SDG&E ¦ Marine | SDG&E | All | Electric & Gas | Tankless Gas WH (0.87 UEF - High Draw) | Efficient |  | 2030 | 1 | Conventional | WaterHeat | Com - Restaurant | Com | ROB and NEW | 0 | 1000 sqft2 of floor space | 1000 sqft served | 20 | DEER:Indoor_CFL_Ltg | 20.6907 | 0.0040168 | -196.6439 | SWWH006-08 | 3437.5372 | 2022 | 2128.8682 | 2022 | 0 | 0 | SWWH006-08 | Com Small Gas Water Heaters - Panel Upgrade - ZEAS 2030 - Marine ¦ SDG&E ¦ Marine | Com Small Gas Water Heaters - Panel Upgrade - ZEAS 2030 - Marine | 0.79319 | 0.453 | 0.025 | CBSA 2019 | 147.3585 | 2032 | 1 | SWWH006-08
COM-WATERHEAT-FS-PU-12-ZEAS.82 | Com ¦ Com Efficient Tankless Gas Water Heater (0.87 UEF - High Draw) - Panel Upgrade - ZEAS 2030 - Marine ¦ SDG&E ¦ Marine | Com ¦ Com Efficient Tankless Gas Water Heater (0.87 UEF - High Draw) - Panel Upgrade - ZEAS 2030 - Marine | SDG&E ¦ Marine | SDG&E | All | Electric & Gas | Tankless Gas WH (0.87 UEF - High Draw) | Efficient |  | 2030 | 1 | Conventional | WaterHeat | Com - Retail | Com | ROB and NEW | 0 | 1000 sqft2 of floor space | 1000 sqft served | 20 | DEER:Indoor_CFL_Ltg | 0.30549 | 4.7888e-05 | -2.8822 | SWWH006-08 | 49.151 | 2022 | 30.4392 | 2022 | 0 | 0 | SWWH006-08 | Com Small Gas Water Heaters - Panel Upgrade - ZEAS 2030 - Marine ¦ SDG&E ¦ Marine | Com Small Gas Water Heaters - Panel Upgrade - ZEAS 2030 - Marine | 0.40063 | 0.453 | 0.025 | CBSA 2019 | 14.134 | 2032 | 1 | SWWH006-08
COM-WATERHEAT-FS-PU-12-ZEAS.83 | Com ¦ Com Efficient Tankless Gas Water Heater (0.87 UEF - High Draw) - Panel Upgrade - ZEAS 2030 - Marine ¦ SDG&E ¦ Marine | Com ¦ Com Efficient Tankless Gas Water Heater (0.87 UEF - High Draw) - Panel Upgrade - ZEAS 2030 - Marine | SDG&E ¦ Marine | SDG&E | All | Electric & Gas | Tankless Gas WH (0.87 UEF - High Draw) | Efficient |  | 2030 | 1 | Conventional | WaterHeat | Com - School | Com | ROB and NEW | 0 | 1000 sqft2 of floor space | 1000 sqft served | 20 | DEER:Indoor_CFL_Ltg | 1.6484 | 0.00010899 | -17.3508 | SWWH006-08 | 404.875 | 2022 | 250.7392 | 2022 | 0 | 0 | SWWH006-08 | Com Small Gas Water Heaters - Panel Upgrade - ZEAS 2030 - Marine ¦ SDG&E ¦ Marine | Com Small Gas Water Heaters - Panel Upgrade - ZEAS 2030 - Marine | 0.76922 | 0.453 | 0.025 | CBSA 2019 | 39.3706 | 2032 | 1 | SWWH006-08
COM-WATERHEAT-FS-PU-12-ZEAS.84 | Com ¦ Com Efficient Tankless Gas Water Heater (0.87 UEF - High Draw) - Panel Upgrade - ZEAS 2030 - Marine ¦ SDG&E ¦ Marine | Com ¦ Com Efficient Tankless Gas Water Heater (0.87 UEF - High Draw) - Panel Upgrade - ZEAS 2030 - Marine | SDG&E ¦ Marine | SDG&E | All | Electric & Gas | Tankless Gas WH (0.87 UEF - High Draw) | Efficient |  | 2030 | 1 | Conventional | WaterHeat | Com - Warehouse | Com | ROB and NEW | 0 | 1000 sqft2 of floor space | 1000 sqft served | 20 | DEER:Indoor_CFL_Ltg | 0.049238 | 1.6511e-06 | -0.457 | SWWH006-08 | 7.3385 | 2022 | 4.5448 | 2022 | 0 | 0 | SWWH006-08 | Com Small Gas Water Heaters - Panel Upgrade - ZEAS 2030 - Marine ¦ SDG&E ¦ Marine | Com Small Gas Water Heaters - Panel Upgrade - ZEAS 2030 - Marine | 0.1976 | 0.453 | 0.025 | CBSA 2019 | 1.9117 | 2032 | 1 | SWWH006-08
COM-WATERHEAT-FS-PU-12-ZEAS.85 | Com ¦ Com Efficient Tankless Gas Water Heater (0.87 UEF - High Draw) - Panel Upgrade - ZEAS 2030 - Hot-Dry ¦ SDG&E ¦ Hot-Dry | Com ¦ Com Efficient Tankless Gas Water Heater (0.87 UEF - High Draw) - Panel Upgrade - ZEAS 2030 - Hot-Dry | SDG&E ¦ Hot-Dry | SDG&E | All | Electric & Gas | Tankless Gas WH (0.87 UEF - High Draw) | Efficient |  | 2030 | 1 | Conventional | WaterHeat | Com - College | Com | ROB and NEW | 0 | 1000 sqft2 of floor space | 1000 sqft served | 20 | DEER:Indoor_CFL_Ltg | 0.82343 | 0.0002131 | -7.7034 | SWWH006-08 | 127.5045 | 2022 | 78.9636 | 2022 | 0 | 0 | SWWH006-08 | Com Small Gas Water Heaters - Panel Upgrade - ZEAS 2030 - Hot-Dry ¦ SDG&E ¦ Hot-Dry | Com Small Gas Water Heaters - Panel Upgrade - ZEAS 2030 - Hot-Dry | 0.74815 | 0.453 | 0.025 | CBSA 2019 | 25.3485 | 2032 | 1 | SWWH006-08
COM-WATERHEAT-FS-PU-12-ZEAS.86 | Com ¦ Com Efficient Tankless Gas Water Heater (0.87 UEF - High Draw) - Panel Upgrade - ZEAS 2030 - Hot-Dry ¦ SDG&E ¦ Hot-Dry | Com ¦ Com Efficient Tankless Gas Water Heater (0.87 UEF - High Draw) - Panel Upgrade - ZEAS 2030 - Hot-Dry | SDG&E ¦ Hot-Dry | SDG&E | All | Electric & Gas | Tankless Gas WH (0.87 UEF - High Draw) | Efficient |  | 2030 | 1 | Conventional | WaterHeat | Com - Grocery | Com | ROB and NEW | 0 | 1000 sqft2 of floor space | 1000 sqft served | 20 | DEER:Indoor_CFL_Ltg | 0 | 0 | 0 | SWWH006-08 | 101.241 | 2022 | 61.7409 | 2022 | 0 | 0 | SWWH006-08 | Com Small Gas Water Heaters - Panel Upgrade - ZEAS 2030 - Hot-Dry ¦ SDG&E ¦ Hot-Dry | Com Small Gas Water Heaters - Panel Upgrade - ZEAS 2030 - Hot-Dry | 0.59609 | 0.453 | 0.025 | CBSA 2019 | 0 | 2032 | 1 | SWWH006-08
COM-WATERHEAT-FS-PU-12-ZEAS.87 | Com ¦ Com Efficient Tankless Gas Water Heater (0.87 UEF - High Draw) - Panel Upgrade - ZEAS 2030 - Hot-Dry ¦ SDG&E ¦ Hot-Dry | Com ¦ Com Efficient Tankless Gas Water Heater (0.87 UEF - High Draw) - Panel Upgrade - ZEAS 2030 - Hot-Dry | SDG&E ¦ Hot-Dry | SDG&E | All | Electric & Gas | Tankless Gas WH (0.87 UEF - High Draw) | Efficient |  | 2030 | 1 | Conventional | WaterHeat | Com - Health | Com | ROB and NEW | 0 | 1000 sqft2 of floor space | 1000 sqft served | 20 | DEER:Indoor_CFL_Ltg | 2.3804 | 0.00028156 | -19.9046 | SWWH006-08 | 193.1273 | 2022 | 119.6038 | 2022 | 0 | 0 | SWWH006-08 | Com Small Gas Water Heaters - Panel Upgrade - ZEAS 2030 - Hot-Dry ¦ SDG&E ¦ Hot-Dry | Com Small Gas Water Heaters - Panel Upgrade - ZEAS 2030 - Hot-Dry | 0.52611 | 0.453 | 0.025 | CBSA 2019 | 56.0663 | 2032 | 1 | SWWH006-08
COM-WATERHEAT-FS-PU-12-ZEAS.88 | Com ¦ Com Efficient Tankless Gas Water Heater (0.87 UEF - High Draw) - Panel Upgrade - ZEAS 2030 - Hot-Dry ¦ SDG&E ¦ Hot-Dry | Com ¦ Com Efficient Tankless Gas Water Heater (0.87 UEF - High Draw) - Panel Upgrade - ZEAS 2030 - Hot-Dry | SDG&E ¦ Hot-Dry | SDG&E | All | Electric & Gas | Tankless Gas WH (0.87 UEF - High Draw) | Efficient |  | 2030 | 1 | Conventional | WaterHeat | Com - Lodging | Com | ROB and NEW | 0 | 1000 sqft2 of floor space | 1000 sqft served | 20 | DEER:Indoor_CFL_Ltg | 1.8267 | 0.00022732 | -14.9076 | SWWH006-08 | 121.5174 | 2022 | 75.2557 | 2022 | 0 | 0 | SWWH006-08 | Com Small Gas Water Heaters - Panel Upgrade - ZEAS 2030 - Hot-Dry ¦ SDG&E ¦ Hot-Dry | Com Small Gas Water Heaters - Panel Upgrade - ZEAS 2030 - Hot-Dry | 0.73871 | 0.453 | 0.025 | CBSA 2019 | 146.9742 | 2032 | 1 | SWWH006-08
COM-WATERHEAT-FS-PU-12-ZEAS.89 | Com ¦ Com Efficient Tankless Gas Water Heater (0.87 UEF - High Draw) - Panel Upgrade - ZEAS 2030 - Hot-Dry ¦ SDG&E ¦ Hot-Dry | Com ¦ Com Efficient Tankless Gas Water Heater (0.87 UEF - High Draw) - Panel Upgrade - ZEAS 2030 - Hot-Dry | SDG&E ¦ Hot-Dry | SDG&E | All | Electric & Gas | Tankless Gas WH (0.87 UEF - High Draw) | Efficient |  | 2030 | 1 | Conventional | WaterHeat | Com - Office (Large) | Com | ROB and NEW | 0 | 1000 sqft2 of floor space | 1000 sqft served | 20 | DEER:Indoor_CFL_Ltg | 0.23114 | 1.1531e-05 | -2.2051 | SWWH006-08 | 39.6763 | 2022 | 24.5716 | 2022 | 0 | 0 | SWWH006-08 | Com Small Gas Water Heaters - Panel Upgrade - ZEAS 2030 - Hot-Dry ¦ SDG&E ¦ Hot-Dry | Com Small Gas Water Heaters - Panel Upgrade - ZEAS 2030 - Hot-Dry | 0.46177 | 0.453 | 0.025 | CBSA 2019 | 9.8796 | 2032 | 1 | SWWH006-08
COM-WATERHEAT-FS-PU-12-ZEAS.90 | Com ¦ Com Efficient Tankless Gas Water Heater (0.87 UEF - High Draw) - Panel Upgrade - ZEAS 2030 - Hot-Dry ¦ SDG&E ¦ Hot-Dry | Com ¦ Com Efficient Tankless Gas Water Heater (0.87 UEF - High Draw) - Panel Upgrade - ZEAS 2030 - Hot-Dry | SDG&E ¦ Hot-Dry | SDG&E | All | Electric & Gas | Tankless Gas WH (0.87 UEF - High Draw) | Efficient |  | 2030 | 1 | Conventional | WaterHeat | Com - Office (Small) | Com | ROB and NEW | 0 | 1000 sqft2 of floor space | 1000 sqft served | 20 | DEER:Indoor_CFL_Ltg | 0.21148 | 1.7801e-06 | -2.0617 | SWWH006-08 | 39.6763 | 2022 | 24.5716 | 2022 | 0 | 0 | SWWH006-08 | Com Small Gas Water Heaters - Panel Upgrade - ZEAS 2030 - Hot-Dry ¦ SDG&E ¦ Hot-Dry | Com Small Gas Water Heaters - Panel Upgrade - ZEAS 2030 - Hot-Dry | 0.46177 | 0.453 | 0.025 | CBSA 2019 | 4.0718 | 2032 | 1 | SWWH006-08
COM-WATERHEAT-FS-PU-12-ZEAS.91 | Com ¦ Com Efficient Tankless Gas Water Heater (0.87 UEF - High Draw) - Panel Upgrade - ZEAS 2030 - Hot-Dry ¦ SDG&E ¦ Hot-Dry | Com ¦ Com Efficient Tankless Gas Water Heater (0.87 UEF - High Draw) - Panel Upgrade - ZEAS 2030 - Hot-Dry | SDG&E ¦ Hot-Dry | SDG&E | All | Electric & Gas | Tankless Gas WH (0.87 UEF - High Draw) | Efficient |  | 2030 | 1 | Conventional | WaterHeat | Com - Other | Com | ROB and NEW | 0 | 1000 sqft2 of floor space | 1000 sqft served | 20 | DEER:Indoor_CFL_Ltg | 2.7379 | 0.00042057 | -24.2584 | SWWH006-08 | 328.145 | 2022 | 203.2203 | 2022 | 0 | 0 | SWWH006-08 | Com Small Gas Water Heaters - Panel Upgrade - ZEAS 2030 - Hot-Dry ¦ SDG&E ¦ Hot-Dry | Com Small Gas Water Heaters - Panel Upgrade - ZEAS 2030 - Hot-Dry | 0.5433 | 0.453 | 0.025 | CBSA 2019 | 109.5884 | 2032 | 1 | SWWH006-08
COM-WATERHEAT-FS-PU-12-ZEAS.92 | Com ¦ Com Efficient Tankless Gas Water Heater (0.87 UEF - High Draw) - Panel Upgrade - ZEAS 2030 - Hot-Dry ¦ SDG&E ¦ Hot-Dry | Com ¦ Com Efficient Tankless Gas Water Heater (0.87 UEF - High Draw) - Panel Upgrade - ZEAS 2030 - Hot-Dry | SDG&E ¦ Hot-Dry | SDG&E | All | Electric & Gas | Tankless Gas WH (0.87 UEF - High Draw) | Efficient |  | 2030 | 1 | Conventional | WaterHeat | Com - Refrig. Warehouse | Com | ROB and NEW | 0 | 1000 sqft2 of floor space | 1000 sqft served | 20 | DEER:Indoor_CFL_Ltg | 0.23956 | 2e-05 | -1.9877 | SWWH006-08 | 18.3463 | 2022 | 11.3619 | 2022 | 0 | 0 | SWWH006-08 | Com Small Gas Water Heaters - Panel Upgrade - ZEAS 2030 - Hot-Dry ¦ SDG&E ¦ Hot-Dry | Com Small Gas Water Heaters - Panel Upgrade - ZEAS 2030 - Hot-Dry | 0.22621 | 0.453 | 0.025 | CBSA 2019 | 1.4881 | 2032 | 1 | SWWH006-08
COM-WATERHEAT-FS-PU-12-ZEAS.93 | Com ¦ Com Efficient Tankless Gas Water Heater (0.87 UEF - High Draw) - Panel Upgrade - ZEAS 2030 - Hot-Dry ¦ SDG&E ¦ Hot-Dry | Com ¦ Com Efficient Tankless Gas Water Heater (0.87 UEF - High Draw) - Panel Upgrade - ZEAS 2030 - Hot-Dry | SDG&E ¦ Hot-Dry | SDG&E | All | Electric & Gas | Tankless Gas WH (0.87 UEF - High Draw) | Efficient |  | 2030 | 1 | Conventional | WaterHeat | Com - Restaurant | Com | ROB and NEW | 0 | 1000 sqft2 of floor space | 1000 sqft served | 20 | DEER:Indoor_CFL_Ltg | 10.3013 | 0.0019971 | -98.1121 | SWWH006-08 | 1718.7686 | 2022 | 1064.4341 | 2022 | 0 | 0 | SWWH006-08 | Com Small Gas Water Heaters - Panel Upgrade - ZEAS 2030 - Hot-Dry ¦ SDG&E ¦ Hot-Dry | Com Small Gas Water Heaters - Panel Upgrade - ZEAS 2030 - Hot-Dry | 0.79319 | 0.453 | 0.025 | CBSA 2019 | 73.5224 | 2032 | 1 | SWWH006-08
COM-WATERHEAT-FS-PU-12-ZEAS.94 | Com ¦ Com Efficient Tankless Gas Water Heater (0.87 UEF - High Draw) - Panel Upgrade - ZEAS 2030 - Hot-Dry ¦ SDG&E ¦ Hot-Dry | Com ¦ Com Efficient Tankless Gas Water Heater (0.87 UEF - High Draw) - Panel Upgrade - ZEAS 2030 - Hot-Dry | SDG&E ¦ Hot-Dry | SDG&E | All | Electric & Gas | Tankless Gas WH (0.87 UEF - High Draw) | Efficient |  | 2030 | 1 | Conventional | WaterHeat | Com - Retail | Com | ROB and NEW | 0 | 1000 sqft2 of floor space | 1000 sqft served | 20 | DEER:Indoor_CFL_Ltg | 0.15242 | 2.3839e-05 | -1.4408 | SWWH006-08 | 24.5755 | 2022 | 15.2196 | 2022 | 0 | 0 | SWWH006-08 | Com Small Gas Water Heaters - Panel Upgrade - ZEAS 2030 - Hot-Dry ¦ SDG&E ¦ Hot-Dry | Com Small Gas Water Heaters - Panel Upgrade - ZEAS 2030 - Hot-Dry | 0.40063 | 0.453 | 0.025 | CBSA 2019 | 7.0657 | 2032 | 1 | SWWH006-08
COM-WATERHEAT-FS-PU-12-ZEAS.95 | Com ¦ Com Efficient Tankless Gas Water Heater (0.87 UEF - High Draw) - Panel Upgrade - ZEAS 2030 - Hot-Dry ¦ SDG&E ¦ Hot-Dry | Com ¦ Com Efficient Tankless Gas Water Heater (0.87 UEF - High Draw) - Panel Upgrade - ZEAS 2030 - Hot-Dry | SDG&E ¦ Hot-Dry | SDG&E | All | Electric & Gas | Tankless Gas WH (0.87 UEF - High Draw) | Efficient |  | 2030 | 1 | Conventional | WaterHeat | Com - School | Com | ROB and NEW | 0 | 1000 sqft2 of floor space | 1000 sqft served | 20 | DEER:Indoor_CFL_Ltg | 0.81876 | 5.4493e-05 | -8.6483 | SWWH006-08 | 202.4375 | 2022 | 125.3696 | 2022 | 0 | 0 | SWWH006-08 | Com Small Gas Water Heaters - Panel Upgrade - ZEAS 2030 - Hot-Dry ¦ SDG&E ¦ Hot-Dry | Com Small Gas Water Heaters - Panel Upgrade - ZEAS 2030 - Hot-Dry | 0.76922 | 0.453 | 0.025 | CBSA 2019 | 19.6243 | 2032 | 1 | SWWH006-08
COM-WATERHEAT-FS-PU-12-ZEAS.96 | Com ¦ Com Efficient Tankless Gas Water Heater (0.87 UEF - High Draw) - Panel Upgrade - ZEAS 2030 - Hot-Dry ¦ SDG&E ¦ Hot-Dry | Com ¦ Com Efficient Tankless Gas Water Heater (0.87 UEF - High Draw) - Panel Upgrade - ZEAS 2030 - Hot-Dry | SDG&E ¦ Hot-Dry | SDG&E | All | Electric & Gas | Tankless Gas WH (0.87 UEF - High Draw) | Efficient |  | 2030 | 1 | Conventional | WaterHeat | Com - Warehouse | Com | ROB and NEW | 0 | 1000 sqft2 of floor space | 1000 sqft served | 20 | DEER:Indoor_CFL_Ltg | 0.02457 | 8.2064e-07 | -0.2285 | SWWH006-08 | 3.6693 | 2022 | 2.2724 | 2022 | 0 | 0 | SWWH006-08 | Com Small Gas Water Heaters - Panel Upgrade - ZEAS 2030 - Hot-Dry ¦ SDG&E ¦ Hot-Dry | Com Small Gas Water Heaters - Panel Upgrade - ZEAS 2030 - Hot-Dry | 0.1976 | 0.453 | 0.025 | CBSA 2019 | 0.95588 | 2032 | 1 | SWWH006-08
COM-WATERHEAT-FS-PU-13-ZEAS.1 | Com ¦ Com Heat Pump Water Heater (3.30 UEF - 50 Gal) - Fuel Sub - Panel Upgrade - ZEAS 2030 - Marine ¦ PG&E ¦ Marine | Com ¦ Com Heat Pump Water Heater (3.30 UEF - 50 Gal) - Fuel Sub - Panel Upgrade - ZEAS 2030 - Marine | PG&E ¦ Marine | PG&E | All | Electric & Gas | HPWH (3.30 UEF - 50 Gal) | Efficient |  |  | 1 | Conventional | WaterHeat | Com - College | Com | ROB Only | 1 | 1000 sqft2 of floor space | 1000 sqft served | 13 | DEER:Indoor_CFL_Ltg | 642.6546 | 0 | -67.0699 | SWWH027-05 | 183.7249 | 2024 | 102.5529 | 2024 | 356.4084 | -19.7458 | SWWH027-05 | Com Small Gas Water Heaters - Panel Upgrade - ZEAS 2030 - Marine ¦ PG&E ¦ Marine | Com Small Gas Water Heaters - Panel Upgrade - ZEAS 2030 - Marine | 0.74815 | 0.453 | 0 | CBSA 2019 | 172.7212 | 2032 | 1 | SWWH027-05
COM-WATERHEAT-FS-PU-13-ZEAS.2 | Com ¦ Com Heat Pump Water Heater (3.30 UEF - 50 Gal) - Fuel Sub - Panel Upgrade - ZEAS 2030 - Marine ¦ PG&E ¦ Marine | Com ¦ Com Heat Pump Water Heater (3.30 UEF - 50 Gal) - Fuel Sub - Panel Upgrade - ZEAS 2030 - Marine | PG&E ¦ Marine | PG&E | All | Electric & Gas | HPWH (3.30 UEF - 50 Gal) | Efficient |  |  | 1 | Conventional | WaterHeat | Com - Grocery | Com | ROB Only | 1 | 1000 sqft2 of floor space | 1000 sqft served | 13 | DEER:Indoor_CFL_Ltg | 0 | 0 | 0 | SWWH027-05 | 101.241 | 2024 | 61.7409 | 2024 | 302.9974 | -16.3851 | SWWH027-05 | Com Small Gas Water Heaters - Panel Upgrade - ZEAS 2030 - Marine ¦ PG&E ¦ Marine | Com Small Gas Water Heaters - Panel Upgrade - ZEAS 2030 - Marine | 0.59609 | 0.453 | 0 | CBSA 2019 | 0 | 2032 | 1 | SWWH027-05
COM-WATERHEAT-FS-PU-13-ZEAS.3 | Com ¦ Com Heat Pump Water Heater (3.30 UEF - 50 Gal) - Fuel Sub - Panel Upgrade - ZEAS 2030 - Marine ¦ PG&E ¦ Marine | Com ¦ Com Heat Pump Water Heater (3.30 UEF - 50 Gal) - Fuel Sub - Panel Upgrade - ZEAS 2030 - Marine | PG&E ¦ Marine | PG&E | All | Electric & Gas | HPWH (3.30 UEF - 50 Gal) | Efficient |  |  | 1 | Conventional | WaterHeat | Com - Health | Com | ROB Only | 1 | 1000 sqft2 of floor space | 1000 sqft served | 13 | DEER:Indoor_CFL_Ltg | 1794.435 | 0 | -189.4886 | SWWH027-05 | 278.2827 | 2024 | 155.3338 | 2024 | 521.273 | -29.9084 | SWWH027-05 | Com Small Gas Water Heaters - Panel Upgrade - ZEAS 2030 - Marine ¦ PG&E ¦ Marine | Com Small Gas Water Heaters - Panel Upgrade - ZEAS 2030 - Marine | 0.52611 | 0.453 | 0 | CBSA 2019 | 417.8042 | 2032 | 1 | SWWH027-05
COM-WATERHEAT-FS-PU-13-ZEAS.4 | Com ¦ Com Heat Pump Water Heater (3.30 UEF - 50 Gal) - Fuel Sub - Panel Upgrade - ZEAS 2030 - Marine ¦ PG&E ¦ Marine | Com ¦ Com Heat Pump Water Heater (3.30 UEF - 50 Gal) - Fuel Sub - Panel Upgrade - ZEAS 2030 - Marine | PG&E ¦ Marine | PG&E | All | Electric & Gas | HPWH (3.30 UEF - 50 Gal) | Efficient |  |  | 1 | Conventional | WaterHeat | Com - Lodging | Com | ROB Only | 1 | 1000 sqft2 of floor space | 1000 sqft served | 13 | DEER:Indoor_CFL_Ltg | 1404.8776 | 0 | -145.1426 | SWWH027-05 | 175.0978 | 2024 | 97.7373 | 2024 | 323.7383 | -18.8186 | SWWH027-05 | Com Small Gas Water Heaters - Panel Upgrade - ZEAS 2030 - Marine ¦ PG&E ¦ Marine | Com Small Gas Water Heaters - Panel Upgrade - ZEAS 2030 - Marine | 0.73871 | 0.453 | 0 | CBSA 2019 | 1212.2447 | 2032 | 1 | SWWH027-05
COM-WATERHEAT-FS-PU-13-ZEAS.5 | Com ¦ Com Heat Pump Water Heater (3.30 UEF - 50 Gal) - Fuel Sub - Panel Upgrade - ZEAS 2030 - Marine ¦ PG&E ¦ Marine | Com ¦ Com Heat Pump Water Heater (3.30 UEF - 50 Gal) - Fuel Sub - Panel Upgrade - ZEAS 2030 - Marine | PG&E ¦ Marine | PG&E | All | Electric & Gas | HPWH (3.30 UEF - 50 Gal) | Efficient |  |  | 1 | Conventional | WaterHeat | Com - Office (Large) | Com | ROB Only | 1 | 1000 sqft2 of floor space | 1000 sqft served | 13 | DEER:Indoor_CFL_Ltg | 179.1509 | 0 | -18.8775 | SWWH027-05 | 57.1708 | 2024 | 31.912 | 2024 | 113.624 | -6.1444 | SWWH027-05 | Com Small Gas Water Heaters - Panel Upgrade - ZEAS 2030 - Marine ¦ PG&E ¦ Marine | Com Small Gas Water Heaters - Panel Upgrade - ZEAS 2030 - Marine | 0.46177 | 0.453 | 0 | CBSA 2019 | 66.9561 | 2032 | 1 | SWWH027-05
COM-WATERHEAT-FS-PU-13-ZEAS.6 | Com ¦ Com Heat Pump Water Heater (3.30 UEF - 50 Gal) - Fuel Sub - Panel Upgrade - ZEAS 2030 - Marine ¦ PG&E ¦ Marine | Com ¦ Com Heat Pump Water Heater (3.30 UEF - 50 Gal) - Fuel Sub - Panel Upgrade - ZEAS 2030 - Marine | PG&E ¦ Marine | PG&E | All | Electric & Gas | HPWH (3.30 UEF - 50 Gal) | Efficient |  |  | 1 | Conventional | WaterHeat | Com - Office (Small) | Com | ROB Only | 1 | 1000 sqft2 of floor space | 1000 sqft served | 13 | DEER:Indoor_CFL_Ltg | 166.3808 | 0 | -17.4709 | SWWH027-05 | 57.1708 | 2024 | 31.912 | 2024 | 113.624 | -6.1444 | SWWH027-05 | Com Small Gas Water Heaters - Panel Upgrade - ZEAS 2030 - Marine ¦ PG&E ¦ Marine | Com Small Gas Water Heaters - Panel Upgrade - ZEAS 2030 - Marine | 0.46177 | 0.453 | 0 | CBSA 2019 | 26.9585 | 2032 | 1 | SWWH027-05
COM-WATERHEAT-FS-PU-13-ZEAS.7 | Com ¦ Com Heat Pump Water Heater (3.30 UEF - 50 Gal) - Fuel Sub - Panel Upgrade - ZEAS 2030 - Marine ¦ PG&E ¦ Marine | Com ¦ Com Heat Pump Water Heater (3.30 UEF - 50 Gal) - Fuel Sub - Panel Upgrade - ZEAS 2030 - Marine | PG&E ¦ Marine | PG&E | All | Electric & Gas | HPWH (3.30 UEF - 50 Gal) | Efficient |  |  | 1 | Conventional | WaterHeat | Com - Other | Com | ROB Only | 1 | 1000 sqft2 of floor space | 1000 sqft served | 13 | DEER:Indoor_CFL_Ltg | 2142.9192 | 0 | -220.4145 | SWWH027-05 | 472.8336 | 2024 | 263.9296 | 2024 | 939.7326 | -50.8178 | SWWH027-05 | Com Small Gas Water Heaters - Panel Upgrade - ZEAS 2030 - Marine ¦ PG&E ¦ Marine | Com Small Gas Water Heaters - Panel Upgrade - ZEAS 2030 - Marine | 0.5433 | 0.453 | 0 | CBSA 2019 | 761.8486 | 2032 | 1 | SWWH027-05
COM-WATERHEAT-FS-PU-13-ZEAS.8 | Com ¦ Com Heat Pump Water Heater (3.30 UEF - 50 Gal) - Fuel Sub - Panel Upgrade - ZEAS 2030 - Marine ¦ PG&E ¦ Marine | Com ¦ Com Heat Pump Water Heater (3.30 UEF - 50 Gal) - Fuel Sub - Panel Upgrade - ZEAS 2030 - Marine | PG&E ¦ Marine | PG&E | All | Electric & Gas | HPWH (3.30 UEF - 50 Gal) | Efficient |  |  | 1 | Conventional | WaterHeat | Com - Refrig. Warehouse | Com | ROB Only | 1 | 1000 sqft2 of floor space | 1000 sqft served | 13 | DEER:Indoor_CFL_Ltg | 178.0019 | 0 | -18.9983 | SWWH027-05 | 26.4358 | 2024 | 14.7561 | 2024 | 52.5397 | -2.8412 | SWWH027-05 | Com Small Gas Water Heaters - Panel Upgrade - ZEAS 2030 - Marine ¦ PG&E ¦ Marine | Com Small Gas Water Heaters - Panel Upgrade - ZEAS 2030 - Marine | 0.22621 | 0.453 | 0 | CBSA 2019 | 11.0831 | 2032 | 1 | SWWH027-05
COM-WATERHEAT-FS-PU-13-ZEAS.9 | Com ¦ Com Heat Pump Water Heater (3.30 UEF - 50 Gal) - Fuel Sub - Panel Upgrade - ZEAS 2030 - Marine ¦ PG&E ¦ Marine | Com ¦ Com Heat Pump Water Heater (3.30 UEF - 50 Gal) - Fuel Sub - Panel Upgrade - ZEAS 2030 - Marine | PG&E ¦ Marine | PG&E | All | Electric & Gas | HPWH (3.30 UEF - 50 Gal) | Efficient |  |  | 1 | Conventional | WaterHeat | Com - Restaurant | Com | ROB Only | 1 | 1000 sqft2 of floor space | 1000 sqft served | 13 | DEER:Indoor_CFL_Ltg | 7787.1316 | 0 | -845.4464 | SWWH027-05 | 2476.623 | 2024 | 1382.4189 | 2024 | 3715.192 | -266.1751 | SWWH027-05 | Com Small Gas Water Heaters - Panel Upgrade - ZEAS 2030 - Marine ¦ PG&E ¦ Marine | Com Small Gas Water Heaters - Panel Upgrade - ZEAS 2030 - Marine | 0.79319 | 0.453 | 0 | CBSA 2019 | 496.7453 | 2032 | 1 | SWWH027-05
COM-WATERHEAT-FS-PU-13-ZEAS.10 | Com ¦ Com Heat Pump Water Heater (3.30 UEF - 50 Gal) - Fuel Sub - Panel Upgrade - ZEAS 2030 - Marine ¦ PG&E ¦ Marine | Com ¦ Com Heat Pump Water Heater (3.30 UEF - 50 Gal) - Fuel Sub - Panel Upgrade - ZEAS 2030 - Marine | PG&E ¦ Marine | PG&E | All | Electric & Gas | HPWH (3.30 UEF - 50 Gal) | Efficient |  |  | 1 | Conventional | WaterHeat | Com - Retail | Com | ROB Only | 1 | 1000 sqft2 of floor space | 1000 sqft served | 13 | DEER:Indoor_CFL_Ltg | 121.0132 | 0 | -12.4564 | SWWH027-05 | 35.4115 | 2024 | 19.7663 | 2024 | 35.4192 | -3.8059 | SWWH027-05 | Com Small Gas Water Heaters - Panel Upgrade - ZEAS 2030 - Marine ¦ PG&E ¦ Marine | Com Small Gas Water Heaters - Panel Upgrade - ZEAS 2030 - Marine | 0.40063 | 0.453 | 0 | CBSA 2019 | 19.0345 | 2032 | 1 | SWWH027-05
COM-WATERHEAT-FS-PU-13-ZEAS.11 | Com ¦ Com Heat Pump Water Heater (3.30 UEF - 50 Gal) - Fuel Sub - Panel Upgrade - ZEAS 2030 - Marine ¦ PG&E ¦ Marine | Com ¦ Com Heat Pump Water Heater (3.30 UEF - 50 Gal) - Fuel Sub - Panel Upgrade - ZEAS 2030 - Marine | PG&E ¦ Marine | PG&E | All | Electric & Gas | HPWH (3.30 UEF - 50 Gal) | Efficient |  |  | 1 | Conventional | WaterHeat | Com - School | Com | ROB Only | 1 | 1000 sqft2 of floor space | 1000 sqft served | 13 | DEER:Indoor_CFL_Ltg | 640.0696 | 0 | -68.9729 | SWWH027-05 | 291.698 | 2024 | 162.822 | 2024 | 543.0634 | -31.3502 | SWWH027-05 | Com Small Gas Water Heaters - Panel Upgrade - ZEAS 2030 - Marine ¦ PG&E ¦ Marine | Com Small Gas Water Heaters - Panel Upgrade - ZEAS 2030 - Marine | 0.76922 | 0.453 | 0 | CBSA 2019 | 52.2002 | 2032 | 1 | SWWH027-05
COM-WATERHEAT-FS-PU-13-ZEAS.12 | Com ¦ Com Heat Pump Water Heater (3.30 UEF - 50 Gal) - Fuel Sub - Panel Upgrade - ZEAS 2030 - Marine ¦ PG&E ¦ Marine | Com ¦ Com Heat Pump Water Heater (3.30 UEF - 50 Gal) - Fuel Sub - Panel Upgrade - ZEAS 2030 - Marine | PG&E ¦ Marine | PG&E | All | Electric & Gas | HPWH (3.30 UEF - 50 Gal) | Efficient |  |  | 1 | Conventional | WaterHeat | Com - Warehouse | Com | ROB Only | 1 | 1000 sqft2 of floor space | 1000 sqft served | 13 | DEER:Indoor_CFL_Ltg | 19.5118 | 0 | -2.0025 | SWWH027-05 | 5.2872 | 2024 | 2.9512 | 2024 | 10.5079 | -0.56824 | SWWH027-05 | Com Small Gas Water Heaters - Panel Upgrade - ZEAS 2030 - Marine ¦ PG&E ¦ Marine | Com Small Gas Water Heaters - Panel Upgrade - ZEAS 2030 - Marine | 0.1976 | 0.453 | 0 | CBSA 2019 | 2.5934 | 2032 | 1 | SWWH027-05
COM-WATERHEAT-FS-PU-13-ZEAS.13 | Com ¦ Com Heat Pump Water Heater (3.30 UEF - 50 Gal) - Fuel Sub - Panel Upgrade - ZEAS 2030 - Hot-Dry ¦ PG&E ¦ Hot-Dry | Com ¦ Com Heat Pump Water Heater (3.30 UEF - 50 Gal) - Fuel Sub - Panel Upgrade - ZEAS 2030 - Hot-Dry | PG&E ¦ Hot-Dry | PG&E | All | Electric & Gas | HPWH (3.30 UEF - 50 Gal) | Efficient |  |  | 1 | Conventional | WaterHeat | Com - College | Com | ROB Only | 1 | 1000 sqft2 of floor space | 1000 sqft served | 13 | DEER:Indoor_CFL_Ltg | 619.9931 | 0 | -64.1714 | SWWH027-05 | 183.7249 | 2024 | 102.5529 | 2024 | 356.4084 | -19.7458 | SWWH027-05 | Com Small Gas Water Heaters - Panel Upgrade - ZEAS 2030 - Hot-Dry ¦ PG&E ¦ Hot-Dry | Com Small Gas Water Heaters - Panel Upgrade - ZEAS 2030 - Hot-Dry | 0.74815 | 0.453 | 0 | CBSA 2019 | 164.8709 | 2032 | 1 | SWWH027-05
COM-WATERHEAT-FS-PU-13-ZEAS.14 | Com ¦ Com Heat Pump Water Heater (3.30 UEF - 50 Gal) - Fuel Sub - Panel Upgrade - ZEAS 2030 - Hot-Dry ¦ PG&E ¦ Hot-Dry | Com ¦ Com Heat Pump Water Heater (3.30 UEF - 50 Gal) - Fuel Sub - Panel Upgrade - ZEAS 2030 - Hot-Dry | PG&E ¦ Hot-Dry | PG&E | All | Electric & Gas | HPWH (3.30 UEF - 50 Gal) | Efficient |  |  | 1 | Conventional | WaterHeat | Com - Grocery | Com | ROB Only | 1 | 1000 sqft2 of floor space | 1000 sqft served | 13 | DEER:Indoor_CFL_Ltg | 0 | 0 | 0 | SWWH027-05 | 101.241 | 2024 | 61.7409 | 2024 | 302.9974 | -16.3851 | SWWH027-05 | Com Small Gas Water Heaters - Panel Upgrade - ZEAS 2030 - Hot-Dry ¦ PG&E ¦ Hot-Dry | Com Small Gas Water Heaters - Panel Upgrade - ZEAS 2030 - Hot-Dry | 0.59609 | 0.453 | 0 | CBSA 2019 | 0 | 2032 | 1 | SWWH027-05
COM-WATERHEAT-FS-PU-13-ZEAS.15 | Com ¦ Com Heat Pump Water Heater (3.30 UEF - 50 Gal) - Fuel Sub - Panel Upgrade - ZEAS 2030 - Hot-Dry ¦ PG&E ¦ Hot-Dry | Com ¦ Com Heat Pump Water Heater (3.30 UEF - 50 Gal) - Fuel Sub - Panel Upgrade - ZEAS 2030 - Hot-Dry | PG&E ¦ Hot-Dry | PG&E | All | Electric & Gas | HPWH (3.30 UEF - 50 Gal) | Efficient |  |  | 1 | Conventional | WaterHeat | Com - Health | Com | ROB Only | 1 | 1000 sqft2 of floor space | 1000 sqft served | 13 | DEER:Indoor_CFL_Ltg | 1727.5494 | 0 | -180.4801 | SWWH027-05 | 278.2827 | 2024 | 155.3338 | 2024 | 521.273 | -29.9084 | SWWH027-05 | Com Small Gas Water Heaters - Panel Upgrade - ZEAS 2030 - Hot-Dry ¦ PG&E ¦ Hot-Dry | Com Small Gas Water Heaters - Panel Upgrade - ZEAS 2030 - Hot-Dry | 0.52611 | 0.453 | 0 | CBSA 2019 | 396.7355 | 2032 | 1 | SWWH027-05
COM-WATERHEAT-FS-PU-13-ZEAS.16 | Com ¦ Com Heat Pump Water Heater (3.30 UEF - 50 Gal) - Fuel Sub - Panel Upgrade - ZEAS 2030 - Hot-Dry ¦ PG&E ¦ Hot-Dry | Com ¦ Com Heat Pump Water Heater (3.30 UEF - 50 Gal) - Fuel Sub - Panel Upgrade - ZEAS 2030 - Hot-Dry | PG&E ¦ Hot-Dry | PG&E | All | Electric & Gas | HPWH (3.30 UEF - 50 Gal) | Efficient |  |  | 1 | Conventional | WaterHeat | Com - Lodging | Com | ROB Only | 1 | 1000 sqft2 of floor space | 1000 sqft served | 13 | DEER:Indoor_CFL_Ltg | 1349.2253 | 0 | -137.894 | SWWH027-05 | 175.0978 | 2024 | 97.7373 | 2024 | 323.7383 | -18.8186 | SWWH027-05 | Com Small Gas Water Heaters - Panel Upgrade - ZEAS 2030 - Hot-Dry ¦ PG&E ¦ Hot-Dry | Com Small Gas Water Heaters - Panel Upgrade - ZEAS 2030 - Hot-Dry | 0.73871 | 0.453 | 0 | CBSA 2019 | 1149.4164 | 2032 | 1 | SWWH027-05
COM-WATERHEAT-FS-PU-13-ZEAS.17 | Com ¦ Com Heat Pump Water Heater (3.30 UEF - 50 Gal) - Fuel Sub - Panel Upgrade - ZEAS 2030 - Hot-Dry ¦ PG&E ¦ Hot-Dry | Com ¦ Com Heat Pump Water Heater (3.30 UEF - 50 Gal) - Fuel Sub - Panel Upgrade - ZEAS 2030 - Hot-Dry | PG&E ¦ Hot-Dry | PG&E | All | Electric & Gas | HPWH (3.30 UEF - 50 Gal) | Efficient |  |  | 1 | Conventional | WaterHeat | Com - Office (Large) | Com | ROB Only | 1 | 1000 sqft2 of floor space | 1000 sqft served | 13 | DEER:Indoor_CFL_Ltg | 173.4136 | 0 | -18.0261 | SWWH027-05 | 57.1708 | 2024 | 31.912 | 2024 | 113.624 | -6.1444 | SWWH027-05 | Com Small Gas Water Heaters - Panel Upgrade - ZEAS 2030 - Hot-Dry ¦ PG&E ¦ Hot-Dry | Com Small Gas Water Heaters - Panel Upgrade - ZEAS 2030 - Hot-Dry | 0.46177 | 0.453 | 0 | CBSA 2019 | 63.7036 | 2032 | 1 | SWWH027-05
COM-WATERHEAT-FS-PU-13-ZEAS.18 | Com ¦ Com Heat Pump Water Heater (3.30 UEF - 50 Gal) - Fuel Sub - Panel Upgrade - ZEAS 2030 - Hot-Dry ¦ PG&E ¦ Hot-Dry | Com ¦ Com Heat Pump Water Heater (3.30 UEF - 50 Gal) - Fuel Sub - Panel Upgrade - ZEAS 2030 - Hot-Dry | PG&E ¦ Hot-Dry | PG&E | All | Electric & Gas | HPWH (3.30 UEF - 50 Gal) | Efficient |  |  | 1 | Conventional | WaterHeat | Com - Office (Small) | Com | ROB Only | 1 | 1000 sqft2 of floor space | 1000 sqft served | 13 | DEER:Indoor_CFL_Ltg | 161.0137 | 0 | -16.6196 | SWWH027-05 | 57.1708 | 2024 | 31.912 | 2024 | 113.624 | -6.1444 | SWWH027-05 | Com Small Gas Water Heaters - Panel Upgrade - ZEAS 2030 - Hot-Dry ¦ PG&E ¦ Hot-Dry | Com Small Gas Water Heaters - Panel Upgrade - ZEAS 2030 - Hot-Dry | 0.46177 | 0.453 | 0 | CBSA 2019 | 25.5192 | 2032 | 1 | SWWH027-05
COM-WATERHEAT-FS-PU-13-ZEAS.19 | Com ¦ Com Heat Pump Water Heater (3.30 UEF - 50 Gal) - Fuel Sub - Panel Upgrade - ZEAS 2030 - Hot-Dry ¦ PG&E ¦ Hot-Dry | Com ¦ Com Heat Pump Water Heater (3.30 UEF - 50 Gal) - Fuel Sub - Panel Upgrade - ZEAS 2030 - Hot-Dry | PG&E ¦ Hot-Dry | PG&E | All | Electric & Gas | HPWH (3.30 UEF - 50 Gal) | Efficient |  |  | 1 | Conventional | WaterHeat | Com - Other | Com | ROB Only | 1 | 1000 sqft2 of floor space | 1000 sqft served | 13 | DEER:Indoor_CFL_Ltg | 2081.6929 | 0 | -209.6999 | SWWH027-05 | 472.8336 | 2024 | 263.9296 | 2024 | 939.7326 | -50.8178 | SWWH027-05 | Com Small Gas Water Heaters - Panel Upgrade - ZEAS 2030 - Hot-Dry ¦ PG&E ¦ Hot-Dry | Com Small Gas Water Heaters - Panel Upgrade - ZEAS 2030 - Hot-Dry | 0.5433 | 0.453 | 0 | CBSA 2019 | 720.0723 | 2032 | 1 | SWWH027-05
COM-WATERHEAT-FS-PU-13-ZEAS.20 | Com ¦ Com Heat Pump Water Heater (3.30 UEF - 50 Gal) - Fuel Sub - Panel Upgrade - ZEAS 2030 - Hot-Dry ¦ PG&E ¦ Hot-Dry | Com ¦ Com Heat Pump Water Heater (3.30 UEF - 50 Gal) - Fuel Sub - Panel Upgrade - ZEAS 2030 - Hot-Dry | PG&E ¦ Hot-Dry | PG&E | All | Electric & Gas | HPWH (3.30 UEF - 50 Gal) | Efficient |  |  | 1 | Conventional | WaterHeat | Com - Refrig. Warehouse | Com | ROB Only | 1 | 1000 sqft2 of floor space | 1000 sqft served | 13 | DEER:Indoor_CFL_Ltg | 172.0115 | 0 | -18.1425 | SWWH027-05 | 26.4358 | 2024 | 14.7561 | 2024 | 52.5397 | -2.8412 | SWWH027-05 | Com Small Gas Water Heaters - Panel Upgrade - ZEAS 2030 - Hot-Dry ¦ PG&E ¦ Hot-Dry | Com Small Gas Water Heaters - Panel Upgrade - ZEAS 2030 - Hot-Dry | 0.22621 | 0.453 | 0 | CBSA 2019 | 10.5477 | 2032 | 1 | SWWH027-05
COM-WATERHEAT-FS-PU-13-ZEAS.21 | Com ¦ Com Heat Pump Water Heater (3.30 UEF - 50 Gal) - Fuel Sub - Panel Upgrade - ZEAS 2030 - Hot-Dry ¦ PG&E ¦ Hot-Dry | Com ¦ Com Heat Pump Water Heater (3.30 UEF - 50 Gal) - Fuel Sub - Panel Upgrade - ZEAS 2030 - Hot-Dry | PG&E ¦ Hot-Dry | PG&E | All | Electric & Gas | HPWH (3.30 UEF - 50 Gal) | Efficient |  |  | 1 | Conventional | WaterHeat | Com - Restaurant | Com | ROB Only | 1 | 1000 sqft2 of floor space | 1000 sqft served | 13 | DEER:Indoor_CFL_Ltg | 7499.924 | 0 | -805.3598 | SWWH027-05 | 2476.623 | 2024 | 1382.4189 | 2024 | 3715.192 | -266.1751 | SWWH027-05 | Com Small Gas Water Heaters - Panel Upgrade - ZEAS 2030 - Hot-Dry ¦ PG&E ¦ Hot-Dry | Com Small Gas Water Heaters - Panel Upgrade - ZEAS 2030 - Hot-Dry | 0.79319 | 0.453 | 0 | CBSA 2019 | 471.7347 | 2032 | 1 | SWWH027-05
COM-WATERHEAT-FS-PU-13-ZEAS.22 | Com ¦ Com Heat Pump Water Heater (3.30 UEF - 50 Gal) - Fuel Sub - Panel Upgrade - ZEAS 2030 - Hot-Dry ¦ PG&E ¦ Hot-Dry | Com ¦ Com Heat Pump Water Heater (3.30 UEF - 50 Gal) - Fuel Sub - Panel Upgrade - ZEAS 2030 - Hot-Dry | PG&E ¦ Hot-Dry | PG&E | All | Electric & Gas | HPWH (3.30 UEF - 50 Gal) | Efficient |  |  | 1 | Conventional | WaterHeat | Com - Retail | Com | ROB Only | 1 | 1000 sqft2 of floor space | 1000 sqft served | 13 | DEER:Indoor_CFL_Ltg | 116.3293 | 0 | -11.8499 | SWWH027-05 | 35.4115 | 2024 | 19.7663 | 2024 | 35.4192 | -3.8059 | SWWH027-05 | Com Small Gas Water Heaters - Panel Upgrade - ZEAS 2030 - Hot-Dry ¦ PG&E ¦ Hot-Dry | Com Small Gas Water Heaters - Panel Upgrade - ZEAS 2030 - Hot-Dry | 0.40063 | 0.453 | 0 | CBSA 2019 | 17.6832 | 2032 | 1 | SWWH027-05
COM-WATERHEAT-FS-PU-13-ZEAS.23 | Com ¦ Com Heat Pump Water Heater (3.30 UEF - 50 Gal) - Fuel Sub - Panel Upgrade - ZEAS 2030 - Hot-Dry ¦ PG&E ¦ Hot-Dry | Com ¦ Com Heat Pump Water Heater (3.30 UEF - 50 Gal) - Fuel Sub - Panel Upgrade - ZEAS 2030 - Hot-Dry | PG&E ¦ Hot-Dry | PG&E | All | Electric & Gas | HPWH (3.30 UEF - 50 Gal) | Efficient |  |  | 1 | Conventional | WaterHeat | Com - School | Com | ROB Only | 1 | 1000 sqft2 of floor space | 1000 sqft served | 13 | DEER:Indoor_CFL_Ltg | 619.7028 | 0 | -66.0592 | SWWH027-05 | 291.698 | 2024 | 162.822 | 2024 | 543.0634 | -31.3502 | SWWH027-05 | Com Small Gas Water Heaters - Panel Upgrade - ZEAS 2030 - Hot-Dry ¦ PG&E ¦ Hot-Dry | Com Small Gas Water Heaters - Panel Upgrade - ZEAS 2030 - Hot-Dry | 0.76922 | 0.453 | 0 | CBSA 2019 | 48.8965 | 2032 | 1 | SWWH027-05
COM-WATERHEAT-FS-PU-13-ZEAS.24 | Com ¦ Com Heat Pump Water Heater (3.30 UEF - 50 Gal) - Fuel Sub - Panel Upgrade - ZEAS 2030 - Hot-Dry ¦ PG&E ¦ Hot-Dry | Com ¦ Com Heat Pump Water Heater (3.30 UEF - 50 Gal) - Fuel Sub - Panel Upgrade - ZEAS 2030 - Hot-Dry | PG&E ¦ Hot-Dry | PG&E | All | Electric & Gas | HPWH (3.30 UEF - 50 Gal) | Efficient |  |  | 1 | Conventional | WaterHeat | Com - Warehouse | Com | ROB Only | 1 | 1000 sqft2 of floor space | 1000 sqft served | 13 | DEER:Indoor_CFL_Ltg | 18.656 | 0 | -1.8998 | SWWH027-05 | 5.2872 | 2024 | 2.9512 | 2024 | 10.5079 | -0.56824 | SWWH027-05 | Com Small Gas Water Heaters - Panel Upgrade - ZEAS 2030 - Hot-Dry ¦ PG&E ¦ Hot-Dry | Com Small Gas Water Heaters - Panel Upgrade - ZEAS 2030 - Hot-Dry | 0.1976 | 0.453 | 0 | CBSA 2019 | 2.417 | 2032 | 1 | SWWH027-05
COM-WATERHEAT-FS-PU-13-ZEAS.25 | Com ¦ Com Heat Pump Water Heater (3.30 UEF - 50 Gal) - Fuel Sub - Panel Upgrade - ZEAS 2030 - Cold ¦ PG&E ¦ Cold | Com ¦ Com Heat Pump Water Heater (3.30 UEF - 50 Gal) - Fuel Sub - Panel Upgrade - ZEAS 2030 - Cold | PG&E ¦ Cold | PG&E | All | Electric & Gas | HPWH (3.30 UEF - 50 Gal) | Efficient |  |  | 1 | Conventional | WaterHeat | Com - College | Com | ROB Only | 1 | 1000 sqft2 of floor space | 1000 sqft served | 13 | DEER:Indoor_CFL_Ltg | 1527.4373 | 0 | -143.1668 | SWWH027-05 | 367.4498 | 2024 | 205.1057 | 2024 | 356.4084 | -19.7458 | SWWH027-05 | Com Small Gas Water Heaters - Panel Upgrade - ZEAS 2030 - Cold ¦ PG&E ¦ Cold | Com Small Gas Water Heaters - Panel Upgrade - ZEAS 2030 - Cold | 0.74815 | 0.453 | 0 | CBSA 2019 | 356.939 | 2032 | 1 | SWWH027-05
COM-WATERHEAT-FS-PU-13-ZEAS.26 | Com ¦ Com Heat Pump Water Heater (3.30 UEF - 50 Gal) - Fuel Sub - Panel Upgrade - ZEAS 2030 - Cold ¦ PG&E ¦ Cold | Com ¦ Com Heat Pump Water Heater (3.30 UEF - 50 Gal) - Fuel Sub - Panel Upgrade - ZEAS 2030 - Cold | PG&E ¦ Cold | PG&E | All | Electric & Gas | HPWH (3.30 UEF - 50 Gal) | Efficient |  |  | 1 | Conventional | WaterHeat | Com - Grocery | Com | ROB Only | 1 | 1000 sqft2 of floor space | 1000 sqft served | 13 | DEER:Indoor_CFL_Ltg | 0 | 0 | 0 | SWWH027-05 | 202.482 | 2024 | 123.4818 | 2024 | 302.9974 | -16.3851 | SWWH027-05 | Com Small Gas Water Heaters - Panel Upgrade - ZEAS 2030 - Cold ¦ PG&E ¦ Cold | Com Small Gas Water Heaters - Panel Upgrade - ZEAS 2030 - Cold | 0.59609 | 0.453 | 0 | CBSA 2019 | 0 | 2032 | 1 | SWWH027-05
COM-WATERHEAT-FS-PU-13-ZEAS.27 | Com ¦ Com Heat Pump Water Heater (3.30 UEF - 50 Gal) - Fuel Sub - Panel Upgrade - ZEAS 2030 - Cold ¦ PG&E ¦ Cold | Com ¦ Com Heat Pump Water Heater (3.30 UEF - 50 Gal) - Fuel Sub - Panel Upgrade - ZEAS 2030 - Cold | PG&E ¦ Cold | PG&E | All | Electric & Gas | HPWH (3.30 UEF - 50 Gal) | Efficient |  |  | 1 | Conventional | WaterHeat | Com - Health | Com | ROB Only | 1 | 1000 sqft2 of floor space | 1000 sqft served | 13 | DEER:Indoor_CFL_Ltg | 4134.3208 | 0 | -403.9298 | SWWH027-05 | 556.5653 | 2024 | 310.6675 | 2024 | 521.273 | -29.9084 | SWWH027-05 | Com Small Gas Water Heaters - Panel Upgrade - ZEAS 2030 - Cold ¦ PG&E ¦ Cold | Com Small Gas Water Heaters - Panel Upgrade - ZEAS 2030 - Cold | 0.52611 | 0.453 | 0 | CBSA 2019 | 870.3963 | 2032 | 1 | SWWH027-05
COM-WATERHEAT-FS-PU-13-ZEAS.28 | Com ¦ Com Heat Pump Water Heater (3.30 UEF - 50 Gal) - Fuel Sub - Panel Upgrade - ZEAS 2030 - Cold ¦ PG&E ¦ Cold | Com ¦ Com Heat Pump Water Heater (3.30 UEF - 50 Gal) - Fuel Sub - Panel Upgrade - ZEAS 2030 - Cold | PG&E ¦ Cold | PG&E | All | Electric & Gas | HPWH (3.30 UEF - 50 Gal) | Efficient |  |  | 1 | Conventional | WaterHeat | Com - Lodging | Com | ROB Only | 1 | 1000 sqft2 of floor space | 1000 sqft served | 13 | DEER:Indoor_CFL_Ltg | 3222.6817 | 0 | -309.2482 | SWWH027-05 | 350.1957 | 2024 | 195.4747 | 2024 | 323.7383 | -18.8186 | SWWH027-05 | Com Small Gas Water Heaters - Panel Upgrade - ZEAS 2030 - Cold ¦ PG&E ¦ Cold | Com Small Gas Water Heaters - Panel Upgrade - ZEAS 2030 - Cold | 0.73871 | 0.453 | 0 | CBSA 2019 | 2546.7014 | 2032 | 1 | SWWH027-05
COM-WATERHEAT-FS-PU-13-ZEAS.29 | Com ¦ Com Heat Pump Water Heater (3.30 UEF - 50 Gal) - Fuel Sub - Panel Upgrade - ZEAS 2030 - Cold ¦ PG&E ¦ Cold | Com ¦ Com Heat Pump Water Heater (3.30 UEF - 50 Gal) - Fuel Sub - Panel Upgrade - ZEAS 2030 - Cold | PG&E ¦ Cold | PG&E | All | Electric & Gas | HPWH (3.30 UEF - 50 Gal) | Efficient |  |  | 1 | Conventional | WaterHeat | Com - Office (Large) | Com | ROB Only | 1 | 1000 sqft2 of floor space | 1000 sqft served | 13 | DEER:Indoor_CFL_Ltg | 429.3699 | 0 | -40.346 | SWWH027-05 | 114.3416 | 2024 | 63.824 | 2024 | 113.624 | -6.1444 | SWWH027-05 | Com Small Gas Water Heaters - Panel Upgrade - ZEAS 2030 - Cold ¦ PG&E ¦ Cold | Com Small Gas Water Heaters - Panel Upgrade - ZEAS 2030 - Cold | 0.46177 | 0.453 | 0 | CBSA 2019 | 138.4799 | 2032 | 1 | SWWH027-05
COM-WATERHEAT-FS-PU-13-ZEAS.30 | Com ¦ Com Heat Pump Water Heater (3.30 UEF - 50 Gal) - Fuel Sub - Panel Upgrade - ZEAS 2030 - Cold ¦ PG&E ¦ Cold | Com ¦ Com Heat Pump Water Heater (3.30 UEF - 50 Gal) - Fuel Sub - Panel Upgrade - ZEAS 2030 - Cold | PG&E ¦ Cold | PG&E | All | Electric & Gas | HPWH (3.30 UEF - 50 Gal) | Efficient |  |  | 1 | Conventional | WaterHeat | Com - Office (Small) | Com | ROB Only | 1 | 1000 sqft2 of floor space | 1000 sqft served | 13 | DEER:Indoor_CFL_Ltg | 399.7582 | 0 | -37.0146 | SWWH027-05 | 114.3416 | 2024 | 63.824 | 2024 | 113.624 | -6.1444 | SWWH027-05 | Com Small Gas Water Heaters - Panel Upgrade - ZEAS 2030 - Cold ¦ PG&E ¦ Cold | Com Small Gas Water Heaters - Panel Upgrade - ZEAS 2030 - Cold | 0.46177 | 0.453 | 0 | CBSA 2019 | 54.9489 | 2032 | 1 | SWWH027-05
COM-WATERHEAT-FS-PU-13-ZEAS.31 | Com ¦ Com Heat Pump Water Heater (3.30 UEF - 50 Gal) - Fuel Sub - Panel Upgrade - ZEAS 2030 - Cold ¦ PG&E ¦ Cold | Com ¦ Com Heat Pump Water Heater (3.30 UEF - 50 Gal) - Fuel Sub - Panel Upgrade - ZEAS 2030 - Cold | PG&E ¦ Cold | PG&E | All | Electric & Gas | HPWH (3.30 UEF - 50 Gal) | Efficient |  |  | 1 | Conventional | WaterHeat | Com - Other | Com | ROB Only | 1 | 1000 sqft2 of floor space | 1000 sqft served | 13 | DEER:Indoor_CFL_Ltg | 4928.7141 | 0 | -468.3809 | SWWH027-05 | 945.6672 | 2024 | 527.8592 | 2024 | 939.7326 | -50.8178 | SWWH027-05 | Com Small Gas Water Heaters - Panel Upgrade - ZEAS 2030 - Cold ¦ PG&E ¦ Cold | Com Small Gas Water Heaters - Panel Upgrade - ZEAS 2030 - Cold | 0.5433 | 0.453 | 0 | CBSA 2019 | 1577.518 | 2032 | 1 | SWWH027-05
COM-WATERHEAT-FS-PU-13-ZEAS.32 | Com ¦ Com Heat Pump Water Heater (3.30 UEF - 50 Gal) - Fuel Sub - Panel Upgrade - ZEAS 2030 - Cold ¦ PG&E ¦ Cold | Com ¦ Com Heat Pump Water Heater (3.30 UEF - 50 Gal) - Fuel Sub - Panel Upgrade - ZEAS 2030 - Cold | PG&E ¦ Cold | PG&E | All | Electric & Gas | HPWH (3.30 UEF - 50 Gal) | Efficient |  |  | 1 | Conventional | WaterHeat | Com - Refrig. Warehouse | Com | ROB Only | 1 | 1000 sqft2 of floor space | 1000 sqft served | 13 | DEER:Indoor_CFL_Ltg | 429.6009 | 0 | -40.5639 | SWWH027-05 | 52.8715 | 2024 | 29.5122 | 2024 | 52.5397 | -2.8412 | SWWH027-05 | Com Small Gas Water Heaters - Panel Upgrade - ZEAS 2030 - Cold ¦ PG&E ¦ Cold | Com Small Gas Water Heaters - Panel Upgrade - ZEAS 2030 - Cold | 0.22621 | 0.453 | 0 | CBSA 2019 | 22.7787 | 2032 | 1 | SWWH027-05
COM-WATERHEAT-FS-PU-13-ZEAS.33 | Com ¦ Com Heat Pump Water Heater (3.30 UEF - 50 Gal) - Fuel Sub - Panel Upgrade - ZEAS 2030 - Cold ¦ PG&E ¦ Cold | Com ¦ Com Heat Pump Water Heater (3.30 UEF - 50 Gal) - Fuel Sub - Panel Upgrade - ZEAS 2030 - Cold | PG&E ¦ Cold | PG&E | All | Electric & Gas | HPWH (3.30 UEF - 50 Gal) | Efficient |  |  | 1 | Conventional | WaterHeat | Com - Restaurant | Com | ROB Only | 1 | 1000 sqft2 of floor space | 1000 sqft served | 13 | DEER:Indoor_CFL_Ltg | 17699.3325 | 0 | -1787.3839 | SWWH027-05 | 4953.246 | 2024 | 2764.8377 | 2024 | 3715.192 | -266.1751 | SWWH027-05 | Com Small Gas Water Heaters - Panel Upgrade - ZEAS 2030 - Cold ¦ PG&E ¦ Cold | Com Small Gas Water Heaters - Panel Upgrade - ZEAS 2030 - Cold | 0.79319 | 0.453 | 0 | CBSA 2019 | 1028.2135 | 2032 | 1 | SWWH027-05
COM-WATERHEAT-FS-PU-13-ZEAS.34 | Com ¦ Com Heat Pump Water Heater (3.30 UEF - 50 Gal) - Fuel Sub - Panel Upgrade - ZEAS 2030 - Cold ¦ PG&E ¦ Cold | Com ¦ Com Heat Pump Water Heater (3.30 UEF - 50 Gal) - Fuel Sub - Panel Upgrade - ZEAS 2030 - Cold | PG&E ¦ Cold | PG&E | All | Electric & Gas | HPWH (3.30 UEF - 50 Gal) | Efficient |  |  | 1 | Conventional | WaterHeat | Com - Retail | Com | ROB Only | 1 | 1000 sqft2 of floor space | 1000 sqft served | 13 | DEER:Indoor_CFL_Ltg | 273.9533 | 0 | -26.5374 | SWWH027-05 | 70.823 | 2024 | 39.5325 | 2024 | 35.4192 | -3.8059 | SWWH027-05 | Com Small Gas Water Heaters - Panel Upgrade - ZEAS 2030 - Cold ¦ PG&E ¦ Cold | Com Small Gas Water Heaters - Panel Upgrade - ZEAS 2030 - Cold | 0.40063 | 0.453 | 0 | CBSA 2019 | 34.8798 | 2032 | 1 | SWWH027-05
COM-WATERHEAT-FS-PU-13-ZEAS.35 | Com ¦ Com Heat Pump Water Heater (3.30 UEF - 50 Gal) - Fuel Sub - Panel Upgrade - ZEAS 2030 - Cold ¦ PG&E ¦ Cold | Com ¦ Com Heat Pump Water Heater (3.30 UEF - 50 Gal) - Fuel Sub - Panel Upgrade - ZEAS 2030 - Cold | PG&E ¦ Cold | PG&E | All | Electric & Gas | HPWH (3.30 UEF - 50 Gal) | Efficient |  |  | 1 | Conventional | WaterHeat | Com - School | Com | ROB Only | 1 | 1000 sqft2 of floor space | 1000 sqft served | 13 | DEER:Indoor_CFL_Ltg | 1562.7907 | 0 | -147.1997 | SWWH027-05 | 583.3959 | 2024 | 325.6441 | 2024 | 543.0634 | -31.3502 | SWWH027-05 | Com Small Gas Water Heaters - Panel Upgrade - ZEAS 2030 - Cold ¦ PG&E ¦ Cold | Com Small Gas Water Heaters - Panel Upgrade - ZEAS 2030 - Cold | 0.76922 | 0.453 | 0 | CBSA 2019 | 79.006 | 2032 | 1 | SWWH027-05
COM-WATERHEAT-FS-PU-13-ZEAS.36 | Com ¦ Com Heat Pump Water Heater (3.30 UEF - 50 Gal) - Fuel Sub - Panel Upgrade - ZEAS 2030 - Cold ¦ PG&E ¦ Cold | Com ¦ Com Heat Pump Water Heater (3.30 UEF - 50 Gal) - Fuel Sub - Panel Upgrade - ZEAS 2030 - Cold | PG&E ¦ Cold | PG&E | All | Electric & Gas | HPWH (3.30 UEF - 50 Gal) | Efficient |  |  | 1 | Conventional | WaterHeat | Com - Warehouse | Com | ROB Only | 1 | 1000 sqft2 of floor space | 1000 sqft served | 13 | DEER:Indoor_CFL_Ltg | 48.2659 | 0 | -4.2447 | SWWH027-05 | 10.5743 | 2024 | 5.9024 | 2024 | 10.5079 | -0.56824 | SWWH027-05 | Com Small Gas Water Heaters - Panel Upgrade - ZEAS 2030 - Cold ¦ PG&E ¦ Cold | Com Small Gas Water Heaters - Panel Upgrade - ZEAS 2030 - Cold | 0.1976 | 0.453 | 0 | CBSA 2019 | 3.4268 | 2032 | 1 | SWWH027-05
COM-WATERHEAT-FS-PU-13-ZEAS.37 | Com ¦ Com Heat Pump Water Heater (3.30 UEF - 50 Gal) - Fuel Sub - Panel Upgrade - ZEAS 2030 - Marine ¦ SCG ¦ Marine | Com ¦ Com Heat Pump Water Heater (3.30 UEF - 50 Gal) - Fuel Sub - Panel Upgrade - ZEAS 2030 - Marine | SCG ¦ Marine | SCG | All | Electric & Gas | HPWH (3.30 UEF - 50 Gal) | Efficient |  |  | 1 | Conventional | WaterHeat | Com - College | Com | ROB Only | 1 | 1000 sqft2 of floor space | 1000 sqft served | 13 | DEER:Indoor_CFL_Ltg | 1172.378 | 0 | -123.9986 | SWWH027-05 | 367.4498 | 2024 | 205.1057 | 2024 | 356.4084 | -19.7458 | SWWH027-05 | Com Small Gas Water Heaters - Panel Upgrade - ZEAS 2030 - Marine ¦ SCG ¦ Marine | Com Small Gas Water Heaters - Panel Upgrade - ZEAS 2030 - Marine | 0.74815 | 0.453 | 0 | CBSA 2019 | 320.5161 | 2032 | 1 | SWWH027-05
COM-WATERHEAT-FS-PU-13-ZEAS.38 | Com ¦ Com Heat Pump Water Heater (3.30 UEF - 50 Gal) - Fuel Sub - Panel Upgrade - ZEAS 2030 - Marine ¦ SCG ¦ Marine | Com ¦ Com Heat Pump Water Heater (3.30 UEF - 50 Gal) - Fuel Sub - Panel Upgrade - ZEAS 2030 - Marine | SCG ¦ Marine | SCG | All | Electric & Gas | HPWH (3.30 UEF - 50 Gal) | Efficient |  |  | 1 | Conventional | WaterHeat | Com - Grocery | Com | ROB Only | 1 | 1000 sqft2 of floor space | 1000 sqft served | 13 | DEER:Indoor_CFL_Ltg | 0 | 0 | 0 | SWWH027-05 | 202.482 | 2024 | 123.4818 | 2024 | 302.9974 | -16.3851 | SWWH027-05 | Com Small Gas Water Heaters - Panel Upgrade - ZEAS 2030 - Marine ¦ SCG ¦ Marine | Com Small Gas Water Heaters - Panel Upgrade - ZEAS 2030 - Marine | 0.59609 | 0.453 | 0 | CBSA 2019 | 0 | 2032 | 1 | SWWH027-05
COM-WATERHEAT-FS-PU-13-ZEAS.39 | Com ¦ Com Heat Pump Water Heater (3.30 UEF - 50 Gal) - Fuel Sub - Panel Upgrade - ZEAS 2030 - Marine ¦ SCG ¦ Marine | Com ¦ Com Heat Pump Water Heater (3.30 UEF - 50 Gal) - Fuel Sub - Panel Upgrade - ZEAS 2030 - Marine | SCG ¦ Marine | SCG | All | Electric & Gas | HPWH (3.30 UEF - 50 Gal) | Efficient |  |  | 1 | Conventional | WaterHeat | Com - Health | Com | ROB Only | 1 | 1000 sqft2 of floor space | 1000 sqft served | 13 | DEER:Indoor_CFL_Ltg | 3310.9617 | 0 | -350.4213 | SWWH027-05 | 556.5653 | 2024 | 310.6675 | 2024 | 521.273 | -29.9084 | SWWH027-05 | Com Small Gas Water Heaters - Panel Upgrade - ZEAS 2030 - Marine ¦ SCG ¦ Marine | Com Small Gas Water Heaters - Panel Upgrade - ZEAS 2030 - Marine | 0.52611 | 0.453 | 0 | CBSA 2019 | 773.1351 | 2032 | 1 | SWWH027-05
COM-WATERHEAT-FS-PU-13-ZEAS.40 | Com ¦ Com Heat Pump Water Heater (3.30 UEF - 50 Gal) - Fuel Sub - Panel Upgrade - ZEAS 2030 - Marine ¦ SCG ¦ Marine | Com ¦ Com Heat Pump Water Heater (3.30 UEF - 50 Gal) - Fuel Sub - Panel Upgrade - ZEAS 2030 - Marine | SCG ¦ Marine | SCG | All | Electric & Gas | HPWH (3.30 UEF - 50 Gal) | Efficient |  |  | 1 | Conventional | WaterHeat | Com - Lodging | Com | ROB Only | 1 | 1000 sqft2 of floor space | 1000 sqft served | 13 | DEER:Indoor_CFL_Ltg | 2586.459 | 0 | -267.9555 | SWWH027-05 | 350.1957 | 2024 | 195.4747 | 2024 | 323.7383 | -18.8186 | SWWH027-05 | Com Small Gas Water Heaters - Panel Upgrade - ZEAS 2030 - Marine ¦ SCG ¦ Marine | Com Small Gas Water Heaters - Panel Upgrade - ZEAS 2030 - Marine | 0.73871 | 0.453 | 0 | CBSA 2019 | 2239.1194 | 2032 | 1 | SWWH027-05
COM-WATERHEAT-FS-PU-13-ZEAS.41 | Com ¦ Com Heat Pump Water Heater (3.30 UEF - 50 Gal) - Fuel Sub - Panel Upgrade - ZEAS 2030 - Marine ¦ SCG ¦ Marine | Com ¦ Com Heat Pump Water Heater (3.30 UEF - 50 Gal) - Fuel Sub - Panel Upgrade - ZEAS 2030 - Marine | SCG ¦ Marine | SCG | All | Electric & Gas | HPWH (3.30 UEF - 50 Gal) | Efficient |  |  | 1 | Conventional | WaterHeat | Com - Office (Large) | Com | ROB Only | 1 | 1000 sqft2 of floor space | 1000 sqft served | 13 | DEER:Indoor_CFL_Ltg | 330.1706 | 0 | -35.0899 | SWWH027-05 | 114.3416 | 2024 | 63.824 | 2024 | 113.624 | -6.1444 | SWWH027-05 | Com Small Gas Water Heaters - Panel Upgrade - ZEAS 2030 - Marine ¦ SCG ¦ Marine | Com Small Gas Water Heaters - Panel Upgrade - ZEAS 2030 - Marine | 0.46177 | 0.453 | 0 | CBSA 2019 | 124.742 | 2032 | 1 | SWWH027-05
COM-WATERHEAT-FS-PU-13-ZEAS.42 | Com ¦ Com Heat Pump Water Heater (3.30 UEF - 50 Gal) - Fuel Sub - Panel Upgrade - ZEAS 2030 - Marine ¦ SCG ¦ Marine | Com ¦ Com Heat Pump Water Heater (3.30 UEF - 50 Gal) - Fuel Sub - Panel Upgrade - ZEAS 2030 - Marine | SCG ¦ Marine | SCG | All | Electric & Gas | HPWH (3.30 UEF - 50 Gal) | Efficient |  |  | 1 | Conventional | WaterHeat | Com - Office (Small) | Com | ROB Only | 1 | 1000 sqft2 of floor space | 1000 sqft served | 13 | DEER:Indoor_CFL_Ltg | 306.8514 | 0 | -32.3508 | SWWH027-05 | 114.3416 | 2024 | 63.824 | 2024 | 113.624 | -6.1444 | SWWH027-05 | Com Small Gas Water Heaters - Panel Upgrade - ZEAS 2030 - Marine ¦ SCG ¦ Marine | Com Small Gas Water Heaters - Panel Upgrade - ZEAS 2030 - Marine | 0.46177 | 0.453 | 0 | CBSA 2019 | 49.9755 | 2032 | 1 | SWWH027-05
COM-WATERHEAT-FS-PU-13-ZEAS.43 | Com ¦ Com Heat Pump Water Heater (3.30 UEF - 50 Gal) - Fuel Sub - Panel Upgrade - ZEAS 2030 - Marine ¦ SCG ¦ Marine | Com ¦ Com Heat Pump Water Heater (3.30 UEF - 50 Gal) - Fuel Sub - Panel Upgrade - ZEAS 2030 - Marine | SCG ¦ Marine | SCG | All | Electric & Gas | HPWH (3.30 UEF - 50 Gal) | Efficient |  |  | 1 | Conventional | WaterHeat | Com - Other | Com | ROB Only | 1 | 1000 sqft2 of floor space | 1000 sqft served | 13 | DEER:Indoor_CFL_Ltg | 3949.0939 | 0 | -407.1546 | SWWH027-05 | 945.6672 | 2024 | 527.8592 | 2024 | 939.7326 | -50.8178 | SWWH027-05 | Com Small Gas Water Heaters - Panel Upgrade - ZEAS 2030 - Marine ¦ SCG ¦ Marine | Com Small Gas Water Heaters - Panel Upgrade - ZEAS 2030 - Marine | 0.5433 | 0.453 | 0 | CBSA 2019 | 1408.3367 | 2032 | 1 | SWWH027-05
COM-WATERHEAT-FS-PU-13-ZEAS.44 | Com ¦ Com Heat Pump Water Heater (3.30 UEF - 50 Gal) - Fuel Sub - Panel Upgrade - ZEAS 2030 - Marine ¦ SCG ¦ Marine | Com ¦ Com Heat Pump Water Heater (3.30 UEF - 50 Gal) - Fuel Sub - Panel Upgrade - ZEAS 2030 - Marine | SCG ¦ Marine | SCG | All | Electric & Gas | HPWH (3.30 UEF - 50 Gal) | Efficient |  |  | 1 | Conventional | WaterHeat | Com - Refrig. Warehouse | Com | ROB Only | 1 | 1000 sqft2 of floor space | 1000 sqft served | 13 | DEER:Indoor_CFL_Ltg | 328.619 | 0 | -35.0869 | SWWH027-05 | 52.8715 | 2024 | 29.5122 | 2024 | 52.5397 | -2.8412 | SWWH027-05 | Com Small Gas Water Heaters - Panel Upgrade - ZEAS 2030 - Marine ¦ SCG ¦ Marine | Com Small Gas Water Heaters - Panel Upgrade - ZEAS 2030 - Marine | 0.22621 | 0.453 | 0 | CBSA 2019 | 20.471 | 2032 | 1 | SWWH027-05
COM-WATERHEAT-FS-PU-13-ZEAS.45 | Com ¦ Com Heat Pump Water Heater (3.30 UEF - 50 Gal) - Fuel Sub - Panel Upgrade - ZEAS 2030 - Marine ¦ SCG ¦ Marine | Com ¦ Com Heat Pump Water Heater (3.30 UEF - 50 Gal) - Fuel Sub - Panel Upgrade - ZEAS 2030 - Marine | SCG ¦ Marine | SCG | All | Electric & Gas | HPWH (3.30 UEF - 50 Gal) | Efficient |  |  | 1 | Conventional | WaterHeat | Com - Restaurant | Com | ROB Only | 1 | 1000 sqft2 of floor space | 1000 sqft served | 13 | DEER:Indoor_CFL_Ltg | 14190.5774 | 0 | -1563.1821 | SWWH027-05 | 4953.246 | 2024 | 2764.8377 | 2024 | 3715.192 | -266.1751 | SWWH027-05 | Com Small Gas Water Heaters - Panel Upgrade - ZEAS 2030 - Marine ¦ SCG ¦ Marine | Com Small Gas Water Heaters - Panel Upgrade - ZEAS 2030 - Marine | 0.79319 | 0.453 | 0 | CBSA 2019 | 922.139 | 2032 | 1 | SWWH027-05
COM-WATERHEAT-FS-PU-13-ZEAS.46 | Com ¦ Com Heat Pump Water Heater (3.30 UEF - 50 Gal) - Fuel Sub - Panel Upgrade - ZEAS 2030 - Marine ¦ SCG ¦ Marine | Com ¦ Com Heat Pump Water Heater (3.30 UEF - 50 Gal) - Fuel Sub - Panel Upgrade - ZEAS 2030 - Marine | SCG ¦ Marine | SCG | All | Electric & Gas | HPWH (3.30 UEF - 50 Gal) | Efficient |  |  | 1 | Conventional | WaterHeat | Com - Retail | Com | ROB Only | 1 | 1000 sqft2 of floor space | 1000 sqft served | 13 | DEER:Indoor_CFL_Ltg | 220.011 | 0 | -23.0667 | SWWH027-05 | 70.823 | 2024 | 39.5325 | 2024 | 35.4192 | -3.8059 | SWWH027-05 | Com Small Gas Water Heaters - Panel Upgrade - ZEAS 2030 - Marine ¦ SCG ¦ Marine | Com Small Gas Water Heaters - Panel Upgrade - ZEAS 2030 - Marine | 0.40063 | 0.453 | 0 | CBSA 2019 | 36.6814 | 2032 | 1 | SWWH027-05
COM-WATERHEAT-FS-PU-13-ZEAS.47 | Com ¦ Com Heat Pump Water Heater (3.30 UEF - 50 Gal) - Fuel Sub - Panel Upgrade - ZEAS 2030 - Marine ¦ SCG ¦ Marine | Com ¦ Com Heat Pump Water Heater (3.30 UEF - 50 Gal) - Fuel Sub - Panel Upgrade - ZEAS 2030 - Marine | SCG ¦ Marine | SCG | All | Electric & Gas | HPWH (3.30 UEF - 50 Gal) | Efficient |  |  | 1 | Conventional | WaterHeat | Com - School | Com | ROB Only | 1 | 1000 sqft2 of floor space | 1000 sqft served | 13 | DEER:Indoor_CFL_Ltg | 1174.9227 | 0 | -127.9363 | SWWH027-05 | 583.3959 | 2024 | 325.6441 | 2024 | 543.0634 | -31.3502 | SWWH027-05 | Com Small Gas Water Heaters - Panel Upgrade - ZEAS 2030 - Marine ¦ SCG ¦ Marine | Com Small Gas Water Heaters - Panel Upgrade - ZEAS 2030 - Marine | 0.76922 | 0.453 | 0 | CBSA 2019 | 98.855 | 2032 | 1 | SWWH027-05
COM-WATERHEAT-FS-PU-13-ZEAS.48 | Com ¦ Com Heat Pump Water Heater (3.30 UEF - 50 Gal) - Fuel Sub - Panel Upgrade - ZEAS 2030 - Marine ¦ SCG ¦ Marine | Com ¦ Com Heat Pump Water Heater (3.30 UEF - 50 Gal) - Fuel Sub - Panel Upgrade - ZEAS 2030 - Marine | SCG ¦ Marine | SCG | All | Electric & Gas | HPWH (3.30 UEF - 50 Gal) | Efficient |  |  | 1 | Conventional | WaterHeat | Com - Warehouse | Com | ROB Only | 1 | 1000 sqft2 of floor space | 1000 sqft served | 13 | DEER:Indoor_CFL_Ltg | 35.6004 | 0 | -3.697 | SWWH027-05 | 10.5743 | 2024 | 5.9024 | 2024 | 10.5079 | -0.56824 | SWWH027-05 | Com Small Gas Water Heaters - Panel Upgrade - ZEAS 2030 - Marine ¦ SCG ¦ Marine | Com Small Gas Water Heaters - Panel Upgrade - ZEAS 2030 - Marine | 0.1976 | 0.453 | 0 | CBSA 2019 | 4.9142 | 2032 | 1 | SWWH027-05
COM-WATERHEAT-FS-PU-13-ZEAS.49 | Com ¦ Com Heat Pump Water Heater (3.30 UEF - 50 Gal) - Fuel Sub - Panel Upgrade - ZEAS 2030 - Hot-Dry ¦ SCG ¦ Hot-Dry | Com ¦ Com Heat Pump Water Heater (3.30 UEF - 50 Gal) - Fuel Sub - Panel Upgrade - ZEAS 2030 - Hot-Dry | SCG ¦ Hot-Dry | SCG | All | Electric & Gas | HPWH (3.30 UEF - 50 Gal) | Efficient |  |  | 1 | Conventional | WaterHeat | Com - College | Com | ROB Only | 1 | 1000 sqft2 of floor space | 1000 sqft served | 13 | DEER:Indoor_CFL_Ltg | 597.1435 | 0 | -60.8662 | SWWH027-05 | 183.7249 | 2024 | 102.5529 | 2024 | 356.4084 | -19.7458 | SWWH027-05 | Com Small Gas Water Heaters - Panel Upgrade - ZEAS 2030 - Hot-Dry ¦ SCG ¦ Hot-Dry | Com Small Gas Water Heaters - Panel Upgrade - ZEAS 2030 - Hot-Dry | 0.74815 | 0.453 | 0 | CBSA 2019 | 155.6934 | 2032 | 1 | SWWH027-05
COM-WATERHEAT-FS-PU-13-ZEAS.50 | Com ¦ Com Heat Pump Water Heater (3.30 UEF - 50 Gal) - Fuel Sub - Panel Upgrade - ZEAS 2030 - Hot-Dry ¦ SCG ¦ Hot-Dry | Com ¦ Com Heat Pump Water Heater (3.30 UEF - 50 Gal) - Fuel Sub - Panel Upgrade - ZEAS 2030 - Hot-Dry | SCG ¦ Hot-Dry | SCG | All | Electric & Gas | HPWH (3.30 UEF - 50 Gal) | Efficient |  |  | 1 | Conventional | WaterHeat | Com - Grocery | Com | ROB Only | 1 | 1000 sqft2 of floor space | 1000 sqft served | 13 | DEER:Indoor_CFL_Ltg | 0 | 0 | 0 | SWWH027-05 | 101.241 | 2024 | 61.7409 | 2024 | 302.9974 | -16.3851 | SWWH027-05 | Com Small Gas Water Heaters - Panel Upgrade - ZEAS 2030 - Hot-Dry ¦ SCG ¦ Hot-Dry | Com Small Gas Water Heaters - Panel Upgrade - ZEAS 2030 - Hot-Dry | 0.59609 | 0.453 | 0 | CBSA 2019 | 0 | 2032 | 1 | SWWH027-05
COM-WATERHEAT-FS-PU-13-ZEAS.51 | Com ¦ Com Heat Pump Water Heater (3.30 UEF - 50 Gal) - Fuel Sub - Panel Upgrade - ZEAS 2030 - Hot-Dry ¦ SCG ¦ Hot-Dry | Com ¦ Com Heat Pump Water Heater (3.30 UEF - 50 Gal) - Fuel Sub - Panel Upgrade - ZEAS 2030 - Hot-Dry | SCG ¦ Hot-Dry | SCG | All | Electric & Gas | HPWH (3.30 UEF - 50 Gal) | Efficient |  |  | 1 | Conventional | WaterHeat | Com - Health | Com | ROB Only | 1 | 1000 sqft2 of floor space | 1000 sqft served | 13 | DEER:Indoor_CFL_Ltg | 1669.6723 | 0 | -171.6072 | SWWH027-05 | 278.2827 | 2024 | 155.3338 | 2024 | 521.273 | -29.9084 | SWWH027-05 | Com Small Gas Water Heaters - Panel Upgrade - ZEAS 2030 - Hot-Dry ¦ SCG ¦ Hot-Dry | Com Small Gas Water Heaters - Panel Upgrade - ZEAS 2030 - Hot-Dry | 0.52611 | 0.453 | 0 | CBSA 2019 | 375.4607 | 2032 | 1 | SWWH027-05
COM-WATERHEAT-FS-PU-13-ZEAS.52 | Com ¦ Com Heat Pump Water Heater (3.30 UEF - 50 Gal) - Fuel Sub - Panel Upgrade - ZEAS 2030 - Hot-Dry ¦ SCG ¦ Hot-Dry | Com ¦ Com Heat Pump Water Heater (3.30 UEF - 50 Gal) - Fuel Sub - Panel Upgrade - ZEAS 2030 - Hot-Dry | SCG ¦ Hot-Dry | SCG | All | Electric & Gas | HPWH (3.30 UEF - 50 Gal) | Efficient |  |  | 1 | Conventional | WaterHeat | Com - Lodging | Com | ROB Only | 1 | 1000 sqft2 of floor space | 1000 sqft served | 13 | DEER:Indoor_CFL_Ltg | 1304.3943 | 0 | -131.1951 | SWWH027-05 | 175.0978 | 2024 | 97.7373 | 2024 | 323.7383 | -18.8186 | SWWH027-05 | Com Small Gas Water Heaters - Panel Upgrade - ZEAS 2030 - Hot-Dry ¦ SCG ¦ Hot-Dry | Com Small Gas Water Heaters - Panel Upgrade - ZEAS 2030 - Hot-Dry | 0.73871 | 0.453 | 0 | CBSA 2019 | 1090.3115 | 2032 | 1 | SWWH027-05
COM-WATERHEAT-FS-PU-13-ZEAS.53 | Com ¦ Com Heat Pump Water Heater (3.30 UEF - 50 Gal) - Fuel Sub - Panel Upgrade - ZEAS 2030 - Hot-Dry ¦ SCG ¦ Hot-Dry | Com ¦ Com Heat Pump Water Heater (3.30 UEF - 50 Gal) - Fuel Sub - Panel Upgrade - ZEAS 2030 - Hot-Dry | SCG ¦ Hot-Dry | SCG | All | Electric & Gas | HPWH (3.30 UEF - 50 Gal) | Efficient |  |  | 1 | Conventional | WaterHeat | Com - Office (Large) | Com | ROB Only | 1 | 1000 sqft2 of floor space | 1000 sqft served | 13 | DEER:Indoor_CFL_Ltg | 167.6764 | 0 | -17.2118 | SWWH027-05 | 57.1708 | 2024 | 31.912 | 2024 | 113.624 | -6.1444 | SWWH027-05 | Com Small Gas Water Heaters - Panel Upgrade - ZEAS 2030 - Hot-Dry ¦ SCG ¦ Hot-Dry | Com Small Gas Water Heaters - Panel Upgrade - ZEAS 2030 - Hot-Dry | 0.46177 | 0.453 | 0 | CBSA 2019 | 60.6173 | 2032 | 1 | SWWH027-05
COM-WATERHEAT-FS-PU-13-ZEAS.54 | Com ¦ Com Heat Pump Water Heater (3.30 UEF - 50 Gal) - Fuel Sub - Panel Upgrade - ZEAS 2030 - Hot-Dry ¦ SCG ¦ Hot-Dry | Com ¦ Com Heat Pump Water Heater (3.30 UEF - 50 Gal) - Fuel Sub - Panel Upgrade - ZEAS 2030 - Hot-Dry | SCG ¦ Hot-Dry | SCG | All | Electric & Gas | HPWH (3.30 UEF - 50 Gal) | Efficient |  |  | 1 | Conventional | WaterHeat | Com - Office (Small) | Com | ROB Only | 1 | 1000 sqft2 of floor space | 1000 sqft served | 13 | DEER:Indoor_CFL_Ltg | 155.8317 | 0 | -15.8608 | SWWH027-05 | 57.1708 | 2024 | 31.912 | 2024 | 113.624 | -6.1444 | SWWH027-05 | Com Small Gas Water Heaters - Panel Upgrade - ZEAS 2030 - Hot-Dry ¦ SCG ¦ Hot-Dry | Com Small Gas Water Heaters - Panel Upgrade - ZEAS 2030 - Hot-Dry | 0.46177 | 0.453 | 0 | CBSA 2019 | 24.2546 | 2032 | 1 | SWWH027-05
COM-WATERHEAT-FS-PU-13-ZEAS.55 | Com ¦ Com Heat Pump Water Heater (3.30 UEF - 50 Gal) - Fuel Sub - Panel Upgrade - ZEAS 2030 - Hot-Dry ¦ SCG ¦ Hot-Dry | Com ¦ Com Heat Pump Water Heater (3.30 UEF - 50 Gal) - Fuel Sub - Panel Upgrade - ZEAS 2030 - Hot-Dry | SCG ¦ Hot-Dry | SCG | All | Electric & Gas | HPWH (3.30 UEF - 50 Gal) | Efficient |  |  | 1 | Conventional | WaterHeat | Com - Other | Com | ROB Only | 1 | 1000 sqft2 of floor space | 1000 sqft served | 13 | DEER:Indoor_CFL_Ltg | 2005.1601 | 0 | -200.516 | SWWH027-05 | 472.8336 | 2024 | 263.9296 | 2024 | 939.7326 | -50.8178 | SWWH027-05 | Com Small Gas Water Heaters - Panel Upgrade - ZEAS 2030 - Hot-Dry ¦ SCG ¦ Hot-Dry | Com Small Gas Water Heaters - Panel Upgrade - ZEAS 2030 - Hot-Dry | 0.5433 | 0.453 | 0 | CBSA 2019 | 686.9201 | 2032 | 1 | SWWH027-05
COM-WATERHEAT-FS-PU-13-ZEAS.56 | Com ¦ Com Heat Pump Water Heater (3.30 UEF - 50 Gal) - Fuel Sub - Panel Upgrade - ZEAS 2030 - Hot-Dry ¦ SCG ¦ Hot-Dry | Com ¦ Com Heat Pump Water Heater (3.30 UEF - 50 Gal) - Fuel Sub - Panel Upgrade - ZEAS 2030 - Hot-Dry | SCG ¦ Hot-Dry | SCG | All | Electric & Gas | HPWH (3.30 UEF - 50 Gal) | Efficient |  |  | 1 | Conventional | WaterHeat | Com - Refrig. Warehouse | Com | ROB Only | 1 | 1000 sqft2 of floor space | 1000 sqft served | 13 | DEER:Indoor_CFL_Ltg | 166.021 | 0 | -17.2011 | SWWH027-05 | 26.4358 | 2024 | 14.7561 | 2024 | 52.5397 | -2.8412 | SWWH027-05 | Com Small Gas Water Heaters - Panel Upgrade - ZEAS 2030 - Hot-Dry ¦ SCG ¦ Hot-Dry | Com Small Gas Water Heaters - Panel Upgrade - ZEAS 2030 - Hot-Dry | 0.22621 | 0.453 | 0 | CBSA 2019 | 9.9479 | 2032 | 1 | SWWH027-05
COM-WATERHEAT-FS-PU-13-ZEAS.57 | Com ¦ Com Heat Pump Water Heater (3.30 UEF - 50 Gal) - Fuel Sub - Panel Upgrade - ZEAS 2030 - Hot-Dry ¦ SCG ¦ Hot-Dry | Com ¦ Com Heat Pump Water Heater (3.30 UEF - 50 Gal) - Fuel Sub - Panel Upgrade - ZEAS 2030 - Hot-Dry | SCG ¦ Hot-Dry | SCG | All | Electric & Gas | HPWH (3.30 UEF - 50 Gal) | Efficient |  |  | 1 | Conventional | WaterHeat | Com - Restaurant | Com | ROB Only | 1 | 1000 sqft2 of floor space | 1000 sqft served | 13 | DEER:Indoor_CFL_Ltg | 7214.8405 | 0 | -766.4289 | SWWH027-05 | 2476.623 | 2024 | 1382.4189 | 2024 | 3715.192 | -266.1751 | SWWH027-05 | Com Small Gas Water Heaters - Panel Upgrade - ZEAS 2030 - Hot-Dry ¦ SCG ¦ Hot-Dry | Com Small Gas Water Heaters - Panel Upgrade - ZEAS 2030 - Hot-Dry | 0.79319 | 0.453 | 0 | CBSA 2019 | 447.5546 | 2032 | 1 | SWWH027-05
COM-WATERHEAT-FS-PU-13-ZEAS.58 | Com ¦ Com Heat Pump Water Heater (3.30 UEF - 50 Gal) - Fuel Sub - Panel Upgrade - ZEAS 2030 - Hot-Dry ¦ SCG ¦ Hot-Dry | Com ¦ Com Heat Pump Water Heater (3.30 UEF - 50 Gal) - Fuel Sub - Panel Upgrade - ZEAS 2030 - Hot-Dry | SCG ¦ Hot-Dry | SCG | All | Electric & Gas | HPWH (3.30 UEF - 50 Gal) | Efficient |  |  | 1 | Conventional | WaterHeat | Com - Retail | Com | ROB Only | 1 | 1000 sqft2 of floor space | 1000 sqft served | 13 | DEER:Indoor_CFL_Ltg | 111.9262 | 0 | -11.3033 | SWWH027-05 | 35.4115 | 2024 | 19.7663 | 2024 | 35.4192 | -3.8059 | SWWH027-05 | Com Small Gas Water Heaters - Panel Upgrade - ZEAS 2030 - Hot-Dry ¦ SCG ¦ Hot-Dry | Com Small Gas Water Heaters - Panel Upgrade - ZEAS 2030 - Hot-Dry | 0.40063 | 0.453 | 0 | CBSA 2019 | 16.5294 | 2032 | 1 | SWWH027-05
COM-WATERHEAT-FS-PU-13-ZEAS.59 | Com ¦ Com Heat Pump Water Heater (3.30 UEF - 50 Gal) - Fuel Sub - Panel Upgrade - ZEAS 2030 - Hot-Dry ¦ SCG ¦ Hot-Dry | Com ¦ Com Heat Pump Water Heater (3.30 UEF - 50 Gal) - Fuel Sub - Panel Upgrade - ZEAS 2030 - Hot-Dry | SCG ¦ Hot-Dry | SCG | All | Electric & Gas | HPWH (3.30 UEF - 50 Gal) | Efficient |  |  | 1 | Conventional | WaterHeat | Com - School | Com | ROB Only | 1 | 1000 sqft2 of floor space | 1000 sqft served | 13 | DEER:Indoor_CFL_Ltg | 599.4654 | 0 | -62.9294 | SWWH027-05 | 291.698 | 2024 | 162.822 | 2024 | 543.0634 | -31.3502 | SWWH027-05 | Com Small Gas Water Heaters - Panel Upgrade - ZEAS 2030 - Hot-Dry ¦ SCG ¦ Hot-Dry | Com Small Gas Water Heaters - Panel Upgrade - ZEAS 2030 - Hot-Dry | 0.76922 | 0.453 | 0 | CBSA 2019 | 45.0779 | 2032 | 1 | SWWH027-05
COM-WATERHEAT-FS-PU-13-ZEAS.60 | Com ¦ Com Heat Pump Water Heater (3.30 UEF - 50 Gal) - Fuel Sub - Panel Upgrade - ZEAS 2030 - Hot-Dry ¦ SCG ¦ Hot-Dry | Com ¦ Com Heat Pump Water Heater (3.30 UEF - 50 Gal) - Fuel Sub - Panel Upgrade - ZEAS 2030 - Hot-Dry | SCG ¦ Hot-Dry | SCG | All | Electric & Gas | HPWH (3.30 UEF - 50 Gal) | Efficient |  |  | 1 | Conventional | WaterHeat | Com - Warehouse | Com | ROB Only | 1 | 1000 sqft2 of floor space | 1000 sqft served | 13 | DEER:Indoor_CFL_Ltg | 17.9714 | 0 | -1.8143 | SWWH027-05 | 5.2872 | 2024 | 2.9512 | 2024 | 10.5079 | -0.56824 | SWWH027-05 | Com Small Gas Water Heaters - Panel Upgrade - ZEAS 2030 - Hot-Dry ¦ SCG ¦ Hot-Dry | Com Small Gas Water Heaters - Panel Upgrade - ZEAS 2030 - Hot-Dry | 0.1976 | 0.453 | 0 | CBSA 2019 | 2.2615 | 2032 | 1 | SWWH027-05
COM-WATERHEAT-FS-PU-13-ZEAS.61 | Com ¦ Com Heat Pump Water Heater (3.30 UEF - 50 Gal) - Fuel Sub - Panel Upgrade - ZEAS 2030 - Cold ¦ SCG ¦ Cold | Com ¦ Com Heat Pump Water Heater (3.30 UEF - 50 Gal) - Fuel Sub - Panel Upgrade - ZEAS 2030 - Cold | SCG ¦ Cold | SCG | All | Electric & Gas | HPWH (3.30 UEF - 50 Gal) | Efficient |  |  | 1 | Conventional | WaterHeat | Com - College | Com | ROB Only | 1 | 1000 sqft2 of floor space | 1000 sqft served | 13 | DEER:Indoor_CFL_Ltg | 1527.4373 | 0 | -143.1668 | SWWH027-05 | 367.4498 | 2024 | 205.1057 | 2024 | 356.4084 | -19.7458 | SWWH027-05 | Com Small Gas Water Heaters - Panel Upgrade - ZEAS 2030 - Cold ¦ SCG ¦ Cold | Com Small Gas Water Heaters - Panel Upgrade - ZEAS 2030 - Cold | 0.74815 | 0.453 | 0 | CBSA 2019 | 356.939 | 2032 | 1 | SWWH027-05
COM-WATERHEAT-FS-PU-13-ZEAS.62 | Com ¦ Com Heat Pump Water Heater (3.30 UEF - 50 Gal) - Fuel Sub - Panel Upgrade - ZEAS 2030 - Cold ¦ SCG ¦ Cold | Com ¦ Com Heat Pump Water Heater (3.30 UEF - 50 Gal) - Fuel Sub - Panel Upgrade - ZEAS 2030 - Cold | SCG ¦ Cold | SCG | All | Electric & Gas | HPWH (3.30 UEF - 50 Gal) | Efficient |  |  | 1 | Conventional | WaterHeat | Com - Grocery | Com | ROB Only | 1 | 1000 sqft2 of floor space | 1000 sqft served | 13 | DEER:Indoor_CFL_Ltg | 0 | 0 | 0 | SWWH027-05 | 202.482 | 2024 | 123.4818 | 2024 | 302.9974 | -16.3851 | SWWH027-05 | Com Small Gas Water Heaters - Panel Upgrade - ZEAS 2030 - Cold ¦ SCG ¦ Cold | Com Small Gas Water Heaters - Panel Upgrade - ZEAS 2030 - Cold | 0.59609 | 0.453 | 0 | CBSA 2019 | 0 | 2032 | 1 | SWWH027-05
COM-WATERHEAT-FS-PU-13-ZEAS.63 | Com ¦ Com Heat Pump Water Heater (3.30 UEF - 50 Gal) - Fuel Sub - Panel Upgrade - ZEAS 2030 - Cold ¦ SCG ¦ Cold | Com ¦ Com Heat Pump Water Heater (3.30 UEF - 50 Gal) - Fuel Sub - Panel Upgrade - ZEAS 2030 - Cold | SCG ¦ Cold | SCG | All | Electric & Gas | HPWH (3.30 UEF - 50 Gal) | Efficient |  |  | 1 | Conventional | WaterHeat | Com - Health | Com | ROB Only | 1 | 1000 sqft2 of floor space | 1000 sqft served | 13 | DEER:Indoor_CFL_Ltg | 4134.3208 | 0 | -403.9298 | SWWH027-05 | 556.5653 | 2024 | 310.6675 | 2024 | 521.273 | -29.9084 | SWWH027-05 | Com Small Gas Water Heaters - Panel Upgrade - ZEAS 2030 - Cold ¦ SCG ¦ Cold | Com Small Gas Water Heaters - Panel Upgrade - ZEAS 2030 - Cold | 0.52611 | 0.453 | 0 | CBSA 2019 | 870.3963 | 2032 | 1 | SWWH027-05
COM-WATERHEAT-FS-PU-13-ZEAS.64 | Com ¦ Com Heat Pump Water Heater (3.30 UEF - 50 Gal) - Fuel Sub - Panel Upgrade - ZEAS 2030 - Cold ¦ SCG ¦ Cold | Com ¦ Com Heat Pump Water Heater (3.30 UEF - 50 Gal) - Fuel Sub - Panel Upgrade - ZEAS 2030 - Cold | SCG ¦ Cold | SCG | All | Electric & Gas | HPWH (3.30 UEF - 50 Gal) | Efficient |  |  | 1 | Conventional | WaterHeat | Com - Lodging | Com | ROB Only | 1 | 1000 sqft2 of floor space | 1000 sqft served | 13 | DEER:Indoor_CFL_Ltg | 3222.6817 | 0 | -309.2482 | SWWH027-05 | 350.1957 | 2024 | 195.4747 | 2024 | 323.7383 | -18.8186 | SWWH027-05 | Com Small Gas Water Heaters - Panel Upgrade - ZEAS 2030 - Cold ¦ SCG ¦ Cold | Com Small Gas Water Heaters - Panel Upgrade - ZEAS 2030 - Cold | 0.73871 | 0.453 | 0 | CBSA 2019 | 2546.7014 | 2032 | 1 | SWWH027-05
COM-WATERHEAT-FS-PU-13-ZEAS.65 | Com ¦ Com Heat Pump Water Heater (3.30 UEF - 50 Gal) - Fuel Sub - Panel Upgrade - ZEAS 2030 - Cold ¦ SCG ¦ Cold | Com ¦ Com Heat Pump Water Heater (3.30 UEF - 50 Gal) - Fuel Sub - Panel Upgrade - ZEAS 2030 - Cold | SCG ¦ Cold | SCG | All | Electric & Gas | HPWH (3.30 UEF - 50 Gal) | Efficient |  |  | 1 | Conventional | WaterHeat | Com - Office (Large) | Com | ROB Only | 1 | 1000 sqft2 of floor space | 1000 sqft served | 13 | DEER:Indoor_CFL_Ltg | 429.3699 | 0 | -40.346 | SWWH027-05 | 114.3416 | 2024 | 63.824 | 2024 | 113.624 | -6.1444 | SWWH027-05 | Com Small Gas Water Heaters - Panel Upgrade - ZEAS 2030 - Cold ¦ SCG ¦ Cold | Com Small Gas Water Heaters - Panel Upgrade - ZEAS 2030 - Cold | 0.46177 | 0.453 | 0 | CBSA 2019 | 138.4799 | 2032 | 1 | SWWH027-05
COM-WATERHEAT-FS-PU-13-ZEAS.66 | Com ¦ Com Heat Pump Water Heater (3.30 UEF - 50 Gal) - Fuel Sub - Panel Upgrade - ZEAS 2030 - Cold ¦ SCG ¦ Cold | Com ¦ Com Heat Pump Water Heater (3.30 UEF - 50 Gal) - Fuel Sub - Panel Upgrade - ZEAS 2030 - Cold | SCG ¦ Cold | SCG | All | Electric & Gas | HPWH (3.30 UEF - 50 Gal) | Efficient |  |  | 1 | Conventional | WaterHeat | Com - Office (Small) | Com | ROB Only | 1 | 1000 sqft2 of floor space | 1000 sqft served | 13 | DEER:Indoor_CFL_Ltg | 399.7582 | 0 | -37.0146 | SWWH027-05 | 114.3416 | 2024 | 63.824 | 2024 | 113.624 | -6.1444 | SWWH027-05 | Com Small Gas Water Heaters - Panel Upgrade - ZEAS 2030 - Cold ¦ SCG ¦ Cold | Com Small Gas Water Heaters - Panel Upgrade - ZEAS 2030 - Cold | 0.46177 | 0.453 | 0 | CBSA 2019 | 54.9489 | 2032 | 1 | SWWH027-05
COM-WATERHEAT-FS-PU-13-ZEAS.67 | Com ¦ Com Heat Pump Water Heater (3.30 UEF - 50 Gal) - Fuel Sub - Panel Upgrade - ZEAS 2030 - Cold ¦ SCG ¦ Cold | Com ¦ Com Heat Pump Water Heater (3.30 UEF - 50 Gal) - Fuel Sub - Panel Upgrade - ZEAS 2030 - Cold | SCG ¦ Cold | SCG | All | Electric & Gas | HPWH (3.30 UEF - 50 Gal) | Efficient |  |  | 1 | Conventional | WaterHeat | Com - Other | Com | ROB Only | 1 | 1000 sqft2 of floor space | 1000 sqft served | 13 | DEER:Indoor_CFL_Ltg | 4928.7141 | 0 | -468.3809 | SWWH027-05 | 945.6672 | 2024 | 527.8592 | 2024 | 939.7326 | -50.8178 | SWWH027-05 | Com Small Gas Water Heaters - Panel Upgrade - ZEAS 2030 - Cold ¦ SCG ¦ Cold | Com Small Gas Water Heaters - Panel Upgrade - ZEAS 2030 - Cold | 0.5433 | 0.453 | 0 | CBSA 2019 | 1577.518 | 2032 | 1 | SWWH027-05
COM-WATERHEAT-FS-PU-13-ZEAS.68 | Com ¦ Com Heat Pump Water Heater (3.30 UEF - 50 Gal) - Fuel Sub - Panel Upgrade - ZEAS 2030 - Cold ¦ SCG ¦ Cold | Com ¦ Com Heat Pump Water Heater (3.30 UEF - 50 Gal) - Fuel Sub - Panel Upgrade - ZEAS 2030 - Cold | SCG ¦ Cold | SCG | All | Electric & Gas | HPWH (3.30 UEF - 50 Gal) | Efficient |  |  | 1 | Conventional | WaterHeat | Com - Refrig. Warehouse | Com | ROB Only | 1 | 1000 sqft2 of floor space | 1000 sqft served | 13 | DEER:Indoor_CFL_Ltg | 429.6009 | 0 | -40.5639 | SWWH027-05 | 52.8715 | 2024 | 29.5122 | 2024 | 52.5397 | -2.8412 | SWWH027-05 | Com Small Gas Water Heaters - Panel Upgrade - ZEAS 2030 - Cold ¦ SCG ¦ Cold | Com Small Gas Water Heaters - Panel Upgrade - ZEAS 2030 - Cold | 0.22621 | 0.453 | 0 | CBSA 2019 | 22.7787 | 2032 | 1 | SWWH027-05
COM-WATERHEAT-FS-PU-13-ZEAS.69 | Com ¦ Com Heat Pump Water Heater (3.30 UEF - 50 Gal) - Fuel Sub - Panel Upgrade - ZEAS 2030 - Cold ¦ SCG ¦ Cold | Com ¦ Com Heat Pump Water Heater (3.30 UEF - 50 Gal) - Fuel Sub - Panel Upgrade - ZEAS 2030 - Cold | SCG ¦ Cold | SCG | All | Electric & Gas | HPWH (3.30 UEF - 50 Gal) | Efficient |  |  | 1 | Conventional | WaterHeat | Com - Restaurant | Com | ROB Only | 1 | 1000 sqft2 of floor space | 1000 sqft served | 13 | DEER:Indoor_CFL_Ltg | 17699.3325 | 0 | -1787.3839 | SWWH027-05 | 4953.246 | 2024 | 2764.8377 | 2024 | 3715.192 | -266.1751 | SWWH027-05 | Com Small Gas Water Heaters - Panel Upgrade - ZEAS 2030 - Cold ¦ SCG ¦ Cold | Com Small Gas Water Heaters - Panel Upgrade - ZEAS 2030 - Cold | 0.79319 | 0.453 | 0 | CBSA 2019 | 1028.2135 | 2032 | 1 | SWWH027-05
COM-WATERHEAT-FS-PU-13-ZEAS.70 | Com ¦ Com Heat Pump Water Heater (3.30 UEF - 50 Gal) - Fuel Sub - Panel Upgrade - ZEAS 2030 - Cold ¦ SCG ¦ Cold | Com ¦ Com Heat Pump Water Heater (3.30 UEF - 50 Gal) - Fuel Sub - Panel Upgrade - ZEAS 2030 - Cold | SCG ¦ Cold | SCG | All | Electric & Gas | HPWH (3.30 UEF - 50 Gal) | Efficient |  |  | 1 | Conventional | WaterHeat | Com - Retail | Com | ROB Only | 1 | 1000 sqft2 of floor space | 1000 sqft served | 13 | DEER:Indoor_CFL_Ltg | 273.9533 | 0 | -26.5374 | SWWH027-05 | 70.823 | 2024 | 39.5325 | 2024 | 35.4192 | -3.8059 | SWWH027-05 | Com Small Gas Water Heaters - Panel Upgrade - ZEAS 2030 - Cold ¦ SCG ¦ Cold | Com Small Gas Water Heaters - Panel Upgrade - ZEAS 2030 - Cold | 0.40063 | 0.453 | 0 | CBSA 2019 | 34.8798 | 2032 | 1 | SWWH027-05
COM-WATERHEAT-FS-PU-13-ZEAS.71 | Com ¦ Com Heat Pump Water Heater (3.30 UEF - 50 Gal) - Fuel Sub - Panel Upgrade - ZEAS 2030 - Cold ¦ SCG ¦ Cold | Com ¦ Com Heat Pump Water Heater (3.30 UEF - 50 Gal) - Fuel Sub - Panel Upgrade - ZEAS 2030 - Cold | SCG ¦ Cold | SCG | All | Electric & Gas | HPWH (3.30 UEF - 50 Gal) | Efficient |  |  | 1 | Conventional | WaterHeat | Com - School | Com | ROB Only | 1 | 1000 sqft2 of floor space | 1000 sqft served | 13 | DEER:Indoor_CFL_Ltg | 1562.7907 | 0 | -147.1997 | SWWH027-05 | 583.3959 | 2024 | 325.6441 | 2024 | 543.0634 | -31.3502 | SWWH027-05 | Com Small Gas Water Heaters - Panel Upgrade - ZEAS 2030 - Cold ¦ SCG ¦ Cold | Com Small Gas Water Heaters - Panel Upgrade - ZEAS 2030 - Cold | 0.76922 | 0.453 | 0 | CBSA 2019 | 79.006 | 2032 | 1 | SWWH027-05
COM-WATERHEAT-FS-PU-13-ZEAS.72 | Com ¦ Com Heat Pump Water Heater (3.30 UEF - 50 Gal) - Fuel Sub - Panel Upgrade - ZEAS 2030 - Cold ¦ SCG ¦ Cold | Com ¦ Com Heat Pump Water Heater (3.30 UEF - 50 Gal) - Fuel Sub - Panel Upgrade - ZEAS 2030 - Cold | SCG ¦ Cold | SCG | All | Electric & Gas | HPWH (3.30 UEF - 50 Gal) | Efficient |  |  | 1 | Conventional | WaterHeat | Com - Warehouse | Com | ROB Only | 1 | 1000 sqft2 of floor space | 1000 sqft served | 13 | DEER:Indoor_CFL_Ltg | 48.2659 | 0 | -4.2447 | SWWH027-05 | 10.5743 | 2024 | 5.9024 | 2024 | 10.5079 | -0.56824 | SWWH027-05 | Com Small Gas Water Heaters - Panel Upgrade - ZEAS 2030 - Cold ¦ SCG ¦ Cold | Com Small Gas Water Heaters - Panel Upgrade - ZEAS 2030 - Cold | 0.1976 | 0.453 | 0 | CBSA 2019 | 3.4268 | 2032 | 1 | SWWH027-05
COM-WATERHEAT-FS-PU-13-ZEAS.73 | Com ¦ Com Heat Pump Water Heater (3.30 UEF - 50 Gal) - Fuel Sub - Panel Upgrade - ZEAS 2030 - Marine ¦ SDG&E ¦ Marine | Com ¦ Com Heat Pump Water Heater (3.30 UEF - 50 Gal) - Fuel Sub - Panel Upgrade - ZEAS 2030 - Marine | SDG&E ¦ Marine | SDG&E | All | Electric & Gas | HPWH (3.30 UEF - 50 Gal) | Efficient |  |  | 1 | Conventional | WaterHeat | Com - College | Com | ROB Only | 1 | 1000 sqft2 of floor space | 1000 sqft served | 13 | DEER:Indoor_CFL_Ltg | 1172.378 | 0 | -123.9986 | SWWH027-05 | 367.4498 | 2024 | 205.1057 | 2024 | 356.4084 | -19.7458 | SWWH027-05 | Com Small Gas Water Heaters - Panel Upgrade - ZEAS 2030 - Marine ¦ SDG&E ¦ Marine | Com Small Gas Water Heaters - Panel Upgrade - ZEAS 2030 - Marine | 0.74815 | 0.453 | 0 | CBSA 2019 | 320.5161 | 2032 | 1 | SWWH027-05
COM-WATERHEAT-FS-PU-13-ZEAS.74 | Com ¦ Com Heat Pump Water Heater (3.30 UEF - 50 Gal) - Fuel Sub - Panel Upgrade - ZEAS 2030 - Marine ¦ SDG&E ¦ Marine | Com ¦ Com Heat Pump Water Heater (3.30 UEF - 50 Gal) - Fuel Sub - Panel Upgrade - ZEAS 2030 - Marine | SDG&E ¦ Marine | SDG&E | All | Electric & Gas | HPWH (3.30 UEF - 50 Gal) | Efficient |  |  | 1 | Conventional | WaterHeat | Com - Grocery | Com | ROB Only | 1 | 1000 sqft2 of floor space | 1000 sqft served | 13 | DEER:Indoor_CFL_Ltg | 0 | 0 | 0 | SWWH027-05 | 202.482 | 2024 | 123.4818 | 2024 | 302.9974 | -16.3851 | SWWH027-05 | Com Small Gas Water Heaters - Panel Upgrade - ZEAS 2030 - Marine ¦ SDG&E ¦ Marine | Com Small Gas Water Heaters - Panel Upgrade - ZEAS 2030 - Marine | 0.59609 | 0.453 | 0 | CBSA 2019 | 0 | 2032 | 1 | SWWH027-05
COM-WATERHEAT-FS-PU-13-ZEAS.75 | Com ¦ Com Heat Pump Water Heater (3.30 UEF - 50 Gal) - Fuel Sub - Panel Upgrade - ZEAS 2030 - Marine ¦ SDG&E ¦ Marine | Com ¦ Com Heat Pump Water Heater (3.30 UEF - 50 Gal) - Fuel Sub - Panel Upgrade - ZEAS 2030 - Marine | SDG&E ¦ Marine | SDG&E | All | Electric & Gas | HPWH (3.30 UEF - 50 Gal) | Efficient |  |  | 1 | Conventional | WaterHeat | Com - Health | Com | ROB Only | 1 | 1000 sqft2 of floor space | 1000 sqft served | 13 | DEER:Indoor_CFL_Ltg | 3310.9617 | 0 | -350.4213 | SWWH027-05 | 556.5653 | 2024 | 310.6675 | 2024 | 521.273 | -29.9084 | SWWH027-05 | Com Small Gas Water Heaters - Panel Upgrade - ZEAS 2030 - Marine ¦ SDG&E ¦ Marine | Com Small Gas Water Heaters - Panel Upgrade - ZEAS 2030 - Marine | 0.52611 | 0.453 | 0 | CBSA 2019 | 773.1351 | 2032 | 1 | SWWH027-05
COM-WATERHEAT-FS-PU-13-ZEAS.76 | Com ¦ Com Heat Pump Water Heater (3.30 UEF - 50 Gal) - Fuel Sub - Panel Upgrade - ZEAS 2030 - Marine ¦ SDG&E ¦ Marine | Com ¦ Com Heat Pump Water Heater (3.30 UEF - 50 Gal) - Fuel Sub - Panel Upgrade - ZEAS 2030 - Marine | SDG&E ¦ Marine | SDG&E | All | Electric & Gas | HPWH (3.30 UEF - 50 Gal) | Efficient |  |  | 1 | Conventional | WaterHeat | Com - Lodging | Com | ROB Only | 1 | 1000 sqft2 of floor space | 1000 sqft served | 13 | DEER:Indoor_CFL_Ltg | 2586.459 | 0 | -267.9555 | SWWH027-05 | 350.1957 | 2024 | 195.4747 | 2024 | 323.7383 | -18.8186 | SWWH027-05 | Com Small Gas Water Heaters - Panel Upgrade - ZEAS 2030 - Marine ¦ SDG&E ¦ Marine | Com Small Gas Water Heaters - Panel Upgrade - ZEAS 2030 - Marine | 0.73871 | 0.453 | 0 | CBSA 2019 | 2239.1194 | 2032 | 1 | SWWH027-05
COM-WATERHEAT-FS-PU-13-ZEAS.77 | Com ¦ Com Heat Pump Water Heater (3.30 UEF - 50 Gal) - Fuel Sub - Panel Upgrade - ZEAS 2030 - Marine ¦ SDG&E ¦ Marine | Com ¦ Com Heat Pump Water Heater (3.30 UEF - 50 Gal) - Fuel Sub - Panel Upgrade - ZEAS 2030 - Marine | SDG&E ¦ Marine | SDG&E | All | Electric & Gas | HPWH (3.30 UEF - 50 Gal) | Efficient |  |  | 1 | Conventional | WaterHeat | Com - Office (Large) | Com | ROB Only | 1 | 1000 sqft2 of floor space | 1000 sqft served | 13 | DEER:Indoor_CFL_Ltg | 330.1706 | 0 | -35.0899 | SWWH027-05 | 114.3416 | 2024 | 63.824 | 2024 | 113.624 | -6.1444 | SWWH027-05 | Com Small Gas Water Heaters - Panel Upgrade - ZEAS 2030 - Marine ¦ SDG&E ¦ Marine | Com Small Gas Water Heaters - Panel Upgrade - ZEAS 2030 - Marine | 0.46177 | 0.453 | 0 | CBSA 2019 | 124.742 | 2032 | 1 | SWWH027-05
COM-WATERHEAT-FS-PU-13-ZEAS.78 | Com ¦ Com Heat Pump Water Heater (3.30 UEF - 50 Gal) - Fuel Sub - Panel Upgrade - ZEAS 2030 - Marine ¦ SDG&E ¦ Marine | Com ¦ Com Heat Pump Water Heater (3.30 UEF - 50 Gal) - Fuel Sub - Panel Upgrade - ZEAS 2030 - Marine | SDG&E ¦ Marine | SDG&E | All | Electric & Gas | HPWH (3.30 UEF - 50 Gal) | Efficient |  |  | 1 | Conventional | WaterHeat | Com - Office (Small) | Com | ROB Only | 1 | 1000 sqft2 of floor space | 1000 sqft served | 13 | DEER:Indoor_CFL_Ltg | 306.8514 | 0 | -32.3508 | SWWH027-05 | 114.3416 | 2024 | 63.824 | 2024 | 113.624 | -6.1444 | SWWH027-05 | Com Small Gas Water Heaters - Panel Upgrade - ZEAS 2030 - Marine ¦ SDG&E ¦ Marine | Com Small Gas Water Heaters - Panel Upgrade - ZEAS 2030 - Marine | 0.46177 | 0.453 | 0 | CBSA 2019 | 49.9755 | 2032 | 1 | SWWH027-05
COM-WATERHEAT-FS-PU-13-ZEAS.79 | Com ¦ Com Heat Pump Water Heater (3.30 UEF - 50 Gal) - Fuel Sub - Panel Upgrade - ZEAS 2030 - Marine ¦ SDG&E ¦ Marine | Com ¦ Com Heat Pump Water Heater (3.30 UEF - 50 Gal) - Fuel Sub - Panel Upgrade - ZEAS 2030 - Marine | SDG&E ¦ Marine | SDG&E | All | Electric & Gas | HPWH (3.30 UEF - 50 Gal) | Efficient |  |  | 1 | Conventional | WaterHeat | Com - Other | Com | ROB Only | 1 | 1000 sqft2 of floor space | 1000 sqft served | 13 | DEER:Indoor_CFL_Ltg | 3949.0939 | 0 | -407.1546 | SWWH027-05 | 945.6672 | 2024 | 527.8592 | 2024 | 939.7326 | -50.8178 | SWWH027-05 | Com Small Gas Water Heaters - Panel Upgrade - ZEAS 2030 - Marine ¦ SDG&E ¦ Marine | Com Small Gas Water Heaters - Panel Upgrade - ZEAS 2030 - Marine | 0.5433 | 0.453 | 0 | CBSA 2019 | 1408.3367 | 2032 | 1 | SWWH027-05
COM-WATERHEAT-FS-PU-13-ZEAS.80 | Com ¦ Com Heat Pump Water Heater (3.30 UEF - 50 Gal) - Fuel Sub - Panel Upgrade - ZEAS 2030 - Marine ¦ SDG&E ¦ Marine | Com ¦ Com Heat Pump Water Heater (3.30 UEF - 50 Gal) - Fuel Sub - Panel Upgrade - ZEAS 2030 - Marine | SDG&E ¦ Marine | SDG&E | All | Electric & Gas | HPWH (3.30 UEF - 50 Gal) | Efficient |  |  | 1 | Conventional | WaterHeat | Com - Refrig. Warehouse | Com | ROB Only | 1 | 1000 sqft2 of floor space | 1000 sqft served | 13 | DEER:Indoor_CFL_Ltg | 328.619 | 0 | -35.0869 | SWWH027-05 | 52.8715 | 2024 | 29.5122 | 2024 | 52.5397 | -2.8412 | SWWH027-05 | Com Small Gas Water Heaters - Panel Upgrade - ZEAS 2030 - Marine ¦ SDG&E ¦ Marine | Com Small Gas Water Heaters - Panel Upgrade - ZEAS 2030 - Marine | 0.22621 | 0.453 | 0 | CBSA 2019 | 20.471 | 2032 | 1 | SWWH027-05
COM-WATERHEAT-FS-PU-13-ZEAS.81 | Com ¦ Com Heat Pump Water Heater (3.30 UEF - 50 Gal) - Fuel Sub - Panel Upgrade - ZEAS 2030 - Marine ¦ SDG&E ¦ Marine | Com ¦ Com Heat Pump Water Heater (3.30 UEF - 50 Gal) - Fuel Sub - Panel Upgrade - ZEAS 2030 - Marine | SDG&E ¦ Marine | SDG&E | All | Electric & Gas | HPWH (3.30 UEF - 50 Gal) | Efficient |  |  | 1 | Conventional | WaterHeat | Com - Restaurant | Com | ROB Only | 1 | 1000 sqft2 of floor space | 1000 sqft served | 13 | DEER:Indoor_CFL_Ltg | 14190.5774 | 0 | -1563.1821 | SWWH027-05 | 4953.246 | 2024 | 2764.8377 | 2024 | 3715.192 | -266.1751 | SWWH027-05 | Com Small Gas Water Heaters - Panel Upgrade - ZEAS 2030 - Marine ¦ SDG&E ¦ Marine | Com Small Gas Water Heaters - Panel Upgrade - ZEAS 2030 - Marine | 0.79319 | 0.453 | 0 | CBSA 2019 | 922.139 | 2032 | 1 | SWWH027-05
COM-WATERHEAT-FS-PU-13-ZEAS.82 | Com ¦ Com Heat Pump Water Heater (3.30 UEF - 50 Gal) - Fuel Sub - Panel Upgrade - ZEAS 2030 - Marine ¦ SDG&E ¦ Marine | Com ¦ Com Heat Pump Water Heater (3.30 UEF - 50 Gal) - Fuel Sub - Panel Upgrade - ZEAS 2030 - Marine | SDG&E ¦ Marine | SDG&E | All | Electric & Gas | HPWH (3.30 UEF - 50 Gal) | Efficient |  |  | 1 | Conventional | WaterHeat | Com - Retail | Com | ROB Only | 1 | 1000 sqft2 of floor space | 1000 sqft served | 13 | DEER:Indoor_CFL_Ltg | 220.011 | 0 | -23.0667 | SWWH027-05 | 70.823 | 2024 | 39.5325 | 2024 | 35.4192 | -3.8059 | SWWH027-05 | Com Small Gas Water Heaters - Panel Upgrade - ZEAS 2030 - Marine ¦ SDG&E ¦ Marine | Com Small Gas Water Heaters - Panel Upgrade - ZEAS 2030 - Marine | 0.40063 | 0.453 | 0 | CBSA 2019 | 36.6814 | 2032 | 1 | SWWH027-05
COM-WATERHEAT-FS-PU-13-ZEAS.83 | Com ¦ Com Heat Pump Water Heater (3.30 UEF - 50 Gal) - Fuel Sub - Panel Upgrade - ZEAS 2030 - Marine ¦ SDG&E ¦ Marine | Com ¦ Com Heat Pump Water Heater (3.30 UEF - 50 Gal) - Fuel Sub - Panel Upgrade - ZEAS 2030 - Marine | SDG&E ¦ Marine | SDG&E | All | Electric & Gas | HPWH (3.30 UEF - 50 Gal) | Efficient |  |  | 1 | Conventional | WaterHeat | Com - School | Com | ROB Only | 1 | 1000 sqft2 of floor space | 1000 sqft served | 13 | DEER:Indoor_CFL_Ltg | 1174.9227 | 0 | -127.9363 | SWWH027-05 | 583.3959 | 2024 | 325.6441 | 2024 | 543.0634 | -31.3502 | SWWH027-05 | Com Small Gas Water Heaters - Panel Upgrade - ZEAS 2030 - Marine ¦ SDG&E ¦ Marine | Com Small Gas Water Heaters - Panel Upgrade - ZEAS 2030 - Marine | 0.76922 | 0.453 | 0 | CBSA 2019 | 98.855 | 2032 | 1 | SWWH027-05
COM-WATERHEAT-FS-PU-13-ZEAS.84 | Com ¦ Com Heat Pump Water Heater (3.30 UEF - 50 Gal) - Fuel Sub - Panel Upgrade - ZEAS 2030 - Marine ¦ SDG&E ¦ Marine | Com ¦ Com Heat Pump Water Heater (3.30 UEF - 50 Gal) - Fuel Sub - Panel Upgrade - ZEAS 2030 - Marine | SDG&E ¦ Marine | SDG&E | All | Electric & Gas | HPWH (3.30 UEF - 50 Gal) | Efficient |  |  | 1 | Conventional | WaterHeat | Com - Warehouse | Com | ROB Only | 1 | 1000 sqft2 of floor space | 1000 sqft served | 13 | DEER:Indoor_CFL_Ltg | 35.6004 | 0 | -3.697 | SWWH027-05 | 10.5743 | 2024 | 5.9024 | 2024 | 10.5079 | -0.56824 | SWWH027-05 | Com Small Gas Water Heaters - Panel Upgrade - ZEAS 2030 - Marine ¦ SDG&E ¦ Marine | Com Small Gas Water Heaters - Panel Upgrade - ZEAS 2030 - Marine | 0.1976 | 0.453 | 0 | CBSA 2019 | 4.9142 | 2032 | 1 | SWWH027-05
COM-WATERHEAT-FS-PU-13-ZEAS.85 | Com ¦ Com Heat Pump Water Heater (3.30 UEF - 50 Gal) - Fuel Sub - Panel Upgrade - ZEAS 2030 - Hot-Dry ¦ SDG&E ¦ Hot-Dry | Com ¦ Com Heat Pump Water Heater (3.30 UEF - 50 Gal) - Fuel Sub - Panel Upgrade - ZEAS 2030 - Hot-Dry | SDG&E ¦ Hot-Dry | SDG&E | All | Electric & Gas | HPWH (3.30 UEF - 50 Gal) | Efficient |  |  | 1 | Conventional | WaterHeat | Com - College | Com | ROB Only | 1 | 1000 sqft2 of floor space | 1000 sqft served | 13 | DEER:Indoor_CFL_Ltg | 586.0009 | 0 | -61.9617 | SWWH027-05 | 183.7249 | 2024 | 102.5529 | 2024 | 356.4084 | -19.7458 | SWWH027-05 | Com Small Gas Water Heaters - Panel Upgrade - ZEAS 2030 - Hot-Dry ¦ SDG&E ¦ Hot-Dry | Com Small Gas Water Heaters - Panel Upgrade - ZEAS 2030 - Hot-Dry | 0.74815 | 0.453 | 0 | CBSA 2019 | 160.1481 | 2032 | 1 | SWWH027-05
COM-WATERHEAT-FS-PU-13-ZEAS.86 | Com ¦ Com Heat Pump Water Heater (3.30 UEF - 50 Gal) - Fuel Sub - Panel Upgrade - ZEAS 2030 - Hot-Dry ¦ SDG&E ¦ Hot-Dry | Com ¦ Com Heat Pump Water Heater (3.30 UEF - 50 Gal) - Fuel Sub - Panel Upgrade - ZEAS 2030 - Hot-Dry | SDG&E ¦ Hot-Dry | SDG&E | All | Electric & Gas | HPWH (3.30 UEF - 50 Gal) | Efficient |  |  | 1 | Conventional | WaterHeat | Com - Grocery | Com | ROB Only | 1 | 1000 sqft2 of floor space | 1000 sqft served | 13 | DEER:Indoor_CFL_Ltg | 0 | 0 | 0 | SWWH027-05 | 101.241 | 2024 | 61.7409 | 2024 | 302.9974 | -16.3851 | SWWH027-05 | Com Small Gas Water Heaters - Panel Upgrade - ZEAS 2030 - Hot-Dry ¦ SDG&E ¦ Hot-Dry | Com Small Gas Water Heaters - Panel Upgrade - ZEAS 2030 - Hot-Dry | 0.59609 | 0.453 | 0 | CBSA 2019 | 0 | 2032 | 1 | SWWH027-05
COM-WATERHEAT-FS-PU-13-ZEAS.87 | Com ¦ Com Heat Pump Water Heater (3.30 UEF - 50 Gal) - Fuel Sub - Panel Upgrade - ZEAS 2030 - Hot-Dry ¦ SDG&E ¦ Hot-Dry | Com ¦ Com Heat Pump Water Heater (3.30 UEF - 50 Gal) - Fuel Sub - Panel Upgrade - ZEAS 2030 - Hot-Dry | SDG&E ¦ Hot-Dry | SDG&E | All | Electric & Gas | HPWH (3.30 UEF - 50 Gal) | Efficient |  |  | 1 | Conventional | WaterHeat | Com - Health | Com | ROB Only | 1 | 1000 sqft2 of floor space | 1000 sqft served | 13 | DEER:Indoor_CFL_Ltg | 1651.6552 | 0 | -174.6924 | SWWH027-05 | 278.2827 | 2024 | 155.3338 | 2024 | 521.273 | -29.9084 | SWWH027-05 | Com Small Gas Water Heaters - Panel Upgrade - ZEAS 2030 - Hot-Dry ¦ SDG&E ¦ Hot-Dry | Com Small Gas Water Heaters - Panel Upgrade - ZEAS 2030 - Hot-Dry | 0.52611 | 0.453 | 0 | CBSA 2019 | 385.3539 | 2032 | 1 | SWWH027-05
COM-WATERHEAT-FS-PU-13-ZEAS.88 | Com ¦ Com Heat Pump Water Heater (3.30 UEF - 50 Gal) - Fuel Sub - Panel Upgrade - ZEAS 2030 - Hot-Dry ¦ SDG&E ¦ Hot-Dry | Com ¦ Com Heat Pump Water Heater (3.30 UEF - 50 Gal) - Fuel Sub - Panel Upgrade - ZEAS 2030 - Hot-Dry | SDG&E ¦ Hot-Dry | SDG&E | All | Electric & Gas | HPWH (3.30 UEF - 50 Gal) | Efficient |  |  | 1 | Conventional | WaterHeat | Com - Lodging | Com | ROB Only | 1 | 1000 sqft2 of floor space | 1000 sqft served | 13 | DEER:Indoor_CFL_Ltg | 1287.733 | 0 | -133.4281 | SWWH027-05 | 175.0978 | 2024 | 97.7373 | 2024 | 323.7383 | -18.8186 | SWWH027-05 | Com Small Gas Water Heaters - Panel Upgrade - ZEAS 2030 - Hot-Dry ¦ SDG&E ¦ Hot-Dry | Com Small Gas Water Heaters - Panel Upgrade - ZEAS 2030 - Hot-Dry | 0.73871 | 0.453 | 0 | CBSA 2019 | 1114.9967 | 2032 | 1 | SWWH027-05
COM-WATERHEAT-FS-PU-13-ZEAS.89 | Com ¦ Com Heat Pump Water Heater (3.30 UEF - 50 Gal) - Fuel Sub - Panel Upgrade - ZEAS 2030 - Hot-Dry ¦ SDG&E ¦ Hot-Dry | Com ¦ Com Heat Pump Water Heater (3.30 UEF - 50 Gal) - Fuel Sub - Panel Upgrade - ZEAS 2030 - Hot-Dry | SDG&E ¦ Hot-Dry | SDG&E | All | Electric & Gas | HPWH (3.30 UEF - 50 Gal) | Efficient |  |  | 1 | Conventional | WaterHeat | Com - Office (Large) | Com | ROB Only | 1 | 1000 sqft2 of floor space | 1000 sqft served | 13 | DEER:Indoor_CFL_Ltg | 164.9003 | 0 | -17.4894 | SWWH027-05 | 57.1708 | 2024 | 31.912 | 2024 | 113.624 | -6.1444 | SWWH027-05 | Com Small Gas Water Heaters - Panel Upgrade - ZEAS 2030 - Hot-Dry ¦ SDG&E ¦ Hot-Dry | Com Small Gas Water Heaters - Panel Upgrade - ZEAS 2030 - Hot-Dry | 0.46177 | 0.453 | 0 | CBSA 2019 | 62.1401 | 2032 | 1 | SWWH027-05
COM-WATERHEAT-FS-PU-13-ZEAS.90 | Com ¦ Com Heat Pump Water Heater (3.30 UEF - 50 Gal) - Fuel Sub - Panel Upgrade - ZEAS 2030 - Hot-Dry ¦ SDG&E ¦ Hot-Dry | Com ¦ Com Heat Pump Water Heater (3.30 UEF - 50 Gal) - Fuel Sub - Panel Upgrade - ZEAS 2030 - Hot-Dry | SDG&E ¦ Hot-Dry | SDG&E | All | Electric & Gas | HPWH (3.30 UEF - 50 Gal) | Efficient |  |  | 1 | Conventional | WaterHeat | Com - Office (Small) | Com | ROB Only | 1 | 1000 sqft2 of floor space | 1000 sqft served | 13 | DEER:Indoor_CFL_Ltg | 153.2406 | 0 | -16.1384 | SWWH027-05 | 57.1708 | 2024 | 31.912 | 2024 | 113.624 | -6.1444 | SWWH027-05 | Com Small Gas Water Heaters - Panel Upgrade - ZEAS 2030 - Hot-Dry ¦ SDG&E ¦ Hot-Dry | Com Small Gas Water Heaters - Panel Upgrade - ZEAS 2030 - Hot-Dry | 0.46177 | 0.453 | 0 | CBSA 2019 | 24.923 | 2032 | 1 | SWWH027-05
COM-WATERHEAT-FS-PU-13-ZEAS.91 | Com ¦ Com Heat Pump Water Heater (3.30 UEF - 50 Gal) - Fuel Sub - Panel Upgrade - ZEAS 2030 - Hot-Dry ¦ SDG&E ¦ Hot-Dry | Com ¦ Com Heat Pump Water Heater (3.30 UEF - 50 Gal) - Fuel Sub - Panel Upgrade - ZEAS 2030 - Hot-Dry | SDG&E ¦ Hot-Dry | SDG&E | All | Electric & Gas | HPWH (3.30 UEF - 50 Gal) | Efficient |  |  | 1 | Conventional | WaterHeat | Com - Other | Com | ROB Only | 1 | 1000 sqft2 of floor space | 1000 sqft served | 13 | DEER:Indoor_CFL_Ltg | 1974.5469 | 0 | -203.5773 | SWWH027-05 | 472.8336 | 2024 | 263.9296 | 2024 | 939.7326 | -50.8178 | SWWH027-05 | Com Small Gas Water Heaters - Panel Upgrade - ZEAS 2030 - Hot-Dry ¦ SDG&E ¦ Hot-Dry | Com Small Gas Water Heaters - Panel Upgrade - ZEAS 2030 - Hot-Dry | 0.5433 | 0.453 | 0 | CBSA 2019 | 704.1683 | 2032 | 1 | SWWH027-05
COM-WATERHEAT-FS-PU-13-ZEAS.92 | Com ¦ Com Heat Pump Water Heater (3.30 UEF - 50 Gal) - Fuel Sub - Panel Upgrade - ZEAS 2030 - Hot-Dry ¦ SDG&E ¦ Hot-Dry | Com ¦ Com Heat Pump Water Heater (3.30 UEF - 50 Gal) - Fuel Sub - Panel Upgrade - ZEAS 2030 - Hot-Dry | SDG&E ¦ Hot-Dry | SDG&E | All | Electric & Gas | HPWH (3.30 UEF - 50 Gal) | Efficient |  |  | 1 | Conventional | WaterHeat | Com - Refrig. Warehouse | Com | ROB Only | 1 | 1000 sqft2 of floor space | 1000 sqft served | 13 | DEER:Indoor_CFL_Ltg | 164.3095 | 0 | -17.5435 | SWWH027-05 | 26.4358 | 2024 | 14.7561 | 2024 | 52.5397 | -2.8412 | SWWH027-05 | Com Small Gas Water Heaters - Panel Upgrade - ZEAS 2030 - Hot-Dry ¦ SDG&E ¦ Hot-Dry | Com Small Gas Water Heaters - Panel Upgrade - ZEAS 2030 - Hot-Dry | 0.22621 | 0.453 | 0 | CBSA 2019 | 10.2355 | 2032 | 1 | SWWH027-05
COM-WATERHEAT-FS-PU-13-ZEAS.93 | Com ¦ Com Heat Pump Water Heater (3.30 UEF - 50 Gal) - Fuel Sub - Panel Upgrade - ZEAS 2030 - Hot-Dry ¦ SDG&E ¦ Hot-Dry | Com ¦ Com Heat Pump Water Heater (3.30 UEF - 50 Gal) - Fuel Sub - Panel Upgrade - ZEAS 2030 - Hot-Dry | SDG&E ¦ Hot-Dry | SDG&E | All | Electric & Gas | HPWH (3.30 UEF - 50 Gal) | Efficient |  |  | 1 | Conventional | WaterHeat | Com - Restaurant | Com | ROB Only | 1 | 1000 sqft2 of floor space | 1000 sqft served | 13 | DEER:Indoor_CFL_Ltg | 7079.9621 | 0 | -779.9876 | SWWH027-05 | 2476.623 | 2024 | 1382.4189 | 2024 | 3715.192 | -266.1751 | SWWH027-05 | Com Small Gas Water Heaters - Panel Upgrade - ZEAS 2030 - Hot-Dry ¦ SDG&E ¦ Hot-Dry | Com Small Gas Water Heaters - Panel Upgrade - ZEAS 2030 - Hot-Dry | 0.79319 | 0.453 | 0 | CBSA 2019 | 460.1373 | 2032 | 1 | SWWH027-05
COM-WATERHEAT-FS-PU-13-ZEAS.94 | Com ¦ Com Heat Pump Water Heater (3.30 UEF - 50 Gal) - Fuel Sub - Panel Upgrade - ZEAS 2030 - Hot-Dry ¦ SDG&E ¦ Hot-Dry | Com ¦ Com Heat Pump Water Heater (3.30 UEF - 50 Gal) - Fuel Sub - Panel Upgrade - ZEAS 2030 - Hot-Dry | SDG&E ¦ Hot-Dry | SDG&E | All | Electric & Gas | HPWH (3.30 UEF - 50 Gal) | Efficient |  |  | 1 | Conventional | WaterHeat | Com - Retail | Com | ROB Only | 1 | 1000 sqft2 of floor space | 1000 sqft served | 13 | DEER:Indoor_CFL_Ltg | 109.8158 | 0 | -11.5052 | SWWH027-05 | 35.4115 | 2024 | 19.7663 | 2024 | 35.4192 | -3.8059 | SWWH027-05 | Com Small Gas Water Heaters - Panel Upgrade - ZEAS 2030 - Hot-Dry ¦ SDG&E ¦ Hot-Dry | Com Small Gas Water Heaters - Panel Upgrade - ZEAS 2030 - Hot-Dry | 0.40063 | 0.453 | 0 | CBSA 2019 | 18.2686 | 2032 | 1 | SWWH027-05
COM-WATERHEAT-FS-PU-13-ZEAS.95 | Com ¦ Com Heat Pump Water Heater (3.30 UEF - 50 Gal) - Fuel Sub - Panel Upgrade - ZEAS 2030 - Hot-Dry ¦ SDG&E ¦ Hot-Dry | Com ¦ Com Heat Pump Water Heater (3.30 UEF - 50 Gal) - Fuel Sub - Panel Upgrade - ZEAS 2030 - Hot-Dry | SDG&E ¦ Hot-Dry | SDG&E | All | Electric & Gas | HPWH (3.30 UEF - 50 Gal) | Efficient |  |  | 1 | Conventional | WaterHeat | Com - School | Com | ROB Only | 1 | 1000 sqft2 of floor space | 1000 sqft served | 13 | DEER:Indoor_CFL_Ltg | 585.437 | 0 | -63.6849 | SWWH027-05 | 291.698 | 2024 | 162.822 | 2024 | 543.0634 | -31.3502 | SWWH027-05 | Com Small Gas Water Heaters - Panel Upgrade - ZEAS 2030 - Hot-Dry ¦ SDG&E ¦ Hot-Dry | Com Small Gas Water Heaters - Panel Upgrade - ZEAS 2030 - Hot-Dry | 0.76922 | 0.453 | 0 | CBSA 2019 | 49.1136 | 2032 | 1 | SWWH027-05
COM-WATERHEAT-FS-PU-13-ZEAS.96 | Com ¦ Com Heat Pump Water Heater (3.30 UEF - 50 Gal) - Fuel Sub - Panel Upgrade - ZEAS 2030 - Hot-Dry ¦ SDG&E ¦ Hot-Dry | Com ¦ Com Heat Pump Water Heater (3.30 UEF - 50 Gal) - Fuel Sub - Panel Upgrade - ZEAS 2030 - Hot-Dry | SDG&E ¦ Hot-Dry | SDG&E | All | Electric & Gas | HPWH (3.30 UEF - 50 Gal) | Efficient |  |  | 1 | Conventional | WaterHeat | Com - Warehouse | Com | ROB Only | 1 | 1000 sqft2 of floor space | 1000 sqft served | 13 | DEER:Indoor_CFL_Ltg | 17.8002 | 0 | -1.8485 | SWWH027-05 | 5.2872 | 2024 | 2.9512 | 2024 | 10.5079 | -0.56824 | SWWH027-05 | Com Small Gas Water Heaters - Panel Upgrade - ZEAS 2030 - Hot-Dry ¦ SDG&E ¦ Hot-Dry | Com Small Gas Water Heaters - Panel Upgrade - ZEAS 2030 - Hot-Dry | 0.1976 | 0.453 | 0 | CBSA 2019 | 2.4571 | 2032 | 1 | SWWH027-05
COM-WATERHEAT-FS-PU-14-ZEAS.1 | Com ¦ Com Heat Pump Water Heater (3.50 UEF - 50 Gal) - Fuel Sub - Panel Upgrade - ZEAS 2030 - Marine ¦ PG&E ¦ Marine | Com ¦ Com Heat Pump Water Heater (3.50 UEF - 50 Gal) - Fuel Sub - Panel Upgrade - ZEAS 2030 - Marine | PG&E ¦ Marine | PG&E | All | Electric & Gas | HPWH (3.50 UEF - 50 Gal) | Efficient |  |  | 1 | Conventional | WaterHeat | Com - College | Com | ROB Only | 1 | 1000 sqft2 of floor space | 1000 sqft served | 13 | DEER:Indoor_CFL_Ltg | 625.7525 | 0 | -67.0699 | SWWH027-05 | 190.4605 | 2024 | 102.5529 | 2024 | 356.4084 | -19.7458 | SWWH027-05 | Com Small Gas Water Heaters - Panel Upgrade - ZEAS 2030 - Marine ¦ PG&E ¦ Marine | Com Small Gas Water Heaters - Panel Upgrade - ZEAS 2030 - Marine | 0.74815 | 0.453 | 0 | CBSA 2019 | 173.9973 | 2032 | 1 | SWWH027-05
COM-WATERHEAT-FS-PU-14-ZEAS.2 | Com ¦ Com Heat Pump Water Heater (3.50 UEF - 50 Gal) - Fuel Sub - Panel Upgrade - ZEAS 2030 - Marine ¦ PG&E ¦ Marine | Com ¦ Com Heat Pump Water Heater (3.50 UEF - 50 Gal) - Fuel Sub - Panel Upgrade - ZEAS 2030 - Marine | PG&E ¦ Marine | PG&E | All | Electric & Gas | HPWH (3.50 UEF - 50 Gal) | Efficient |  |  | 1 | Conventional | WaterHeat | Com - Grocery | Com | ROB Only | 1 | 1000 sqft2 of floor space | 1000 sqft served | 13 | DEER:Indoor_CFL_Ltg | 0 | 0 | 0 | SWWH027-05 | 101.241 | 2024 | 61.7409 | 2024 | 302.9974 | -16.3851 | SWWH027-05 | Com Small Gas Water Heaters - Panel Upgrade - ZEAS 2030 - Marine ¦ PG&E ¦ Marine | Com Small Gas Water Heaters - Panel Upgrade - ZEAS 2030 - Marine | 0.59609 | 0.453 | 0 | CBSA 2019 | 0 | 2032 | 1 | SWWH027-05
COM-WATERHEAT-FS-PU-14-ZEAS.3 | Com ¦ Com Heat Pump Water Heater (3.50 UEF - 50 Gal) - Fuel Sub - Panel Upgrade - ZEAS 2030 - Marine ¦ PG&E ¦ Marine | Com ¦ Com Heat Pump Water Heater (3.50 UEF - 50 Gal) - Fuel Sub - Panel Upgrade - ZEAS 2030 - Marine | PG&E ¦ Marine | PG&E | All | Electric & Gas | HPWH (3.50 UEF - 50 Gal) | Efficient |  |  | 1 | Conventional | WaterHeat | Com - Health | Com | ROB Only | 1 | 1000 sqft2 of floor space | 1000 sqft served | 13 | DEER:Indoor_CFL_Ltg | 1745.5665 | 0 | -189.4886 | SWWH027-05 | 288.4849 | 2024 | 155.3338 | 2024 | 521.273 | -29.9084 | SWWH027-05 | Com Small Gas Water Heaters - Panel Upgrade - ZEAS 2030 - Marine ¦ PG&E ¦ Marine | Com Small Gas Water Heaters - Panel Upgrade - ZEAS 2030 - Marine | 0.52611 | 0.453 | 0 | CBSA 2019 | 421.002 | 2032 | 1 | SWWH027-05
COM-WATERHEAT-FS-PU-14-ZEAS.4 | Com ¦ Com Heat Pump Water Heater (3.50 UEF - 50 Gal) - Fuel Sub - Panel Upgrade - ZEAS 2030 - Marine ¦ PG&E ¦ Marine | Com ¦ Com Heat Pump Water Heater (3.50 UEF - 50 Gal) - Fuel Sub - Panel Upgrade - ZEAS 2030 - Marine | PG&E ¦ Marine | PG&E | All | Electric & Gas | HPWH (3.50 UEF - 50 Gal) | Efficient |  |  | 1 | Conventional | WaterHeat | Com - Lodging | Com | ROB Only | 1 | 1000 sqft2 of floor space | 1000 sqft served | 13 | DEER:Indoor_CFL_Ltg | 1365.8867 | 0 | -145.1426 | SWWH027-05 | 181.5172 | 2024 | 97.7373 | 2024 | 323.7383 | -18.8186 | SWWH027-05 | Com Small Gas Water Heaters - Panel Upgrade - ZEAS 2030 - Marine ¦ PG&E ¦ Marine | Com Small Gas Water Heaters - Panel Upgrade - ZEAS 2030 - Marine | 0.73871 | 0.453 | 0 | CBSA 2019 | 1218.3929 | 2032 | 1 | SWWH027-05
COM-WATERHEAT-FS-PU-14-ZEAS.5 | Com ¦ Com Heat Pump Water Heater (3.50 UEF - 50 Gal) - Fuel Sub - Panel Upgrade - ZEAS 2030 - Marine ¦ PG&E ¦ Marine | Com ¦ Com Heat Pump Water Heater (3.50 UEF - 50 Gal) - Fuel Sub - Panel Upgrade - ZEAS 2030 - Marine | PG&E ¦ Marine | PG&E | All | Electric & Gas | HPWH (3.50 UEF - 50 Gal) | Efficient |  |  | 1 | Conventional | WaterHeat | Com - Office (Large) | Com | ROB Only | 1 | 1000 sqft2 of floor space | 1000 sqft served | 13 | DEER:Indoor_CFL_Ltg | 174.339 | 0 | -18.8775 | SWWH027-05 | 59.2667 | 2024 | 31.912 | 2024 | 113.624 | -6.1444 | SWWH027-05 | Com Small Gas Water Heaters - Panel Upgrade - ZEAS 2030 - Marine ¦ PG&E ¦ Marine | Com Small Gas Water Heaters - Panel Upgrade - ZEAS 2030 - Marine | 0.46177 | 0.453 | 0 | CBSA 2019 | 67.4347 | 2032 | 1 | SWWH027-05
COM-WATERHEAT-FS-PU-14-ZEAS.6 | Com ¦ Com Heat Pump Water Heater (3.50 UEF - 50 Gal) - Fuel Sub - Panel Upgrade - ZEAS 2030 - Marine ¦ PG&E ¦ Marine | Com ¦ Com Heat Pump Water Heater (3.50 UEF - 50 Gal) - Fuel Sub - Panel Upgrade - ZEAS 2030 - Marine | PG&E ¦ Marine | PG&E | All | Electric & Gas | HPWH (3.50 UEF - 50 Gal) | Efficient |  |  | 1 | Conventional | WaterHeat | Com - Office (Small) | Com | ROB Only | 1 | 1000 sqft2 of floor space | 1000 sqft served | 13 | DEER:Indoor_CFL_Ltg | 162.1242 | 0 | -17.4709 | SWWH027-05 | 59.2667 | 2024 | 31.912 | 2024 | 113.624 | -6.1444 | SWWH027-05 | Com Small Gas Water Heaters - Panel Upgrade - ZEAS 2030 - Marine ¦ PG&E ¦ Marine | Com Small Gas Water Heaters - Panel Upgrade - ZEAS 2030 - Marine | 0.46177 | 0.453 | 0 | CBSA 2019 | 27.1537 | 2032 | 1 | SWWH027-05
COM-WATERHEAT-FS-PU-14-ZEAS.7 | Com ¦ Com Heat Pump Water Heater (3.50 UEF - 50 Gal) - Fuel Sub - Panel Upgrade - ZEAS 2030 - Marine ¦ PG&E ¦ Marine | Com ¦ Com Heat Pump Water Heater (3.50 UEF - 50 Gal) - Fuel Sub - Panel Upgrade - ZEAS 2030 - Marine | PG&E ¦ Marine | PG&E | All | Electric & Gas | HPWH (3.50 UEF - 50 Gal) | Efficient |  |  | 1 | Conventional | WaterHeat | Com - Other | Com | ROB Only | 1 | 1000 sqft2 of floor space | 1000 sqft served | 13 | DEER:Indoor_CFL_Ltg | 2081.6929 | 0 | -220.4145 | SWWH027-05 | 490.1683 | 2024 | 263.9296 | 2024 | 939.7326 | -50.8178 | SWWH027-05 | Com Small Gas Water Heaters - Panel Upgrade - ZEAS 2030 - Marine ¦ PG&E ¦ Marine | Com Small Gas Water Heaters - Panel Upgrade - ZEAS 2030 - Marine | 0.5433 | 0.453 | 0 | CBSA 2019 | 768.6095 | 2032 | 1 | SWWH027-05
COM-WATERHEAT-FS-PU-14-ZEAS.8 | Com ¦ Com Heat Pump Water Heater (3.50 UEF - 50 Gal) - Fuel Sub - Panel Upgrade - ZEAS 2030 - Marine ¦ PG&E ¦ Marine | Com ¦ Com Heat Pump Water Heater (3.50 UEF - 50 Gal) - Fuel Sub - Panel Upgrade - ZEAS 2030 - Marine | PG&E ¦ Marine | PG&E | All | Electric & Gas | HPWH (3.50 UEF - 50 Gal) | Efficient |  |  | 1 | Conventional | WaterHeat | Com - Refrig. Warehouse | Com | ROB Only | 1 | 1000 sqft2 of floor space | 1000 sqft served | 13 | DEER:Indoor_CFL_Ltg | 173.7231 | 0 | -18.9983 | SWWH027-05 | 27.4049 | 2024 | 14.7561 | 2024 | 52.5397 | -2.8412 | SWWH027-05 | Com Small Gas Water Heaters - Panel Upgrade - ZEAS 2030 - Marine ¦ PG&E ¦ Marine | Com Small Gas Water Heaters - Panel Upgrade - ZEAS 2030 - Marine | 0.22621 | 0.453 | 0 | CBSA 2019 | 11.1596 | 2032 | 1 | SWWH027-05
COM-WATERHEAT-FS-PU-14-ZEAS.9 | Com ¦ Com Heat Pump Water Heater (3.50 UEF - 50 Gal) - Fuel Sub - Panel Upgrade - ZEAS 2030 - Marine ¦ PG&E ¦ Marine | Com ¦ Com Heat Pump Water Heater (3.50 UEF - 50 Gal) - Fuel Sub - Panel Upgrade - ZEAS 2030 - Marine | PG&E ¦ Marine | PG&E | All | Electric & Gas | HPWH (3.50 UEF - 50 Gal) | Efficient |  |  | 1 | Conventional | WaterHeat | Com - Restaurant | Com | ROB Only | 1 | 1000 sqft2 of floor space | 1000 sqft served | 13 | DEER:Indoor_CFL_Ltg | 7564.0626 | 0 | -845.4464 | SWWH027-05 | 2567.4192 | 2024 | 1382.4189 | 2024 | 3715.192 | -266.1751 | SWWH027-05 | Com Small Gas Water Heaters - Panel Upgrade - ZEAS 2030 - Marine ¦ PG&E ¦ Marine | Com Small Gas Water Heaters - Panel Upgrade - ZEAS 2030 - Marine | 0.79319 | 0.453 | 0 | CBSA 2019 | 500.7094 | 2032 | 1 | SWWH027-05
COM-WATERHEAT-FS-PU-14-ZEAS.10 | Com ¦ Com Heat Pump Water Heater (3.50 UEF - 50 Gal) - Fuel Sub - Panel Upgrade - ZEAS 2030 - Marine ¦ PG&E ¦ Marine | Com ¦ Com Heat Pump Water Heater (3.50 UEF - 50 Gal) - Fuel Sub - Panel Upgrade - ZEAS 2030 - Marine | PG&E ¦ Marine | PG&E | All | Electric & Gas | HPWH (3.50 UEF - 50 Gal) | Efficient |  |  | 1 | Conventional | WaterHeat | Com - Retail | Com | ROB Only | 1 | 1000 sqft2 of floor space | 1000 sqft served | 13 | DEER:Indoor_CFL_Ltg | 117.4756 | 0 | -12.4564 | SWWH027-05 | 36.7097 | 2024 | 19.7663 | 2024 | 35.4192 | -3.8059 | SWWH027-05 | Com Small Gas Water Heaters - Panel Upgrade - ZEAS 2030 - Marine ¦ PG&E ¦ Marine | Com Small Gas Water Heaters - Panel Upgrade - ZEAS 2030 - Marine | 0.40063 | 0.453 | 0 | CBSA 2019 | 20.2773 | 2032 | 1 | SWWH027-05
COM-WATERHEAT-FS-PU-14-ZEAS.11 | Com ¦ Com Heat Pump Water Heater (3.50 UEF - 50 Gal) - Fuel Sub - Panel Upgrade - ZEAS 2030 - Marine ¦ PG&E ¦ Marine | Com ¦ Com Heat Pump Water Heater (3.50 UEF - 50 Gal) - Fuel Sub - Panel Upgrade - ZEAS 2030 - Marine | PG&E ¦ Marine | PG&E | All | Electric & Gas | HPWH (3.50 UEF - 50 Gal) | Efficient |  |  | 1 | Conventional | WaterHeat | Com - School | Com | ROB Only | 1 | 1000 sqft2 of floor space | 1000 sqft served | 13 | DEER:Indoor_CFL_Ltg | 623.0725 | 0 | -68.9729 | SWWH027-05 | 302.392 | 2024 | 162.822 | 2024 | 543.0634 | -31.3502 | SWWH027-05 | Com Small Gas Water Heaters - Panel Upgrade - ZEAS 2030 - Marine ¦ PG&E ¦ Marine | Com Small Gas Water Heaters - Panel Upgrade - ZEAS 2030 - Marine | 0.76922 | 0.453 | 0 | CBSA 2019 | 54.9987 | 2032 | 1 | SWWH027-05
COM-WATERHEAT-FS-PU-14-ZEAS.12 | Com ¦ Com Heat Pump Water Heater (3.50 UEF - 50 Gal) - Fuel Sub - Panel Upgrade - ZEAS 2030 - Marine ¦ PG&E ¦ Marine | Com ¦ Com Heat Pump Water Heater (3.50 UEF - 50 Gal) - Fuel Sub - Panel Upgrade - ZEAS 2030 - Marine | PG&E ¦ Marine | PG&E | All | Electric & Gas | HPWH (3.50 UEF - 50 Gal) | Efficient |  |  | 1 | Conventional | WaterHeat | Com - Warehouse | Com | ROB Only | 1 | 1000 sqft2 of floor space | 1000 sqft served | 13 | DEER:Indoor_CFL_Ltg | 18.9983 | 0 | -2.0025 | SWWH027-05 | 5.481 | 2024 | 2.9512 | 2024 | 10.5079 | -0.56824 | SWWH027-05 | Com Small Gas Water Heaters - Panel Upgrade - ZEAS 2030 - Marine ¦ PG&E ¦ Marine | Com Small Gas Water Heaters - Panel Upgrade - ZEAS 2030 - Marine | 0.1976 | 0.453 | 0 | CBSA 2019 | 2.7473 | 2032 | 1 | SWWH027-05
COM-WATERHEAT-FS-PU-14-ZEAS.13 | Com ¦ Com Heat Pump Water Heater (3.50 UEF - 50 Gal) - Fuel Sub - Panel Upgrade - ZEAS 2030 - Hot-Dry ¦ PG&E ¦ Hot-Dry | Com ¦ Com Heat Pump Water Heater (3.50 UEF - 50 Gal) - Fuel Sub - Panel Upgrade - ZEAS 2030 - Hot-Dry | PG&E ¦ Hot-Dry | PG&E | All | Electric & Gas | HPWH (3.50 UEF - 50 Gal) | Efficient |  |  | 1 | Conventional | WaterHeat | Com - College | Com | ROB Only | 1 | 1000 sqft2 of floor space | 1000 sqft served | 13 | DEER:Indoor_CFL_Ltg | 603.091 | 0 | -64.1714 | SWWH027-05 | 190.4605 | 2024 | 102.5529 | 2024 | 356.4084 | -19.7458 | SWWH027-05 | Com Small Gas Water Heaters - Panel Upgrade - ZEAS 2030 - Hot-Dry ¦ PG&E ¦ Hot-Dry | Com Small Gas Water Heaters - Panel Upgrade - ZEAS 2030 - Hot-Dry | 0.74815 | 0.453 | 0 | CBSA 2019 | 166.1469 | 2032 | 1 | SWWH027-05
COM-WATERHEAT-FS-PU-14-ZEAS.14 | Com ¦ Com Heat Pump Water Heater (3.50 UEF - 50 Gal) - Fuel Sub - Panel Upgrade - ZEAS 2030 - Hot-Dry ¦ PG&E ¦ Hot-Dry | Com ¦ Com Heat Pump Water Heater (3.50 UEF - 50 Gal) - Fuel Sub - Panel Upgrade - ZEAS 2030 - Hot-Dry | PG&E ¦ Hot-Dry | PG&E | All | Electric & Gas | HPWH (3.50 UEF - 50 Gal) | Efficient |  |  | 1 | Conventional | WaterHeat | Com - Grocery | Com | ROB Only | 1 | 1000 sqft2 of floor space | 1000 sqft served | 13 | DEER:Indoor_CFL_Ltg | 0 | 0 | 0 | SWWH027-05 | 101.241 | 2024 | 61.7409 | 2024 | 302.9974 | -16.3851 | SWWH027-05 | Com Small Gas Water Heaters - Panel Upgrade - ZEAS 2030 - Hot-Dry ¦ PG&E ¦ Hot-Dry | Com Small Gas Water Heaters - Panel Upgrade - ZEAS 2030 - Hot-Dry | 0.59609 | 0.453 | 0 | CBSA 2019 | 0 | 2032 | 1 | SWWH027-05
COM-WATERHEAT-FS-PU-14-ZEAS.15 | Com ¦ Com Heat Pump Water Heater (3.50 UEF - 50 Gal) - Fuel Sub - Panel Upgrade - ZEAS 2030 - Hot-Dry ¦ PG&E ¦ Hot-Dry | Com ¦ Com Heat Pump Water Heater (3.50 UEF - 50 Gal) - Fuel Sub - Panel Upgrade - ZEAS 2030 - Hot-Dry | PG&E ¦ Hot-Dry | PG&E | All | Electric & Gas | HPWH (3.50 UEF - 50 Gal) | Efficient |  |  | 1 | Conventional | WaterHeat | Com - Health | Com | ROB Only | 1 | 1000 sqft2 of floor space | 1000 sqft served | 13 | DEER:Indoor_CFL_Ltg | 1682.5066 | 0 | -180.4801 | SWWH027-05 | 288.4849 | 2024 | 155.3338 | 2024 | 521.273 | -29.9084 | SWWH027-05 | Com Small Gas Water Heaters - Panel Upgrade - ZEAS 2030 - Hot-Dry ¦ PG&E ¦ Hot-Dry | Com Small Gas Water Heaters - Panel Upgrade - ZEAS 2030 - Hot-Dry | 0.52611 | 0.453 | 0 | CBSA 2019 | 399.683 | 2032 | 1 | SWWH027-05
COM-WATERHEAT-FS-PU-14-ZEAS.16 | Com ¦ Com Heat Pump Water Heater (3.50 UEF - 50 Gal) - Fuel Sub - Panel Upgrade - ZEAS 2030 - Hot-Dry ¦ PG&E ¦ Hot-Dry | Com ¦ Com Heat Pump Water Heater (3.50 UEF - 50 Gal) - Fuel Sub - Panel Upgrade - ZEAS 2030 - Hot-Dry | PG&E ¦ Hot-Dry | PG&E | All | Electric & Gas | HPWH (3.50 UEF - 50 Gal) | Efficient |  |  | 1 | Conventional | WaterHeat | Com - Lodging | Com | ROB Only | 1 | 1000 sqft2 of floor space | 1000 sqft served | 13 | DEER:Indoor_CFL_Ltg | 1315.5591 | 0 | -137.894 | SWWH027-05 | 181.5172 | 2024 | 97.7373 | 2024 | 323.7383 | -18.8186 | SWWH027-05 | Com Small Gas Water Heaters - Panel Upgrade - ZEAS 2030 - Hot-Dry ¦ PG&E ¦ Hot-Dry | Com Small Gas Water Heaters - Panel Upgrade - ZEAS 2030 - Hot-Dry | 0.73871 | 0.453 | 0 | CBSA 2019 | 1154.725 | 2032 | 1 | SWWH027-05
COM-WATERHEAT-FS-PU-14-ZEAS.17 | Com ¦ Com Heat Pump Water Heater (3.50 UEF - 50 Gal) - Fuel Sub - Panel Upgrade - ZEAS 2030 - Hot-Dry ¦ PG&E ¦ Hot-Dry | Com ¦ Com Heat Pump Water Heater (3.50 UEF - 50 Gal) - Fuel Sub - Panel Upgrade - ZEAS 2030 - Hot-Dry | PG&E ¦ Hot-Dry | PG&E | All | Electric & Gas | HPWH (3.50 UEF - 50 Gal) | Efficient |  |  | 1 | Conventional | WaterHeat | Com - Office (Large) | Com | ROB Only | 1 | 1000 sqft2 of floor space | 1000 sqft served | 13 | DEER:Indoor_CFL_Ltg | 168.7868 | 0 | -18.0261 | SWWH027-05 | 59.2667 | 2024 | 31.912 | 2024 | 113.624 | -6.1444 | SWWH027-05 | Com Small Gas Water Heaters - Panel Upgrade - ZEAS 2030 - Hot-Dry ¦ PG&E ¦ Hot-Dry | Com Small Gas Water Heaters - Panel Upgrade - ZEAS 2030 - Hot-Dry | 0.46177 | 0.453 | 0 | CBSA 2019 | 64.1638 | 2032 | 1 | SWWH027-05
COM-WATERHEAT-FS-PU-14-ZEAS.18 | Com ¦ Com Heat Pump Water Heater (3.50 UEF - 50 Gal) - Fuel Sub - Panel Upgrade - ZEAS 2030 - Hot-Dry ¦ PG&E ¦ Hot-Dry | Com ¦ Com Heat Pump Water Heater (3.50 UEF - 50 Gal) - Fuel Sub - Panel Upgrade - ZEAS 2030 - Hot-Dry | PG&E ¦ Hot-Dry | PG&E | All | Electric & Gas | HPWH (3.50 UEF - 50 Gal) | Efficient |  |  | 1 | Conventional | WaterHeat | Com - Office (Small) | Com | ROB Only | 1 | 1000 sqft2 of floor space | 1000 sqft served | 13 | DEER:Indoor_CFL_Ltg | 156.9421 | 0 | -16.6196 | SWWH027-05 | 59.2667 | 2024 | 31.912 | 2024 | 113.624 | -6.1444 | SWWH027-05 | Com Small Gas Water Heaters - Panel Upgrade - ZEAS 2030 - Hot-Dry ¦ PG&E ¦ Hot-Dry | Com Small Gas Water Heaters - Panel Upgrade - ZEAS 2030 - Hot-Dry | 0.46177 | 0.453 | 0 | CBSA 2019 | 25.7059 | 2032 | 1 | SWWH027-05
COM-WATERHEAT-FS-PU-14-ZEAS.19 | Com ¦ Com Heat Pump Water Heater (3.50 UEF - 50 Gal) - Fuel Sub - Panel Upgrade - ZEAS 2030 - Hot-Dry ¦ PG&E ¦ Hot-Dry | Com ¦ Com Heat Pump Water Heater (3.50 UEF - 50 Gal) - Fuel Sub - Panel Upgrade - ZEAS 2030 - Hot-Dry | PG&E ¦ Hot-Dry | PG&E | All | Electric & Gas | HPWH (3.50 UEF - 50 Gal) | Efficient |  |  | 1 | Conventional | WaterHeat | Com - Other | Com | ROB Only | 1 | 1000 sqft2 of floor space | 1000 sqft served | 13 | DEER:Indoor_CFL_Ltg | 2020.4666 | 0 | -209.6999 | SWWH027-05 | 490.1683 | 2024 | 263.9296 | 2024 | 939.7326 | -50.8178 | SWWH027-05 | Com Small Gas Water Heaters - Panel Upgrade - ZEAS 2030 - Hot-Dry ¦ PG&E ¦ Hot-Dry | Com Small Gas Water Heaters - Panel Upgrade - ZEAS 2030 - Hot-Dry | 0.5433 | 0.453 | 0 | CBSA 2019 | 726.8332 | 2032 | 1 | SWWH027-05
COM-WATERHEAT-FS-PU-14-ZEAS.20 | Com ¦ Com Heat Pump Water Heater (3.50 UEF - 50 Gal) - Fuel Sub - Panel Upgrade - ZEAS 2030 - Hot-Dry ¦ PG&E ¦ Hot-Dry | Com ¦ Com Heat Pump Water Heater (3.50 UEF - 50 Gal) - Fuel Sub - Panel Upgrade - ZEAS 2030 - Hot-Dry | PG&E ¦ Hot-Dry | PG&E | All | Electric & Gas | HPWH (3.50 UEF - 50 Gal) | Efficient |  |  | 1 | Conventional | WaterHeat | Com - Refrig. Warehouse | Com | ROB Only | 1 | 1000 sqft2 of floor space | 1000 sqft served | 13 | DEER:Indoor_CFL_Ltg | 167.7326 | 0 | -18.1425 | SWWH027-05 | 27.4049 | 2024 | 14.7561 | 2024 | 52.5397 | -2.8412 | SWWH027-05 | Com Small Gas Water Heaters - Panel Upgrade - ZEAS 2030 - Hot-Dry ¦ PG&E ¦ Hot-Dry | Com Small Gas Water Heaters - Panel Upgrade - ZEAS 2030 - Hot-Dry | 0.22621 | 0.453 | 0 | CBSA 2019 | 10.6241 | 2032 | 1 | SWWH027-05
COM-WATERHEAT-FS-PU-14-ZEAS.21 | Com ¦ Com Heat Pump Water Heater (3.50 UEF - 50 Gal) - Fuel Sub - Panel Upgrade - ZEAS 2030 - Hot-Dry ¦ PG&E ¦ Hot-Dry | Com ¦ Com Heat Pump Water Heater (3.50 UEF - 50 Gal) - Fuel Sub - Panel Upgrade - ZEAS 2030 - Hot-Dry | PG&E ¦ Hot-Dry | PG&E | All | Electric & Gas | HPWH (3.50 UEF - 50 Gal) | Efficient |  |  | 1 | Conventional | WaterHeat | Com - Restaurant | Com | ROB Only | 1 | 1000 sqft2 of floor space | 1000 sqft served | 13 | DEER:Indoor_CFL_Ltg | 7292.1817 | 0 | -805.3598 | SWWH027-05 | 2567.4192 | 2024 | 1382.4189 | 2024 | 3715.192 | -266.1751 | SWWH027-05 | Com Small Gas Water Heaters - Panel Upgrade - ZEAS 2030 - Hot-Dry ¦ PG&E ¦ Hot-Dry | Com Small Gas Water Heaters - Panel Upgrade - ZEAS 2030 - Hot-Dry | 0.79319 | 0.453 | 0 | CBSA 2019 | 475.4265 | 2032 | 1 | SWWH027-05
COM-WATERHEAT-FS-PU-14-ZEAS.22 | Com ¦ Com Heat Pump Water Heater (3.50 UEF - 50 Gal) - Fuel Sub - Panel Upgrade - ZEAS 2030 - Hot-Dry ¦ PG&E ¦ Hot-Dry | Com ¦ Com Heat Pump Water Heater (3.50 UEF - 50 Gal) - Fuel Sub - Panel Upgrade - ZEAS 2030 - Hot-Dry | PG&E ¦ Hot-Dry | PG&E | All | Electric & Gas | HPWH (3.50 UEF - 50 Gal) | Efficient |  |  | 1 | Conventional | WaterHeat | Com - Retail | Com | ROB Only | 1 | 1000 sqft2 of floor space | 1000 sqft served | 13 | DEER:Indoor_CFL_Ltg | 113.1563 | 0 | -11.8499 | SWWH027-05 | 36.7097 | 2024 | 19.7663 | 2024 | 35.4192 | -3.8059 | SWWH027-05 | Com Small Gas Water Heaters - Panel Upgrade - ZEAS 2030 - Hot-Dry ¦ PG&E ¦ Hot-Dry | Com Small Gas Water Heaters - Panel Upgrade - ZEAS 2030 - Hot-Dry | 0.40063 | 0.453 | 0 | CBSA 2019 | 18.7979 | 2032 | 1 | SWWH027-05
COM-WATERHEAT-FS-PU-14-ZEAS.23 | Com ¦ Com Heat Pump Water Heater (3.50 UEF - 50 Gal) - Fuel Sub - Panel Upgrade - ZEAS 2030 - Hot-Dry ¦ PG&E ¦ Hot-Dry | Com ¦ Com Heat Pump Water Heater (3.50 UEF - 50 Gal) - Fuel Sub - Panel Upgrade - ZEAS 2030 - Hot-Dry | PG&E ¦ Hot-Dry | PG&E | All | Electric & Gas | HPWH (3.50 UEF - 50 Gal) | Efficient |  |  | 1 | Conventional | WaterHeat | Com - School | Com | ROB Only | 1 | 1000 sqft2 of floor space | 1000 sqft served | 13 | DEER:Indoor_CFL_Ltg | 602.7057 | 0 | -66.0592 | SWWH027-05 | 302.392 | 2024 | 162.822 | 2024 | 543.0634 | -31.3502 | SWWH027-05 | Com Small Gas Water Heaters - Panel Upgrade - ZEAS 2030 - Hot-Dry ¦ PG&E ¦ Hot-Dry | Com Small Gas Water Heaters - Panel Upgrade - ZEAS 2030 - Hot-Dry | 0.76922 | 0.453 | 0 | CBSA 2019 | 51.695 | 2032 | 1 | SWWH027-05
COM-WATERHEAT-FS-PU-14-ZEAS.24 | Com ¦ Com Heat Pump Water Heater (3.50 UEF - 50 Gal) - Fuel Sub - Panel Upgrade - ZEAS 2030 - Hot-Dry ¦ PG&E ¦ Hot-Dry | Com ¦ Com Heat Pump Water Heater (3.50 UEF - 50 Gal) - Fuel Sub - Panel Upgrade - ZEAS 2030 - Hot-Dry | PG&E ¦ Hot-Dry | PG&E | All | Electric & Gas | HPWH (3.50 UEF - 50 Gal) | Efficient |  |  | 1 | Conventional | WaterHeat | Com - Warehouse | Com | ROB Only | 1 | 1000 sqft2 of floor space | 1000 sqft served | 13 | DEER:Indoor_CFL_Ltg | 18.1425 | 0 | -1.8998 | SWWH027-05 | 5.481 | 2024 | 2.9512 | 2024 | 10.5079 | -0.56824 | SWWH027-05 | Com Small Gas Water Heaters - Panel Upgrade - ZEAS 2030 - Hot-Dry ¦ PG&E ¦ Hot-Dry | Com Small Gas Water Heaters - Panel Upgrade - ZEAS 2030 - Hot-Dry | 0.1976 | 0.453 | 0 | CBSA 2019 | 2.5709 | 2032 | 1 | SWWH027-05
COM-WATERHEAT-FS-PU-14-ZEAS.25 | Com ¦ Com Heat Pump Water Heater (3.50 UEF - 50 Gal) - Fuel Sub - Panel Upgrade - ZEAS 2030 - Cold ¦ PG&E ¦ Cold | Com ¦ Com Heat Pump Water Heater (3.50 UEF - 50 Gal) - Fuel Sub - Panel Upgrade - ZEAS 2030 - Cold | PG&E ¦ Cold | PG&E | All | Electric & Gas | HPWH (3.50 UEF - 50 Gal) | Efficient |  |  | 1 | Conventional | WaterHeat | Com - College | Com | ROB Only | 1 | 1000 sqft2 of floor space | 1000 sqft served | 13 | DEER:Indoor_CFL_Ltg | 1491.7521 | 0 | -143.1668 | SWWH027-05 | 380.921 | 2024 | 205.1057 | 2024 | 356.4084 | -19.7458 | SWWH027-05 | Com Small Gas Water Heaters - Panel Upgrade - ZEAS 2030 - Cold ¦ PG&E ¦ Cold | Com Small Gas Water Heaters - Panel Upgrade - ZEAS 2030 - Cold | 0.74815 | 0.453 | 0 | CBSA 2019 | 359.6332 | 2032 | 1 | SWWH027-05
COM-WATERHEAT-FS-PU-14-ZEAS.26 | Com ¦ Com Heat Pump Water Heater (3.50 UEF - 50 Gal) - Fuel Sub - Panel Upgrade - ZEAS 2030 - Cold ¦ PG&E ¦ Cold | Com ¦ Com Heat Pump Water Heater (3.50 UEF - 50 Gal) - Fuel Sub - Panel Upgrade - ZEAS 2030 - Cold | PG&E ¦ Cold | PG&E | All | Electric & Gas | HPWH (3.50 UEF - 50 Gal) | Efficient |  |  | 1 | Conventional | WaterHeat | Com - Grocery | Com | ROB Only | 1 | 1000 sqft2 of floor space | 1000 sqft served | 13 | DEER:Indoor_CFL_Ltg | 0 | 0 | 0 | SWWH027-05 | 202.482 | 2024 | 123.4818 | 2024 | 302.9974 | -16.3851 | SWWH027-05 | Com Small Gas Water Heaters - Panel Upgrade - ZEAS 2030 - Cold ¦ PG&E ¦ Cold | Com Small Gas Water Heaters - Panel Upgrade - ZEAS 2030 - Cold | 0.59609 | 0.453 | 0 | CBSA 2019 | 0 | 2032 | 1 | SWWH027-05
COM-WATERHEAT-FS-PU-14-ZEAS.27 | Com ¦ Com Heat Pump Water Heater (3.50 UEF - 50 Gal) - Fuel Sub - Panel Upgrade - ZEAS 2030 - Cold ¦ PG&E ¦ Cold | Com ¦ Com Heat Pump Water Heater (3.50 UEF - 50 Gal) - Fuel Sub - Panel Upgrade - ZEAS 2030 - Cold | PG&E ¦ Cold | PG&E | All | Electric & Gas | HPWH (3.50 UEF - 50 Gal) | Efficient |  |  | 1 | Conventional | WaterHeat | Com - Health | Com | ROB Only | 1 | 1000 sqft2 of floor space | 1000 sqft served | 13 | DEER:Indoor_CFL_Ltg | 4018.5667 | 0 | -403.9298 | SWWH027-05 | 576.9697 | 2024 | 310.6675 | 2024 | 521.273 | -29.9084 | SWWH027-05 | Com Small Gas Water Heaters - Panel Upgrade - ZEAS 2030 - Cold ¦ PG&E ¦ Cold | Com Small Gas Water Heaters - Panel Upgrade - ZEAS 2030 - Cold | 0.52611 | 0.453 | 0 | CBSA 2019 | 877.9709 | 2032 | 1 | SWWH027-05
COM-WATERHEAT-FS-PU-14-ZEAS.28 | Com ¦ Com Heat Pump Water Heater (3.50 UEF - 50 Gal) - Fuel Sub - Panel Upgrade - ZEAS 2030 - Cold ¦ PG&E ¦ Cold | Com ¦ Com Heat Pump Water Heater (3.50 UEF - 50 Gal) - Fuel Sub - Panel Upgrade - ZEAS 2030 - Cold | PG&E ¦ Cold | PG&E | All | Electric & Gas | HPWH (3.50 UEF - 50 Gal) | Efficient |  |  | 1 | Conventional | WaterHeat | Com - Lodging | Com | ROB Only | 1 | 1000 sqft2 of floor space | 1000 sqft served | 13 | DEER:Indoor_CFL_Ltg | 3144.3563 | 0 | -309.2482 | SWWH027-05 | 363.0343 | 2024 | 195.4747 | 2024 | 323.7383 | -18.8186 | SWWH027-05 | Com Small Gas Water Heaters - Panel Upgrade - ZEAS 2030 - Cold ¦ PG&E ¦ Cold | Com Small Gas Water Heaters - Panel Upgrade - ZEAS 2030 - Cold | 0.73871 | 0.453 | 0 | CBSA 2019 | 2559.0519 | 2032 | 1 | SWWH027-05
COM-WATERHEAT-FS-PU-14-ZEAS.29 | Com ¦ Com Heat Pump Water Heater (3.50 UEF - 50 Gal) - Fuel Sub - Panel Upgrade - ZEAS 2030 - Cold ¦ PG&E ¦ Cold | Com ¦ Com Heat Pump Water Heater (3.50 UEF - 50 Gal) - Fuel Sub - Panel Upgrade - ZEAS 2030 - Cold | PG&E ¦ Cold | PG&E | All | Electric & Gas | HPWH (3.50 UEF - 50 Gal) | Efficient |  |  | 1 | Conventional | WaterHeat | Com - Office (Large) | Com | ROB Only | 1 | 1000 sqft2 of floor space | 1000 sqft served | 13 | DEER:Indoor_CFL_Ltg | 418.2655 | 0 | -40.346 | SWWH027-05 | 118.5335 | 2024 | 63.824 | 2024 | 113.624 | -6.1444 | SWWH027-05 | Com Small Gas Water Heaters - Panel Upgrade - ZEAS 2030 - Cold ¦ PG&E ¦ Cold | Com Small Gas Water Heaters - Panel Upgrade - ZEAS 2030 - Cold | 0.46177 | 0.453 | 0 | CBSA 2019 | 139.5843 | 2032 | 1 | SWWH027-05
COM-WATERHEAT-FS-PU-14-ZEAS.30 | Com ¦ Com Heat Pump Water Heater (3.50 UEF - 50 Gal) - Fuel Sub - Panel Upgrade - ZEAS 2030 - Cold ¦ PG&E ¦ Cold | Com ¦ Com Heat Pump Water Heater (3.50 UEF - 50 Gal) - Fuel Sub - Panel Upgrade - ZEAS 2030 - Cold | PG&E ¦ Cold | PG&E | All | Electric & Gas | HPWH (3.50 UEF - 50 Gal) | Efficient |  |  | 1 | Conventional | WaterHeat | Com - Office (Small) | Com | ROB Only | 1 | 1000 sqft2 of floor space | 1000 sqft served | 13 | DEER:Indoor_CFL_Ltg | 392.3553 | 0 | -37.0146 | SWWH027-05 | 118.5335 | 2024 | 63.824 | 2024 | 113.624 | -6.1444 | SWWH027-05 | Com Small Gas Water Heaters - Panel Upgrade - ZEAS 2030 - Cold ¦ PG&E ¦ Cold | Com Small Gas Water Heaters - Panel Upgrade - ZEAS 2030 - Cold | 0.46177 | 0.453 | 0 | CBSA 2019 | 55.2883 | 2032 | 1 | SWWH027-05
COM-WATERHEAT-FS-PU-14-ZEAS.31 | Com ¦ Com Heat Pump Water Heater (3.50 UEF - 50 Gal) - Fuel Sub - Panel Upgrade - ZEAS 2030 - Cold ¦ PG&E ¦ Cold | Com ¦ Com Heat Pump Water Heater (3.50 UEF - 50 Gal) - Fuel Sub - Panel Upgrade - ZEAS 2030 - Cold | PG&E ¦ Cold | PG&E | All | Electric & Gas | HPWH (3.50 UEF - 50 Gal) | Efficient |  |  | 1 | Conventional | WaterHeat | Com - Other | Com | ROB Only | 1 | 1000 sqft2 of floor space | 1000 sqft served | 13 | DEER:Indoor_CFL_Ltg | 4806.2615 | 0 | -468.3809 | SWWH027-05 | 980.3365 | 2024 | 527.8592 | 2024 | 939.7326 | -50.8178 | SWWH027-05 | Com Small Gas Water Heaters - Panel Upgrade - ZEAS 2030 - Cold ¦ PG&E ¦ Cold | Com Small Gas Water Heaters - Panel Upgrade - ZEAS 2030 - Cold | 0.5433 | 0.453 | 0 | CBSA 2019 | 1591.0397 | 2032 | 1 | SWWH027-05
COM-WATERHEAT-FS-PU-14-ZEAS.32 | Com ¦ Com Heat Pump Water Heater (3.50 UEF - 50 Gal) - Fuel Sub - Panel Upgrade - ZEAS 2030 - Cold ¦ PG&E ¦ Cold | Com ¦ Com Heat Pump Water Heater (3.50 UEF - 50 Gal) - Fuel Sub - Panel Upgrade - ZEAS 2030 - Cold | PG&E ¦ Cold | PG&E | All | Electric & Gas | HPWH (3.50 UEF - 50 Gal) | Efficient |  |  | 1 | Conventional | WaterHeat | Com - Refrig. Warehouse | Com | ROB Only | 1 | 1000 sqft2 of floor space | 1000 sqft served | 13 | DEER:Indoor_CFL_Ltg | 419.3315 | 0 | -40.5639 | SWWH027-05 | 54.8099 | 2024 | 29.5122 | 2024 | 52.5397 | -2.8412 | SWWH027-05 | Com Small Gas Water Heaters - Panel Upgrade - ZEAS 2030 - Cold ¦ PG&E ¦ Cold | Com Small Gas Water Heaters - Panel Upgrade - ZEAS 2030 - Cold | 0.22621 | 0.453 | 0 | CBSA 2019 | 22.9622 | 2032 | 1 | SWWH027-05
COM-WATERHEAT-FS-PU-14-ZEAS.33 | Com ¦ Com Heat Pump Water Heater (3.50 UEF - 50 Gal) - Fuel Sub - Panel Upgrade - ZEAS 2030 - Cold ¦ PG&E ¦ Cold | Com ¦ Com Heat Pump Water Heater (3.50 UEF - 50 Gal) - Fuel Sub - Panel Upgrade - ZEAS 2030 - Cold | PG&E ¦ Cold | PG&E | All | Electric & Gas | HPWH (3.50 UEF - 50 Gal) | Efficient |  |  | 1 | Conventional | WaterHeat | Com - Restaurant | Com | ROB Only | 1 | 1000 sqft2 of floor space | 1000 sqft served | 13 | DEER:Indoor_CFL_Ltg | 17218.2931 | 0 | -1787.3839 | SWWH027-05 | 5134.8383 | 2024 | 2764.8377 | 2024 | 3715.192 | -266.1751 | SWWH027-05 | Com Small Gas Water Heaters - Panel Upgrade - ZEAS 2030 - Cold ¦ PG&E ¦ Cold | Com Small Gas Water Heaters - Panel Upgrade - ZEAS 2030 - Cold | 0.79319 | 0.453 | 0 | CBSA 2019 | 1036.762 | 2032 | 1 | SWWH027-05
COM-WATERHEAT-FS-PU-14-ZEAS.34 | Com ¦ Com Heat Pump Water Heater (3.50 UEF - 50 Gal) - Fuel Sub - Panel Upgrade - ZEAS 2030 - Cold ¦ PG&E ¦ Cold | Com ¦ Com Heat Pump Water Heater (3.50 UEF - 50 Gal) - Fuel Sub - Panel Upgrade - ZEAS 2030 - Cold | PG&E ¦ Cold | PG&E | All | Electric & Gas | HPWH (3.50 UEF - 50 Gal) | Efficient |  |  | 1 | Conventional | WaterHeat | Com - Retail | Com | ROB Only | 1 | 1000 sqft2 of floor space | 1000 sqft served | 13 | DEER:Indoor_CFL_Ltg | 266.6055 | 0 | -26.5374 | SWWH027-05 | 73.4195 | 2024 | 39.5325 | 2024 | 35.4192 | -3.8059 | SWWH027-05 | Com Small Gas Water Heaters - Panel Upgrade - ZEAS 2030 - Cold ¦ PG&E ¦ Cold | Com Small Gas Water Heaters - Panel Upgrade - ZEAS 2030 - Cold | 0.40063 | 0.453 | 0 | CBSA 2019 | 37.4612 | 2032 | 1 | SWWH027-05
COM-WATERHEAT-FS-PU-14-ZEAS.35 | Com ¦ Com Heat Pump Water Heater (3.50 UEF - 50 Gal) - Fuel Sub - Panel Upgrade - ZEAS 2030 - Cold ¦ PG&E ¦ Cold | Com ¦ Com Heat Pump Water Heater (3.50 UEF - 50 Gal) - Fuel Sub - Panel Upgrade - ZEAS 2030 - Cold | PG&E ¦ Cold | PG&E | All | Electric & Gas | HPWH (3.50 UEF - 50 Gal) | Efficient |  |  | 1 | Conventional | WaterHeat | Com - School | Com | ROB Only | 1 | 1000 sqft2 of floor space | 1000 sqft served | 13 | DEER:Indoor_CFL_Ltg | 1524.7477 | 0 | -147.1997 | SWWH027-05 | 604.784 | 2024 | 325.6441 | 2024 | 543.0634 | -31.3502 | SWWH027-05 | Com Small Gas Water Heaters - Panel Upgrade - ZEAS 2030 - Cold ¦ PG&E ¦ Cold | Com Small Gas Water Heaters - Panel Upgrade - ZEAS 2030 - Cold | 0.76922 | 0.453 | 0 | CBSA 2019 | 85.2696 | 2032 | 1 | SWWH027-05
COM-WATERHEAT-FS-PU-14-ZEAS.36 | Com ¦ Com Heat Pump Water Heater (3.50 UEF - 50 Gal) - Fuel Sub - Panel Upgrade - ZEAS 2030 - Cold ¦ PG&E ¦ Cold | Com ¦ Com Heat Pump Water Heater (3.50 UEF - 50 Gal) - Fuel Sub - Panel Upgrade - ZEAS 2030 - Cold | PG&E ¦ Cold | PG&E | All | Electric & Gas | HPWH (3.50 UEF - 50 Gal) | Efficient |  |  | 1 | Conventional | WaterHeat | Com - Warehouse | Com | ROB Only | 1 | 1000 sqft2 of floor space | 1000 sqft served | 13 | DEER:Indoor_CFL_Ltg | 47.239 | 0 | -4.2447 | SWWH027-05 | 10.962 | 2024 | 5.9024 | 2024 | 10.5079 | -0.56824 | SWWH027-05 | Com Small Gas Water Heaters - Panel Upgrade - ZEAS 2030 - Cold ¦ PG&E ¦ Cold | Com Small Gas Water Heaters - Panel Upgrade - ZEAS 2030 - Cold | 0.1976 | 0.453 | 0 | CBSA 2019 | 3.7346 | 2032 | 1 | SWWH027-05
COM-WATERHEAT-FS-PU-14-ZEAS.37 | Com ¦ Com Heat Pump Water Heater (3.50 UEF - 50 Gal) - Fuel Sub - Panel Upgrade - ZEAS 2030 - Marine ¦ SCG ¦ Marine | Com ¦ Com Heat Pump Water Heater (3.50 UEF - 50 Gal) - Fuel Sub - Panel Upgrade - ZEAS 2030 - Marine | SCG ¦ Marine | SCG | All | Electric & Gas | HPWH (3.50 UEF - 50 Gal) | Efficient |  |  | 1 | Conventional | WaterHeat | Com - College | Com | ROB Only | 1 | 1000 sqft2 of floor space | 1000 sqft served | 13 | DEER:Indoor_CFL_Ltg | 1139.3263 | 0 | -123.9986 | SWWH027-05 | 380.921 | 2024 | 205.1057 | 2024 | 356.4084 | -19.7458 | SWWH027-05 | Com Small Gas Water Heaters - Panel Upgrade - ZEAS 2030 - Marine ¦ SCG ¦ Marine | Com Small Gas Water Heaters - Panel Upgrade - ZEAS 2030 - Marine | 0.74815 | 0.453 | 0 | CBSA 2019 | 323.0114 | 2032 | 1 | SWWH027-05
COM-WATERHEAT-FS-PU-14-ZEAS.38 | Com ¦ Com Heat Pump Water Heater (3.50 UEF - 50 Gal) - Fuel Sub - Panel Upgrade - ZEAS 2030 - Marine ¦ SCG ¦ Marine | Com ¦ Com Heat Pump Water Heater (3.50 UEF - 50 Gal) - Fuel Sub - Panel Upgrade - ZEAS 2030 - Marine | SCG ¦ Marine | SCG | All | Electric & Gas | HPWH (3.50 UEF - 50 Gal) | Efficient |  |  | 1 | Conventional | WaterHeat | Com - Grocery | Com | ROB Only | 1 | 1000 sqft2 of floor space | 1000 sqft served | 13 | DEER:Indoor_CFL_Ltg | 0 | 0 | 0 | SWWH027-05 | 202.482 | 2024 | 123.4818 | 2024 | 302.9974 | -16.3851 | SWWH027-05 | Com Small Gas Water Heaters - Panel Upgrade - ZEAS 2030 - Marine ¦ SCG ¦ Marine | Com Small Gas Water Heaters - Panel Upgrade - ZEAS 2030 - Marine | 0.59609 | 0.453 | 0 | CBSA 2019 | 0 | 2032 | 1 | SWWH027-05
COM-WATERHEAT-FS-PU-14-ZEAS.39 | Com ¦ Com Heat Pump Water Heater (3.50 UEF - 50 Gal) - Fuel Sub - Panel Upgrade - ZEAS 2030 - Marine ¦ SCG ¦ Marine | Com ¦ Com Heat Pump Water Heater (3.50 UEF - 50 Gal) - Fuel Sub - Panel Upgrade - ZEAS 2030 - Marine | SCG ¦ Marine | SCG | All | Electric & Gas | HPWH (3.50 UEF - 50 Gal) | Efficient |  |  | 1 | Conventional | WaterHeat | Com - Health | Com | ROB Only | 1 | 1000 sqft2 of floor space | 1000 sqft served | 13 | DEER:Indoor_CFL_Ltg | 3223.5905 | 0 | -350.4213 | SWWH027-05 | 576.9697 | 2024 | 310.6675 | 2024 | 521.273 | -29.9084 | SWWH027-05 | Com Small Gas Water Heaters - Panel Upgrade - ZEAS 2030 - Marine ¦ SCG ¦ Marine | Com Small Gas Water Heaters - Panel Upgrade - ZEAS 2030 - Marine | 0.52611 | 0.453 | 0 | CBSA 2019 | 778.8524 | 2032 | 1 | SWWH027-05
COM-WATERHEAT-FS-PU-14-ZEAS.40 | Com ¦ Com Heat Pump Water Heater (3.50 UEF - 50 Gal) - Fuel Sub - Panel Upgrade - ZEAS 2030 - Marine ¦ SCG ¦ Marine | Com ¦ Com Heat Pump Water Heater (3.50 UEF - 50 Gal) - Fuel Sub - Panel Upgrade - ZEAS 2030 - Marine | SCG ¦ Marine | SCG | All | Electric & Gas | HPWH (3.50 UEF - 50 Gal) | Efficient |  |  | 1 | Conventional | WaterHeat | Com - Lodging | Com | ROB Only | 1 | 1000 sqft2 of floor space | 1000 sqft served | 13 | DEER:Indoor_CFL_Ltg | 2519.4701 | 0 | -267.9555 | SWWH027-05 | 363.0343 | 2024 | 195.4747 | 2024 | 323.7383 | -18.8186 | SWWH027-05 | Com Small Gas Water Heaters - Panel Upgrade - ZEAS 2030 - Marine ¦ SCG ¦ Marine | Com Small Gas Water Heaters - Panel Upgrade - ZEAS 2030 - Marine | 0.73871 | 0.453 | 0 | CBSA 2019 | 2249.6824 | 2032 | 1 | SWWH027-05
COM-WATERHEAT-FS-PU-14-ZEAS.41 | Com ¦ Com Heat Pump Water Heater (3.50 UEF - 50 Gal) - Fuel Sub - Panel Upgrade - ZEAS 2030 - Marine ¦ SCG ¦ Marine | Com ¦ Com Heat Pump Water Heater (3.50 UEF - 50 Gal) - Fuel Sub - Panel Upgrade - ZEAS 2030 - Marine | SCG ¦ Marine | SCG | All | Electric & Gas | HPWH (3.50 UEF - 50 Gal) | Efficient |  |  | 1 | Conventional | WaterHeat | Com - Office (Large) | Com | ROB Only | 1 | 1000 sqft2 of floor space | 1000 sqft served | 13 | DEER:Indoor_CFL_Ltg | 321.6573 | 0 | -35.0899 | SWWH027-05 | 118.5335 | 2024 | 63.824 | 2024 | 113.624 | -6.1444 | SWWH027-05 | Com Small Gas Water Heaters - Panel Upgrade - ZEAS 2030 - Marine ¦ SCG ¦ Marine | Com Small Gas Water Heaters - Panel Upgrade - ZEAS 2030 - Marine | 0.46177 | 0.453 | 0 | CBSA 2019 | 125.5887 | 2032 | 1 | SWWH027-05
COM-WATERHEAT-FS-PU-14-ZEAS.42 | Com ¦ Com Heat Pump Water Heater (3.50 UEF - 50 Gal) - Fuel Sub - Panel Upgrade - ZEAS 2030 - Marine ¦ SCG ¦ Marine | Com ¦ Com Heat Pump Water Heater (3.50 UEF - 50 Gal) - Fuel Sub - Panel Upgrade - ZEAS 2030 - Marine | SCG ¦ Marine | SCG | All | Electric & Gas | HPWH (3.50 UEF - 50 Gal) | Efficient |  |  | 1 | Conventional | WaterHeat | Com - Office (Small) | Com | ROB Only | 1 | 1000 sqft2 of floor space | 1000 sqft served | 13 | DEER:Indoor_CFL_Ltg | 298.7082 | 0 | -32.3508 | SWWH027-05 | 118.5335 | 2024 | 63.824 | 2024 | 113.624 | -6.1444 | SWWH027-05 | Com Small Gas Water Heaters - Panel Upgrade - ZEAS 2030 - Marine ¦ SCG ¦ Marine | Com Small Gas Water Heaters - Panel Upgrade - ZEAS 2030 - Marine | 0.46177 | 0.453 | 0 | CBSA 2019 | 50.3489 | 2032 | 1 | SWWH027-05
COM-WATERHEAT-FS-PU-14-ZEAS.43 | Com ¦ Com Heat Pump Water Heater (3.50 UEF - 50 Gal) - Fuel Sub - Panel Upgrade - ZEAS 2030 - Marine ¦ SCG ¦ Marine | Com ¦ Com Heat Pump Water Heater (3.50 UEF - 50 Gal) - Fuel Sub - Panel Upgrade - ZEAS 2030 - Marine | SCG ¦ Marine | SCG | All | Electric & Gas | HPWH (3.50 UEF - 50 Gal) | Efficient |  |  | 1 | Conventional | WaterHeat | Com - Other | Com | ROB Only | 1 | 1000 sqft2 of floor space | 1000 sqft served | 13 | DEER:Indoor_CFL_Ltg | 3857.2545 | 0 | -407.1546 | SWWH027-05 | 980.3365 | 2024 | 527.8592 | 2024 | 939.7326 | -50.8178 | SWWH027-05 | Com Small Gas Water Heaters - Panel Upgrade - ZEAS 2030 - Marine ¦ SCG ¦ Marine | Com Small Gas Water Heaters - Panel Upgrade - ZEAS 2030 - Marine | 0.5433 | 0.453 | 0 | CBSA 2019 | 1418.478 | 2032 | 1 | SWWH027-05
COM-WATERHEAT-FS-PU-14-ZEAS.44 | Com ¦ Com Heat Pump Water Heater (3.50 UEF - 50 Gal) - Fuel Sub - Panel Upgrade - ZEAS 2030 - Marine ¦ SCG ¦ Marine | Com ¦ Com Heat Pump Water Heater (3.50 UEF - 50 Gal) - Fuel Sub - Panel Upgrade - ZEAS 2030 - Marine | SCG ¦ Marine | SCG | All | Electric & Gas | HPWH (3.50 UEF - 50 Gal) | Efficient |  |  | 1 | Conventional | WaterHeat | Com - Refrig. Warehouse | Com | ROB Only | 1 | 1000 sqft2 of floor space | 1000 sqft served | 13 | DEER:Indoor_CFL_Ltg | 320.0612 | 0 | -35.0869 | SWWH027-05 | 54.8099 | 2024 | 29.5122 | 2024 | 52.5397 | -2.8412 | SWWH027-05 | Com Small Gas Water Heaters - Panel Upgrade - ZEAS 2030 - Marine ¦ SCG ¦ Marine | Com Small Gas Water Heaters - Panel Upgrade - ZEAS 2030 - Marine | 0.22621 | 0.453 | 0 | CBSA 2019 | 20.624 | 2032 | 1 | SWWH027-05
COM-WATERHEAT-FS-PU-14-ZEAS.45 | Com ¦ Com Heat Pump Water Heater (3.50 UEF - 50 Gal) - Fuel Sub - Panel Upgrade - ZEAS 2030 - Marine ¦ SCG ¦ Marine | Com ¦ Com Heat Pump Water Heater (3.50 UEF - 50 Gal) - Fuel Sub - Panel Upgrade - ZEAS 2030 - Marine | SCG ¦ Marine | SCG | All | Electric & Gas | HPWH (3.50 UEF - 50 Gal) | Efficient |  |  | 1 | Conventional | WaterHeat | Com - Restaurant | Com | ROB Only | 1 | 1000 sqft2 of floor space | 1000 sqft served | 13 | DEER:Indoor_CFL_Ltg | 13776.5087 | 0 | -1563.1821 | SWWH027-05 | 5134.8383 | 2024 | 2764.8377 | 2024 | 3715.192 | -266.1751 | SWWH027-05 | Com Small Gas Water Heaters - Panel Upgrade - ZEAS 2030 - Marine ¦ SCG ¦ Marine | Com Small Gas Water Heaters - Panel Upgrade - ZEAS 2030 - Marine | 0.79319 | 0.453 | 0 | CBSA 2019 | 929.4974 | 2032 | 1 | SWWH027-05
COM-WATERHEAT-FS-PU-14-ZEAS.46 | Com ¦ Com Heat Pump Water Heater (3.50 UEF - 50 Gal) - Fuel Sub - Panel Upgrade - ZEAS 2030 - Marine ¦ SCG ¦ Marine | Com ¦ Com Heat Pump Water Heater (3.50 UEF - 50 Gal) - Fuel Sub - Panel Upgrade - ZEAS 2030 - Marine | SCG ¦ Marine | SCG | All | Electric & Gas | HPWH (3.50 UEF - 50 Gal) | Efficient |  |  | 1 | Conventional | WaterHeat | Com - Retail | Com | ROB Only | 1 | 1000 sqft2 of floor space | 1000 sqft served | 13 | DEER:Indoor_CFL_Ltg | 214.0296 | 0 | -23.0667 | SWWH027-05 | 73.4195 | 2024 | 39.5325 | 2024 | 35.4192 | -3.8059 | SWWH027-05 | Com Small Gas Water Heaters - Panel Upgrade - ZEAS 2030 - Marine ¦ SCG ¦ Marine | Com Small Gas Water Heaters - Panel Upgrade - ZEAS 2030 - Marine | 0.40063 | 0.453 | 0 | CBSA 2019 | 38.7828 | 2032 | 1 | SWWH027-05
COM-WATERHEAT-FS-PU-14-ZEAS.47 | Com ¦ Com Heat Pump Water Heater (3.50 UEF - 50 Gal) - Fuel Sub - Panel Upgrade - ZEAS 2030 - Marine ¦ SCG ¦ Marine | Com ¦ Com Heat Pump Water Heater (3.50 UEF - 50 Gal) - Fuel Sub - Panel Upgrade - ZEAS 2030 - Marine | SCG ¦ Marine | SCG | All | Electric & Gas | HPWH (3.50 UEF - 50 Gal) | Efficient |  |  | 1 | Conventional | WaterHeat | Com - School | Com | ROB Only | 1 | 1000 sqft2 of floor space | 1000 sqft served | 13 | DEER:Indoor_CFL_Ltg | 1142.817 | 0 | -127.9363 | SWWH027-05 | 604.784 | 2024 | 325.6441 | 2024 | 543.0634 | -31.3502 | SWWH027-05 | Com Small Gas Water Heaters - Panel Upgrade - ZEAS 2030 - Marine ¦ SCG ¦ Marine | Com Small Gas Water Heaters - Panel Upgrade - ZEAS 2030 - Marine | 0.76922 | 0.453 | 0 | CBSA 2019 | 104.1411 | 2032 | 1 | SWWH027-05
COM-WATERHEAT-FS-PU-14-ZEAS.48 | Com ¦ Com Heat Pump Water Heater (3.50 UEF - 50 Gal) - Fuel Sub - Panel Upgrade - ZEAS 2030 - Marine ¦ SCG ¦ Marine | Com ¦ Com Heat Pump Water Heater (3.50 UEF - 50 Gal) - Fuel Sub - Panel Upgrade - ZEAS 2030 - Marine | SCG ¦ Marine | SCG | All | Electric & Gas | HPWH (3.50 UEF - 50 Gal) | Efficient |  |  | 1 | Conventional | WaterHeat | Com - Warehouse | Com | ROB Only | 1 | 1000 sqft2 of floor space | 1000 sqft served | 13 | DEER:Indoor_CFL_Ltg | 34.5735 | 0 | -3.697 | SWWH027-05 | 10.962 | 2024 | 5.9024 | 2024 | 10.5079 | -0.56824 | SWWH027-05 | Com Small Gas Water Heaters - Panel Upgrade - ZEAS 2030 - Marine ¦ SCG ¦ Marine | Com Small Gas Water Heaters - Panel Upgrade - ZEAS 2030 - Marine | 0.1976 | 0.453 | 0 | CBSA 2019 | 5.222 | 2032 | 1 | SWWH027-05
COM-WATERHEAT-FS-PU-14-ZEAS.49 | Com ¦ Com Heat Pump Water Heater (3.50 UEF - 50 Gal) - Fuel Sub - Panel Upgrade - ZEAS 2030 - Hot-Dry ¦ SCG ¦ Hot-Dry | Com ¦ Com Heat Pump Water Heater (3.50 UEF - 50 Gal) - Fuel Sub - Panel Upgrade - ZEAS 2030 - Hot-Dry | SCG ¦ Hot-Dry | SCG | All | Electric & Gas | HPWH (3.50 UEF - 50 Gal) | Efficient |  |  | 1 | Conventional | WaterHeat | Com - College | Com | ROB Only | 1 | 1000 sqft2 of floor space | 1000 sqft served | 13 | DEER:Indoor_CFL_Ltg | 580.6177 | 0 | -60.8662 | SWWH027-05 | 190.4605 | 2024 | 102.5529 | 2024 | 356.4084 | -19.7458 | SWWH027-05 | Com Small Gas Water Heaters - Panel Upgrade - ZEAS 2030 - Hot-Dry ¦ SCG ¦ Hot-Dry | Com Small Gas Water Heaters - Panel Upgrade - ZEAS 2030 - Hot-Dry | 0.74815 | 0.453 | 0 | CBSA 2019 | 156.941 | 2032 | 1 | SWWH027-05
COM-WATERHEAT-FS-PU-14-ZEAS.50 | Com ¦ Com Heat Pump Water Heater (3.50 UEF - 50 Gal) - Fuel Sub - Panel Upgrade - ZEAS 2030 - Hot-Dry ¦ SCG ¦ Hot-Dry | Com ¦ Com Heat Pump Water Heater (3.50 UEF - 50 Gal) - Fuel Sub - Panel Upgrade - ZEAS 2030 - Hot-Dry | SCG ¦ Hot-Dry | SCG | All | Electric & Gas | HPWH (3.50 UEF - 50 Gal) | Efficient |  |  | 1 | Conventional | WaterHeat | Com - Grocery | Com | ROB Only | 1 | 1000 sqft2 of floor space | 1000 sqft served | 13 | DEER:Indoor_CFL_Ltg | 0 | 0 | 0 | SWWH027-05 | 101.241 | 2024 | 61.7409 | 2024 | 302.9974 | -16.3851 | SWWH027-05 | Com Small Gas Water Heaters - Panel Upgrade - ZEAS 2030 - Hot-Dry ¦ SCG ¦ Hot-Dry | Com Small Gas Water Heaters - Panel Upgrade - ZEAS 2030 - Hot-Dry | 0.59609 | 0.453 | 0 | CBSA 2019 | 0 | 2032 | 1 | SWWH027-05
COM-WATERHEAT-FS-PU-14-ZEAS.51 | Com ¦ Com Heat Pump Water Heater (3.50 UEF - 50 Gal) - Fuel Sub - Panel Upgrade - ZEAS 2030 - Hot-Dry ¦ SCG ¦ Hot-Dry | Com ¦ Com Heat Pump Water Heater (3.50 UEF - 50 Gal) - Fuel Sub - Panel Upgrade - ZEAS 2030 - Hot-Dry | SCG ¦ Hot-Dry | SCG | All | Electric & Gas | HPWH (3.50 UEF - 50 Gal) | Efficient |  |  | 1 | Conventional | WaterHeat | Com - Health | Com | ROB Only | 1 | 1000 sqft2 of floor space | 1000 sqft served | 13 | DEER:Indoor_CFL_Ltg | 1624.6295 | 0 | -171.6072 | SWWH027-05 | 288.4849 | 2024 | 155.3338 | 2024 | 521.273 | -29.9084 | SWWH027-05 | Com Small Gas Water Heaters - Panel Upgrade - ZEAS 2030 - Hot-Dry ¦ SCG ¦ Hot-Dry | Com Small Gas Water Heaters - Panel Upgrade - ZEAS 2030 - Hot-Dry | 0.52611 | 0.453 | 0 | CBSA 2019 | 378.4082 | 2032 | 1 | SWWH027-05
COM-WATERHEAT-FS-PU-14-ZEAS.52 | Com ¦ Com Heat Pump Water Heater (3.50 UEF - 50 Gal) - Fuel Sub - Panel Upgrade - ZEAS 2030 - Hot-Dry ¦ SCG ¦ Hot-Dry | Com ¦ Com Heat Pump Water Heater (3.50 UEF - 50 Gal) - Fuel Sub - Panel Upgrade - ZEAS 2030 - Hot-Dry | SCG ¦ Hot-Dry | SCG | All | Electric & Gas | HPWH (3.50 UEF - 50 Gal) | Efficient |  |  | 1 | Conventional | WaterHeat | Com - Lodging | Com | ROB Only | 1 | 1000 sqft2 of floor space | 1000 sqft served | 13 | DEER:Indoor_CFL_Ltg | 1270.8999 | 0 | -131.1951 | SWWH027-05 | 181.5172 | 2024 | 97.7373 | 2024 | 323.7383 | -18.8186 | SWWH027-05 | Com Small Gas Water Heaters - Panel Upgrade - ZEAS 2030 - Hot-Dry ¦ SCG ¦ Hot-Dry | Com Small Gas Water Heaters - Panel Upgrade - ZEAS 2030 - Hot-Dry | 0.73871 | 0.453 | 0 | CBSA 2019 | 1095.593 | 2032 | 1 | SWWH027-05
COM-WATERHEAT-FS-PU-14-ZEAS.53 | Com ¦ Com Heat Pump Water Heater (3.50 UEF - 50 Gal) - Fuel Sub - Panel Upgrade - ZEAS 2030 - Hot-Dry ¦ SCG ¦ Hot-Dry | Com ¦ Com Heat Pump Water Heater (3.50 UEF - 50 Gal) - Fuel Sub - Panel Upgrade - ZEAS 2030 - Hot-Dry | SCG ¦ Hot-Dry | SCG | All | Electric & Gas | HPWH (3.50 UEF - 50 Gal) | Efficient |  |  | 1 | Conventional | WaterHeat | Com - Office (Large) | Com | ROB Only | 1 | 1000 sqft2 of floor space | 1000 sqft served | 13 | DEER:Indoor_CFL_Ltg | 163.2346 | 0 | -17.2118 | SWWH027-05 | 59.2667 | 2024 | 31.912 | 2024 | 113.624 | -6.1444 | SWWH027-05 | Com Small Gas Water Heaters - Panel Upgrade - ZEAS 2030 - Hot-Dry ¦ SCG ¦ Hot-Dry | Com Small Gas Water Heaters - Panel Upgrade - ZEAS 2030 - Hot-Dry | 0.46177 | 0.453 | 0 | CBSA 2019 | 61.0591 | 2032 | 1 | SWWH027-05
COM-WATERHEAT-FS-PU-14-ZEAS.54 | Com ¦ Com Heat Pump Water Heater (3.50 UEF - 50 Gal) - Fuel Sub - Panel Upgrade - ZEAS 2030 - Hot-Dry ¦ SCG ¦ Hot-Dry | Com ¦ Com Heat Pump Water Heater (3.50 UEF - 50 Gal) - Fuel Sub - Panel Upgrade - ZEAS 2030 - Hot-Dry | SCG ¦ Hot-Dry | SCG | All | Electric & Gas | HPWH (3.50 UEF - 50 Gal) | Efficient |  |  | 1 | Conventional | WaterHeat | Com - Office (Small) | Com | ROB Only | 1 | 1000 sqft2 of floor space | 1000 sqft served | 13 | DEER:Indoor_CFL_Ltg | 151.575 | 0 | -15.8608 | SWWH027-05 | 59.2667 | 2024 | 31.912 | 2024 | 113.624 | -6.1444 | SWWH027-05 | Com Small Gas Water Heaters - Panel Upgrade - ZEAS 2030 - Hot-Dry ¦ SCG ¦ Hot-Dry | Com Small Gas Water Heaters - Panel Upgrade - ZEAS 2030 - Hot-Dry | 0.46177 | 0.453 | 0 | CBSA 2019 | 24.4498 | 2032 | 1 | SWWH027-05
COM-WATERHEAT-FS-PU-14-ZEAS.55 | Com ¦ Com Heat Pump Water Heater (3.50 UEF - 50 Gal) - Fuel Sub - Panel Upgrade - ZEAS 2030 - Hot-Dry ¦ SCG ¦ Hot-Dry | Com ¦ Com Heat Pump Water Heater (3.50 UEF - 50 Gal) - Fuel Sub - Panel Upgrade - ZEAS 2030 - Hot-Dry | SCG ¦ Hot-Dry | SCG | All | Electric & Gas | HPWH (3.50 UEF - 50 Gal) | Efficient |  |  | 1 | Conventional | WaterHeat | Com - Other | Com | ROB Only | 1 | 1000 sqft2 of floor space | 1000 sqft served | 13 | DEER:Indoor_CFL_Ltg | 1959.2404 | 0 | -200.516 | SWWH027-05 | 490.1683 | 2024 | 263.9296 | 2024 | 939.7326 | -50.8178 | SWWH027-05 | Com Small Gas Water Heaters - Panel Upgrade - ZEAS 2030 - Hot-Dry ¦ SCG ¦ Hot-Dry | Com Small Gas Water Heaters - Panel Upgrade - ZEAS 2030 - Hot-Dry | 0.5433 | 0.453 | 0 | CBSA 2019 | 691.9908 | 2032 | 1 | SWWH027-05
COM-WATERHEAT-FS-PU-14-ZEAS.56 | Com ¦ Com Heat Pump Water Heater (3.50 UEF - 50 Gal) - Fuel Sub - Panel Upgrade - ZEAS 2030 - Hot-Dry ¦ SCG ¦ Hot-Dry | Com ¦ Com Heat Pump Water Heater (3.50 UEF - 50 Gal) - Fuel Sub - Panel Upgrade - ZEAS 2030 - Hot-Dry | SCG ¦ Hot-Dry | SCG | All | Electric & Gas | HPWH (3.50 UEF - 50 Gal) | Efficient |  |  | 1 | Conventional | WaterHeat | Com - Refrig. Warehouse | Com | ROB Only | 1 | 1000 sqft2 of floor space | 1000 sqft served | 13 | DEER:Indoor_CFL_Ltg | 161.7422 | 0 | -17.2011 | SWWH027-05 | 27.4049 | 2024 | 14.7561 | 2024 | 52.5397 | -2.8412 | SWWH027-05 | Com Small Gas Water Heaters - Panel Upgrade - ZEAS 2030 - Hot-Dry ¦ SCG ¦ Hot-Dry | Com Small Gas Water Heaters - Panel Upgrade - ZEAS 2030 - Hot-Dry | 0.22621 | 0.453 | 0 | CBSA 2019 | 10.0244 | 2032 | 1 | SWWH027-05
COM-WATERHEAT-FS-PU-14-ZEAS.57 | Com ¦ Com Heat Pump Water Heater (3.50 UEF - 50 Gal) - Fuel Sub - Panel Upgrade - ZEAS 2030 - Hot-Dry ¦ SCG ¦ Hot-Dry | Com ¦ Com Heat Pump Water Heater (3.50 UEF - 50 Gal) - Fuel Sub - Panel Upgrade - ZEAS 2030 - Hot-Dry | SCG ¦ Hot-Dry | SCG | All | Electric & Gas | HPWH (3.50 UEF - 50 Gal) | Efficient |  |  | 1 | Conventional | WaterHeat | Com - Restaurant | Com | ROB Only | 1 | 1000 sqft2 of floor space | 1000 sqft served | 13 | DEER:Indoor_CFL_Ltg | 7014.4075 | 0 | -766.4289 | SWWH027-05 | 2567.4192 | 2024 | 1382.4189 | 2024 | 3715.192 | -266.1751 | SWWH027-05 | Com Small Gas Water Heaters - Panel Upgrade - ZEAS 2030 - Hot-Dry ¦ SCG ¦ Hot-Dry | Com Small Gas Water Heaters - Panel Upgrade - ZEAS 2030 - Hot-Dry | 0.79319 | 0.453 | 0 | CBSA 2019 | 451.1165 | 2032 | 1 | SWWH027-05
COM-WATERHEAT-FS-PU-14-ZEAS.58 | Com ¦ Com Heat Pump Water Heater (3.50 UEF - 50 Gal) - Fuel Sub - Panel Upgrade - ZEAS 2030 - Hot-Dry ¦ SCG ¦ Hot-Dry | Com ¦ Com Heat Pump Water Heater (3.50 UEF - 50 Gal) - Fuel Sub - Panel Upgrade - ZEAS 2030 - Hot-Dry | SCG ¦ Hot-Dry | SCG | All | Electric & Gas | HPWH (3.50 UEF - 50 Gal) | Efficient |  |  | 1 | Conventional | WaterHeat | Com - Retail | Com | ROB Only | 1 | 1000 sqft2 of floor space | 1000 sqft served | 13 | DEER:Indoor_CFL_Ltg | 108.9429 | 0 | -11.3033 | SWWH027-05 | 36.7097 | 2024 | 19.7663 | 2024 | 35.4192 | -3.8059 | SWWH027-05 | Com Small Gas Water Heaters - Panel Upgrade - ZEAS 2030 - Hot-Dry ¦ SCG ¦ Hot-Dry | Com Small Gas Water Heaters - Panel Upgrade - ZEAS 2030 - Hot-Dry | 0.40063 | 0.453 | 0 | CBSA 2019 | 17.5775 | 2032 | 1 | SWWH027-05
COM-WATERHEAT-FS-PU-14-ZEAS.59 | Com ¦ Com Heat Pump Water Heater (3.50 UEF - 50 Gal) - Fuel Sub - Panel Upgrade - ZEAS 2030 - Hot-Dry ¦ SCG ¦ Hot-Dry | Com ¦ Com Heat Pump Water Heater (3.50 UEF - 50 Gal) - Fuel Sub - Panel Upgrade - ZEAS 2030 - Hot-Dry | SCG ¦ Hot-Dry | SCG | All | Electric & Gas | HPWH (3.50 UEF - 50 Gal) | Efficient |  |  | 1 | Conventional | WaterHeat | Com - School | Com | ROB Only | 1 | 1000 sqft2 of floor space | 1000 sqft served | 13 | DEER:Indoor_CFL_Ltg | 582.6041 | 0 | -62.9294 | SWWH027-05 | 302.392 | 2024 | 162.822 | 2024 | 543.0634 | -31.3502 | SWWH027-05 | Com Small Gas Water Heaters - Panel Upgrade - ZEAS 2030 - Hot-Dry ¦ SCG ¦ Hot-Dry | Com Small Gas Water Heaters - Panel Upgrade - ZEAS 2030 - Hot-Dry | 0.76922 | 0.453 | 0 | CBSA 2019 | 47.854 | 2032 | 1 | SWWH027-05
COM-WATERHEAT-FS-PU-14-ZEAS.60 | Com ¦ Com Heat Pump Water Heater (3.50 UEF - 50 Gal) - Fuel Sub - Panel Upgrade - ZEAS 2030 - Hot-Dry ¦ SCG ¦ Hot-Dry | Com ¦ Com Heat Pump Water Heater (3.50 UEF - 50 Gal) - Fuel Sub - Panel Upgrade - ZEAS 2030 - Hot-Dry | SCG ¦ Hot-Dry | SCG | All | Electric & Gas | HPWH (3.50 UEF - 50 Gal) | Efficient |  |  | 1 | Conventional | WaterHeat | Com - Warehouse | Com | ROB Only | 1 | 1000 sqft2 of floor space | 1000 sqft served | 13 | DEER:Indoor_CFL_Ltg | 17.629 | 0 | -1.8143 | SWWH027-05 | 5.481 | 2024 | 2.9512 | 2024 | 10.5079 | -0.56824 | SWWH027-05 | Com Small Gas Water Heaters - Panel Upgrade - ZEAS 2030 - Hot-Dry ¦ SCG ¦ Hot-Dry | Com Small Gas Water Heaters - Panel Upgrade - ZEAS 2030 - Hot-Dry | 0.1976 | 0.453 | 0 | CBSA 2019 | 2.3641 | 2032 | 1 | SWWH027-05
COM-WATERHEAT-FS-PU-14-ZEAS.61 | Com ¦ Com Heat Pump Water Heater (3.50 UEF - 50 Gal) - Fuel Sub - Panel Upgrade - ZEAS 2030 - Cold ¦ SCG ¦ Cold | Com ¦ Com Heat Pump Water Heater (3.50 UEF - 50 Gal) - Fuel Sub - Panel Upgrade - ZEAS 2030 - Cold | SCG ¦ Cold | SCG | All | Electric & Gas | HPWH (3.50 UEF - 50 Gal) | Efficient |  |  | 1 | Conventional | WaterHeat | Com - College | Com | ROB Only | 1 | 1000 sqft2 of floor space | 1000 sqft served | 13 | DEER:Indoor_CFL_Ltg | 1491.7521 | 0 | -143.1668 | SWWH027-05 | 380.921 | 2024 | 205.1057 | 2024 | 356.4084 | -19.7458 | SWWH027-05 | Com Small Gas Water Heaters - Panel Upgrade - ZEAS 2030 - Cold ¦ SCG ¦ Cold | Com Small Gas Water Heaters - Panel Upgrade - ZEAS 2030 - Cold | 0.74815 | 0.453 | 0 | CBSA 2019 | 359.6332 | 2032 | 1 | SWWH027-05
COM-WATERHEAT-FS-PU-14-ZEAS.62 | Com ¦ Com Heat Pump Water Heater (3.50 UEF - 50 Gal) - Fuel Sub - Panel Upgrade - ZEAS 2030 - Cold ¦ SCG ¦ Cold | Com ¦ Com Heat Pump Water Heater (3.50 UEF - 50 Gal) - Fuel Sub - Panel Upgrade - ZEAS 2030 - Cold | SCG ¦ Cold | SCG | All | Electric & Gas | HPWH (3.50 UEF - 50 Gal) | Efficient |  |  | 1 | Conventional | WaterHeat | Com - Grocery | Com | ROB Only | 1 | 1000 sqft2 of floor space | 1000 sqft served | 13 | DEER:Indoor_CFL_Ltg | 0 | 0 | 0 | SWWH027-05 | 202.482 | 2024 | 123.4818 | 2024 | 302.9974 | -16.3851 | SWWH027-05 | Com Small Gas Water Heaters - Panel Upgrade - ZEAS 2030 - Cold ¦ SCG ¦ Cold | Com Small Gas Water Heaters - Panel Upgrade - ZEAS 2030 - Cold | 0.59609 | 0.453 | 0 | CBSA 2019 | 0 | 2032 | 1 | SWWH027-05
COM-WATERHEAT-FS-PU-14-ZEAS.63 | Com ¦ Com Heat Pump Water Heater (3.50 UEF - 50 Gal) - Fuel Sub - Panel Upgrade - ZEAS 2030 - Cold ¦ SCG ¦ Cold | Com ¦ Com Heat Pump Water Heater (3.50 UEF - 50 Gal) - Fuel Sub - Panel Upgrade - ZEAS 2030 - Cold | SCG ¦ Cold | SCG | All | Electric & Gas | HPWH (3.50 UEF - 50 Gal) | Efficient |  |  | 1 | Conventional | WaterHeat | Com - Health | Com | ROB Only | 1 | 1000 sqft2 of floor space | 1000 sqft served | 13 | DEER:Indoor_CFL_Ltg | 4018.5667 | 0 | -403.9298 | SWWH027-05 | 576.9697 | 2024 | 310.6675 | 2024 | 521.273 | -29.9084 | SWWH027-05 | Com Small Gas Water Heaters - Panel Upgrade - ZEAS 2030 - Cold ¦ SCG ¦ Cold | Com Small Gas Water Heaters - Panel Upgrade - ZEAS 2030 - Cold | 0.52611 | 0.453 | 0 | CBSA 2019 | 877.9709 | 2032 | 1 | SWWH027-05
COM-WATERHEAT-FS-PU-14-ZEAS.64 | Com ¦ Com Heat Pump Water Heater (3.50 UEF - 50 Gal) - Fuel Sub - Panel Upgrade - ZEAS 2030 - Cold ¦ SCG ¦ Cold | Com ¦ Com Heat Pump Water Heater (3.50 UEF - 50 Gal) - Fuel Sub - Panel Upgrade - ZEAS 2030 - Cold | SCG ¦ Cold | SCG | All | Electric & Gas | HPWH (3.50 UEF - 50 Gal) | Efficient |  |  | 1 | Conventional | WaterHeat | Com - Lodging | Com | ROB Only | 1 | 1000 sqft2 of floor space | 1000 sqft served | 13 | DEER:Indoor_CFL_Ltg | 3144.3563 | 0 | -309.2482 | SWWH027-05 | 363.0343 | 2024 | 195.4747 | 2024 | 323.7383 | -18.8186 | SWWH027-05 | Com Small Gas Water Heaters - Panel Upgrade - ZEAS 2030 - Cold ¦ SCG ¦ Cold | Com Small Gas Water Heaters - Panel Upgrade - ZEAS 2030 - Cold | 0.73871 | 0.453 | 0 | CBSA 2019 | 2559.0519 | 2032 | 1 | SWWH027-05
COM-WATERHEAT-FS-PU-14-ZEAS.65 | Com ¦ Com Heat Pump Water Heater (3.50 UEF - 50 Gal) - Fuel Sub - Panel Upgrade - ZEAS 2030 - Cold ¦ SCG ¦ Cold | Com ¦ Com Heat Pump Water Heater (3.50 UEF - 50 Gal) - Fuel Sub - Panel Upgrade - ZEAS 2030 - Cold | SCG ¦ Cold | SCG | All | Electric & Gas | HPWH (3.50 UEF - 50 Gal) | Efficient |  |  | 1 | Conventional | WaterHeat | Com - Office (Large) | Com | ROB Only | 1 | 1000 sqft2 of floor space | 1000 sqft served | 13 | DEER:Indoor_CFL_Ltg | 418.2655 | 0 | -40.346 | SWWH027-05 | 118.5335 | 2024 | 63.824 | 2024 | 113.624 | -6.1444 | SWWH027-05 | Com Small Gas Water Heaters - Panel Upgrade - ZEAS 2030 - Cold ¦ SCG ¦ Cold | Com Small Gas Water Heaters - Panel Upgrade - ZEAS 2030 - Cold | 0.46177 | 0.453 | 0 | CBSA 2019 | 139.5843 | 2032 | 1 | SWWH027-05
COM-WATERHEAT-FS-PU-14-ZEAS.66 | Com ¦ Com Heat Pump Water Heater (3.50 UEF - 50 Gal) - Fuel Sub - Panel Upgrade - ZEAS 2030 - Cold ¦ SCG ¦ Cold | Com ¦ Com Heat Pump Water Heater (3.50 UEF - 50 Gal) - Fuel Sub - Panel Upgrade - ZEAS 2030 - Cold | SCG ¦ Cold | SCG | All | Electric & Gas | HPWH (3.50 UEF - 50 Gal) | Efficient |  |  | 1 | Conventional | WaterHeat | Com - Office (Small) | Com | ROB Only | 1 | 1000 sqft2 of floor space | 1000 sqft served | 13 | DEER:Indoor_CFL_Ltg | 392.3553 | 0 | -37.0146 | SWWH027-05 | 118.5335 | 2024 | 63.824 | 2024 | 113.624 | -6.1444 | SWWH027-05 | Com Small Gas Water Heaters - Panel Upgrade - ZEAS 2030 - Cold ¦ SCG ¦ Cold | Com Small Gas Water Heaters - Panel Upgrade - ZEAS 2030 - Cold | 0.46177 | 0.453 | 0 | CBSA 2019 | 55.2883 | 2032 | 1 | SWWH027-05
COM-WATERHEAT-FS-PU-14-ZEAS.67 | Com ¦ Com Heat Pump Water Heater (3.50 UEF - 50 Gal) - Fuel Sub - Panel Upgrade - ZEAS 2030 - Cold ¦ SCG ¦ Cold | Com ¦ Com Heat Pump Water Heater (3.50 UEF - 50 Gal) - Fuel Sub - Panel Upgrade - ZEAS 2030 - Cold | SCG ¦ Cold | SCG | All | Electric & Gas | HPWH (3.50 UEF - 50 Gal) | Efficient |  |  | 1 | Conventional | WaterHeat | Com - Other | Com | ROB Only | 1 | 1000 sqft2 of floor space | 1000 sqft served | 13 | DEER:Indoor_CFL_Ltg | 4806.2615 | 0 | -468.3809 | SWWH027-05 | 980.3365 | 2024 | 527.8592 | 2024 | 939.7326 | -50.8178 | SWWH027-05 | Com Small Gas Water Heaters - Panel Upgrade - ZEAS 2030 - Cold ¦ SCG ¦ Cold | Com Small Gas Water Heaters - Panel Upgrade - ZEAS 2030 - Cold | 0.5433 | 0.453 | 0 | CBSA 2019 | 1591.0397 | 2032 | 1 | SWWH027-05
COM-WATERHEAT-FS-PU-14-ZEAS.68 | Com ¦ Com Heat Pump Water Heater (3.50 UEF - 50 Gal) - Fuel Sub - Panel Upgrade - ZEAS 2030 - Cold ¦ SCG ¦ Cold | Com ¦ Com Heat Pump Water Heater (3.50 UEF - 50 Gal) - Fuel Sub - Panel Upgrade - ZEAS 2030 - Cold | SCG ¦ Cold | SCG | All | Electric & Gas | HPWH (3.50 UEF - 50 Gal) | Efficient |  |  | 1 | Conventional | WaterHeat | Com - Refrig. Warehouse | Com | ROB Only | 1 | 1000 sqft2 of floor space | 1000 sqft served | 13 | DEER:Indoor_CFL_Ltg | 419.3315 | 0 | -40.5639 | SWWH027-05 | 54.8099 | 2024 | 29.5122 | 2024 | 52.5397 | -2.8412 | SWWH027-05 | Com Small Gas Water Heaters - Panel Upgrade - ZEAS 2030 - Cold ¦ SCG ¦ Cold | Com Small Gas Water Heaters - Panel Upgrade - ZEAS 2030 - Cold | 0.22621 | 0.453 | 0 | CBSA 2019 | 22.9622 | 2032 | 1 | SWWH027-05
COM-WATERHEAT-FS-PU-14-ZEAS.69 | Com ¦ Com Heat Pump Water Heater (3.50 UEF - 50 Gal) - Fuel Sub - Panel Upgrade - ZEAS 2030 - Cold ¦ SCG ¦ Cold | Com ¦ Com Heat Pump Water Heater (3.50 UEF - 50 Gal) - Fuel Sub - Panel Upgrade - ZEAS 2030 - Cold | SCG ¦ Cold | SCG | All | Electric & Gas | HPWH (3.50 UEF - 50 Gal) | Efficient |  |  | 1 | Conventional | WaterHeat | Com - Restaurant | Com | ROB Only | 1 | 1000 sqft2 of floor space | 1000 sqft served | 13 | DEER:Indoor_CFL_Ltg | 17218.2931 | 0 | -1787.3839 | SWWH027-05 | 5134.8383 | 2024 | 2764.8377 | 2024 | 3715.192 | -266.1751 | SWWH027-05 | Com Small Gas Water Heaters - Panel Upgrade - ZEAS 2030 - Cold ¦ SCG ¦ Cold | Com Small Gas Water Heaters - Panel Upgrade - ZEAS 2030 - Cold | 0.79319 | 0.453 | 0 | CBSA 2019 | 1036.762 | 2032 | 1 | SWWH027-05
COM-WATERHEAT-FS-PU-14-ZEAS.70 | Com ¦ Com Heat Pump Water Heater (3.50 UEF - 50 Gal) - Fuel Sub - Panel Upgrade - ZEAS 2030 - Cold ¦ SCG ¦ Cold | Com ¦ Com Heat Pump Water Heater (3.50 UEF - 50 Gal) - Fuel Sub - Panel Upgrade - ZEAS 2030 - Cold | SCG ¦ Cold | SCG | All | Electric & Gas | HPWH (3.50 UEF - 50 Gal) | Efficient |  |  | 1 | Conventional | WaterHeat | Com - Retail | Com | ROB Only | 1 | 1000 sqft2 of floor space | 1000 sqft served | 13 | DEER:Indoor_CFL_Ltg | 266.6055 | 0 | -26.5374 | SWWH027-05 | 73.4195 | 2024 | 39.5325 | 2024 | 35.4192 | -3.8059 | SWWH027-05 | Com Small Gas Water Heaters - Panel Upgrade - ZEAS 2030 - Cold ¦ SCG ¦ Cold | Com Small Gas Water Heaters - Panel Upgrade - ZEAS 2030 - Cold | 0.40063 | 0.453 | 0 | CBSA 2019 | 37.4612 | 2032 | 1 | SWWH027-05
COM-WATERHEAT-FS-PU-14-ZEAS.71 | Com ¦ Com Heat Pump Water Heater (3.50 UEF - 50 Gal) - Fuel Sub - Panel Upgrade - ZEAS 2030 - Cold ¦ SCG ¦ Cold | Com ¦ Com Heat Pump Water Heater (3.50 UEF - 50 Gal) - Fuel Sub - Panel Upgrade - ZEAS 2030 - Cold | SCG ¦ Cold | SCG | All | Electric & Gas | HPWH (3.50 UEF - 50 Gal) | Efficient |  |  | 1 | Conventional | WaterHeat | Com - School | Com | ROB Only | 1 | 1000 sqft2 of floor space | 1000 sqft served | 13 | DEER:Indoor_CFL_Ltg | 1524.7477 | 0 | -147.1997 | SWWH027-05 | 604.784 | 2024 | 325.6441 | 2024 | 543.0634 | -31.3502 | SWWH027-05 | Com Small Gas Water Heaters - Panel Upgrade - ZEAS 2030 - Cold ¦ SCG ¦ Cold | Com Small Gas Water Heaters - Panel Upgrade - ZEAS 2030 - Cold | 0.76922 | 0.453 | 0 | CBSA 2019 | 85.2696 | 2032 | 1 | SWWH027-05
COM-WATERHEAT-FS-PU-14-ZEAS.72 | Com ¦ Com Heat Pump Water Heater (3.50 UEF - 50 Gal) - Fuel Sub - Panel Upgrade - ZEAS 2030 - Cold ¦ SCG ¦ Cold | Com ¦ Com Heat Pump Water Heater (3.50 UEF - 50 Gal) - Fuel Sub - Panel Upgrade - ZEAS 2030 - Cold | SCG ¦ Cold | SCG | All | Electric & Gas | HPWH (3.50 UEF - 50 Gal) | Efficient |  |  | 1 | Conventional | WaterHeat | Com - Warehouse | Com | ROB Only | 1 | 1000 sqft2 of floor space | 1000 sqft served | 13 | DEER:Indoor_CFL_Ltg | 47.239 | 0 | -4.2447 | SWWH027-05 | 10.962 | 2024 | 5.9024 | 2024 | 10.5079 | -0.56824 | SWWH027-05 | Com Small Gas Water Heaters - Panel Upgrade - ZEAS 2030 - Cold ¦ SCG ¦ Cold | Com Small Gas Water Heaters - Panel Upgrade - ZEAS 2030 - Cold | 0.1976 | 0.453 | 0 | CBSA 2019 | 3.7346 | 2032 | 1 | SWWH027-05
COM-WATERHEAT-FS-PU-14-ZEAS.73 | Com ¦ Com Heat Pump Water Heater (3.50 UEF - 50 Gal) - Fuel Sub - Panel Upgrade - ZEAS 2030 - Marine ¦ SDG&E ¦ Marine | Com ¦ Com Heat Pump Water Heater (3.50 UEF - 50 Gal) - Fuel Sub - Panel Upgrade - ZEAS 2030 - Marine | SDG&E ¦ Marine | SDG&E | All | Electric & Gas | HPWH (3.50 UEF - 50 Gal) | Efficient |  |  | 1 | Conventional | WaterHeat | Com - College | Com | ROB Only | 1 | 1000 sqft2 of floor space | 1000 sqft served | 13 | DEER:Indoor_CFL_Ltg | 1139.3263 | 0 | -123.9986 | SWWH027-05 | 380.921 | 2024 | 205.1057 | 2024 | 356.4084 | -19.7458 | SWWH027-05 | Com Small Gas Water Heaters - Panel Upgrade - ZEAS 2030 - Marine ¦ SDG&E ¦ Marine | Com Small Gas Water Heaters - Panel Upgrade - ZEAS 2030 - Marine | 0.74815 | 0.453 | 0 | CBSA 2019 | 323.0114 | 2032 | 1 | SWWH027-05
COM-WATERHEAT-FS-PU-14-ZEAS.74 | Com ¦ Com Heat Pump Water Heater (3.50 UEF - 50 Gal) - Fuel Sub - Panel Upgrade - ZEAS 2030 - Marine ¦ SDG&E ¦ Marine | Com ¦ Com Heat Pump Water Heater (3.50 UEF - 50 Gal) - Fuel Sub - Panel Upgrade - ZEAS 2030 - Marine | SDG&E ¦ Marine | SDG&E | All | Electric & Gas | HPWH (3.50 UEF - 50 Gal) | Efficient |  |  | 1 | Conventional | WaterHeat | Com - Grocery | Com | ROB Only | 1 | 1000 sqft2 of floor space | 1000 sqft served | 13 | DEER:Indoor_CFL_Ltg | 0 | 0 | 0 | SWWH027-05 | 202.482 | 2024 | 123.4818 | 2024 | 302.9974 | -16.3851 | SWWH027-05 | Com Small Gas Water Heaters - Panel Upgrade - ZEAS 2030 - Marine ¦ SDG&E ¦ Marine | Com Small Gas Water Heaters - Panel Upgrade - ZEAS 2030 - Marine | 0.59609 | 0.453 | 0 | CBSA 2019 | 0 | 2032 | 1 | SWWH027-05
COM-WATERHEAT-FS-PU-14-ZEAS.75 | Com ¦ Com Heat Pump Water Heater (3.50 UEF - 50 Gal) - Fuel Sub - Panel Upgrade - ZEAS 2030 - Marine ¦ SDG&E ¦ Marine | Com ¦ Com Heat Pump Water Heater (3.50 UEF - 50 Gal) - Fuel Sub - Panel Upgrade - ZEAS 2030 - Marine | SDG&E ¦ Marine | SDG&E | All | Electric & Gas | HPWH (3.50 UEF - 50 Gal) | Efficient |  |  | 1 | Conventional | WaterHeat | Com - Health | Com | ROB Only | 1 | 1000 sqft2 of floor space | 1000 sqft served | 13 | DEER:Indoor_CFL_Ltg | 3223.5905 | 0 | -350.4213 | SWWH027-05 | 576.9697 | 2024 | 310.6675 | 2024 | 521.273 | -29.9084 | SWWH027-05 | Com Small Gas Water Heaters - Panel Upgrade - ZEAS 2030 - Marine ¦ SDG&E ¦ Marine | Com Small Gas Water Heaters - Panel Upgrade - ZEAS 2030 - Marine | 0.52611 | 0.453 | 0 | CBSA 2019 | 778.8524 | 2032 | 1 | SWWH027-05
COM-WATERHEAT-FS-PU-14-ZEAS.76 | Com ¦ Com Heat Pump Water Heater (3.50 UEF - 50 Gal) - Fuel Sub - Panel Upgrade - ZEAS 2030 - Marine ¦ SDG&E ¦ Marine | Com ¦ Com Heat Pump Water Heater (3.50 UEF - 50 Gal) - Fuel Sub - Panel Upgrade - ZEAS 2030 - Marine | SDG&E ¦ Marine | SDG&E | All | Electric & Gas | HPWH (3.50 UEF - 50 Gal) | Efficient |  |  | 1 | Conventional | WaterHeat | Com - Lodging | Com | ROB Only | 1 | 1000 sqft2 of floor space | 1000 sqft served | 13 | DEER:Indoor_CFL_Ltg | 2519.4701 | 0 | -267.9555 | SWWH027-05 | 363.0343 | 2024 | 195.4747 | 2024 | 323.7383 | -18.8186 | SWWH027-05 | Com Small Gas Water Heaters - Panel Upgrade - ZEAS 2030 - Marine ¦ SDG&E ¦ Marine | Com Small Gas Water Heaters - Panel Upgrade - ZEAS 2030 - Marine | 0.73871 | 0.453 | 0 | CBSA 2019 | 2249.6824 | 2032 | 1 | SWWH027-05
COM-WATERHEAT-FS-PU-14-ZEAS.77 | Com ¦ Com Heat Pump Water Heater (3.50 UEF - 50 Gal) - Fuel Sub - Panel Upgrade - ZEAS 2030 - Marine ¦ SDG&E ¦ Marine | Com ¦ Com Heat Pump Water Heater (3.50 UEF - 50 Gal) - Fuel Sub - Panel Upgrade - ZEAS 2030 - Marine | SDG&E ¦ Marine | SDG&E | All | Electric & Gas | HPWH (3.50 UEF - 50 Gal) | Efficient |  |  | 1 | Conventional | WaterHeat | Com - Office (Large) | Com | ROB Only | 1 | 1000 sqft2 of floor space | 1000 sqft served | 13 | DEER:Indoor_CFL_Ltg | 321.6573 | 0 | -35.0899 | SWWH027-05 | 118.5335 | 2024 | 63.824 | 2024 | 113.624 | -6.1444 | SWWH027-05 | Com Small Gas Water Heaters - Panel Upgrade - ZEAS 2030 - Marine ¦ SDG&E ¦ Marine | Com Small Gas Water Heaters - Panel Upgrade - ZEAS 2030 - Marine | 0.46177 | 0.453 | 0 | CBSA 2019 | 125.5887 | 2032 | 1 | SWWH027-05
COM-WATERHEAT-FS-PU-14-ZEAS.78 | Com ¦ Com Heat Pump Water Heater (3.50 UEF - 50 Gal) - Fuel Sub - Panel Upgrade - ZEAS 2030 - Marine ¦ SDG&E ¦ Marine | Com ¦ Com Heat Pump Water Heater (3.50 UEF - 50 Gal) - Fuel Sub - Panel Upgrade - ZEAS 2030 - Marine | SDG&E ¦ Marine | SDG&E | All | Electric & Gas | HPWH (3.50 UEF - 50 Gal) | Efficient |  |  | 1 | Conventional | WaterHeat | Com - Office (Small) | Com | ROB Only | 1 | 1000 sqft2 of floor space | 1000 sqft served | 13 | DEER:Indoor_CFL_Ltg | 298.7082 | 0 | -32.3508 | SWWH027-05 | 118.5335 | 2024 | 63.824 | 2024 | 113.624 | -6.1444 | SWWH027-05 | Com Small Gas Water Heaters - Panel Upgrade - ZEAS 2030 - Marine ¦ SDG&E ¦ Marine | Com Small Gas Water Heaters - Panel Upgrade - ZEAS 2030 - Marine | 0.46177 | 0.453 | 0 | CBSA 2019 | 50.3489 | 2032 | 1 | SWWH027-05
COM-WATERHEAT-FS-PU-14-ZEAS.79 | Com ¦ Com Heat Pump Water Heater (3.50 UEF - 50 Gal) - Fuel Sub - Panel Upgrade - ZEAS 2030 - Marine ¦ SDG&E ¦ Marine | Com ¦ Com Heat Pump Water Heater (3.50 UEF - 50 Gal) - Fuel Sub - Panel Upgrade - ZEAS 2030 - Marine | SDG&E ¦ Marine | SDG&E | All | Electric & Gas | HPWH (3.50 UEF - 50 Gal) | Efficient |  |  | 1 | Conventional | WaterHeat | Com - Other | Com | ROB Only | 1 | 1000 sqft2 of floor space | 1000 sqft served | 13 | DEER:Indoor_CFL_Ltg | 3857.2545 | 0 | -407.1546 | SWWH027-05 | 980.3365 | 2024 | 527.8592 | 2024 | 939.7326 | -50.8178 | SWWH027-05 | Com Small Gas Water Heaters - Panel Upgrade - ZEAS 2030 - Marine ¦ SDG&E ¦ Marine | Com Small Gas Water Heaters - Panel Upgrade - ZEAS 2030 - Marine | 0.5433 | 0.453 | 0 | CBSA 2019 | 1418.478 | 2032 | 1 | SWWH027-05
COM-WATERHEAT-FS-PU-14-ZEAS.80 | Com ¦ Com Heat Pump Water Heater (3.50 UEF - 50 Gal) - Fuel Sub - Panel Upgrade - ZEAS 2030 - Marine ¦ SDG&E ¦ Marine | Com ¦ Com Heat Pump Water Heater (3.50 UEF - 50 Gal) - Fuel Sub - Panel Upgrade - ZEAS 2030 - Marine | SDG&E ¦ Marine | SDG&E | All | Electric & Gas | HPWH (3.50 UEF - 50 Gal) | Efficient |  |  | 1 | Conventional | WaterHeat | Com - Refrig. Warehouse | Com | ROB Only | 1 | 1000 sqft2 of floor space | 1000 sqft served | 13 | DEER:Indoor_CFL_Ltg | 320.0612 | 0 | -35.0869 | SWWH027-05 | 54.8099 | 2024 | 29.5122 | 2024 | 52.5397 | -2.8412 | SWWH027-05 | Com Small Gas Water Heaters - Panel Upgrade - ZEAS 2030 - Marine ¦ SDG&E ¦ Marine | Com Small Gas Water Heaters - Panel Upgrade - ZEAS 2030 - Marine | 0.22621 | 0.453 | 0 | CBSA 2019 | 20.624 | 2032 | 1 | SWWH027-05
COM-WATERHEAT-FS-PU-14-ZEAS.81 | Com ¦ Com Heat Pump Water Heater (3.50 UEF - 50 Gal) - Fuel Sub - Panel Upgrade - ZEAS 2030 - Marine ¦ SDG&E ¦ Marine | Com ¦ Com Heat Pump Water Heater (3.50 UEF - 50 Gal) - Fuel Sub - Panel Upgrade - ZEAS 2030 - Marine | SDG&E ¦ Marine | SDG&E | All | Electric & Gas | HPWH (3.50 UEF - 50 Gal) | Efficient |  |  | 1 | Conventional | WaterHeat | Com - Restaurant | Com | ROB Only | 1 | 1000 sqft2 of floor space | 1000 sqft served | 13 | DEER:Indoor_CFL_Ltg | 13776.5087 | 0 | -1563.1821 | SWWH027-05 | 5134.8383 | 2024 | 2764.8377 | 2024 | 3715.192 | -266.1751 | SWWH027-05 | Com Small Gas Water Heaters - Panel Upgrade - ZEAS 2030 - Marine ¦ SDG&E ¦ Marine | Com Small Gas Water Heaters - Panel Upgrade - ZEAS 2030 - Marine | 0.79319 | 0.453 | 0 | CBSA 2019 | 929.4974 | 2032 | 1 | SWWH027-05
COM-WATERHEAT-FS-PU-14-ZEAS.82 | Com ¦ Com Heat Pump Water Heater (3.50 UEF - 50 Gal) - Fuel Sub - Panel Upgrade - ZEAS 2030 - Marine ¦ SDG&E ¦ Marine | Com ¦ Com Heat Pump Water Heater (3.50 UEF - 50 Gal) - Fuel Sub - Panel Upgrade - ZEAS 2030 - Marine | SDG&E ¦ Marine | SDG&E | All | Electric & Gas | HPWH (3.50 UEF - 50 Gal) | Efficient |  |  | 1 | Conventional | WaterHeat | Com - Retail | Com | ROB Only | 1 | 1000 sqft2 of floor space | 1000 sqft served | 13 | DEER:Indoor_CFL_Ltg | 214.0296 | 0 | -23.0667 | SWWH027-05 | 73.4195 | 2024 | 39.5325 | 2024 | 35.4192 | -3.8059 | SWWH027-05 | Com Small Gas Water Heaters - Panel Upgrade - ZEAS 2030 - Marine ¦ SDG&E ¦ Marine | Com Small Gas Water Heaters - Panel Upgrade - ZEAS 2030 - Marine | 0.40063 | 0.453 | 0 | CBSA 2019 | 38.7828 | 2032 | 1 | SWWH027-05
COM-WATERHEAT-FS-PU-14-ZEAS.83 | Com ¦ Com Heat Pump Water Heater (3.50 UEF - 50 Gal) - Fuel Sub - Panel Upgrade - ZEAS 2030 - Marine ¦ SDG&E ¦ Marine | Com ¦ Com Heat Pump Water Heater (3.50 UEF - 50 Gal) - Fuel Sub - Panel Upgrade - ZEAS 2030 - Marine | SDG&E ¦ Marine | SDG&E | All | Electric & Gas | HPWH (3.50 UEF - 50 Gal) | Efficient |  |  | 1 | Conventional | WaterHeat | Com - School | Com | ROB Only | 1 | 1000 sqft2 of floor space | 1000 sqft served | 13 | DEER:Indoor_CFL_Ltg | 1142.817 | 0 | -127.9363 | SWWH027-05 | 604.784 | 2024 | 325.6441 | 2024 | 543.0634 | -31.3502 | SWWH027-05 | Com Small Gas Water Heaters - Panel Upgrade - ZEAS 2030 - Marine ¦ SDG&E ¦ Marine | Com Small Gas Water Heaters - Panel Upgrade - ZEAS 2030 - Marine | 0.76922 | 0.453 | 0 | CBSA 2019 | 104.1411 | 2032 | 1 | SWWH027-05
COM-WATERHEAT-FS-PU-14-ZEAS.84 | Com ¦ Com Heat Pump Water Heater (3.50 UEF - 50 Gal) - Fuel Sub - Panel Upgrade - ZEAS 2030 - Marine ¦ SDG&E ¦ Marine | Com ¦ Com Heat Pump Water Heater (3.50 UEF - 50 Gal) - Fuel Sub - Panel Upgrade - ZEAS 2030 - Marine | SDG&E ¦ Marine | SDG&E | All | Electric & Gas | HPWH (3.50 UEF - 50 Gal) | Efficient |  |  | 1 | Conventional | WaterHeat | Com - Warehouse | Com | ROB Only | 1 | 1000 sqft2 of floor space | 1000 sqft served | 13 | DEER:Indoor_CFL_Ltg | 34.5735 | 0 | -3.697 | SWWH027-05 | 10.962 | 2024 | 5.9024 | 2024 | 10.5079 | -0.56824 | SWWH027-05 | Com Small Gas Water Heaters - Panel Upgrade - ZEAS 2030 - Marine ¦ SDG&E ¦ Marine | Com Small Gas Water Heaters - Panel Upgrade - ZEAS 2030 - Marine | 0.1976 | 0.453 | 0 | CBSA 2019 | 5.222 | 2032 | 1 | SWWH027-05
COM-WATERHEAT-FS-PU-14-ZEAS.85 | Com ¦ Com Heat Pump Water Heater (3.50 UEF - 50 Gal) - Fuel Sub - Panel Upgrade - ZEAS 2030 - Hot-Dry ¦ SDG&E ¦ Hot-Dry | Com ¦ Com Heat Pump Water Heater (3.50 UEF - 50 Gal) - Fuel Sub - Panel Upgrade - ZEAS 2030 - Hot-Dry | SDG&E ¦ Hot-Dry | SDG&E | All | Electric & Gas | HPWH (3.50 UEF - 50 Gal) | Efficient |  |  | 1 | Conventional | WaterHeat | Com - College | Com | ROB Only | 1 | 1000 sqft2 of floor space | 1000 sqft served | 13 | DEER:Indoor_CFL_Ltg | 569.6631 | 0 | -61.9617 | SWWH027-05 | 190.4605 | 2024 | 102.5529 | 2024 | 356.4084 | -19.7458 | SWWH027-05 | Com Small Gas Water Heaters - Panel Upgrade - ZEAS 2030 - Hot-Dry ¦ SDG&E ¦ Hot-Dry | Com Small Gas Water Heaters - Panel Upgrade - ZEAS 2030 - Hot-Dry | 0.74815 | 0.453 | 0 | CBSA 2019 | 161.3816 | 2032 | 1 | SWWH027-05
COM-WATERHEAT-FS-PU-14-ZEAS.86 | Com ¦ Com Heat Pump Water Heater (3.50 UEF - 50 Gal) - Fuel Sub - Panel Upgrade - ZEAS 2030 - Hot-Dry ¦ SDG&E ¦ Hot-Dry | Com ¦ Com Heat Pump Water Heater (3.50 UEF - 50 Gal) - Fuel Sub - Panel Upgrade - ZEAS 2030 - Hot-Dry | SDG&E ¦ Hot-Dry | SDG&E | All | Electric & Gas | HPWH (3.50 UEF - 50 Gal) | Efficient |  |  | 1 | Conventional | WaterHeat | Com - Grocery | Com | ROB Only | 1 | 1000 sqft2 of floor space | 1000 sqft served | 13 | DEER:Indoor_CFL_Ltg | 0 | 0 | 0 | SWWH027-05 | 101.241 | 2024 | 61.7409 | 2024 | 302.9974 | -16.3851 | SWWH027-05 | Com Small Gas Water Heaters - Panel Upgrade - ZEAS 2030 - Hot-Dry ¦ SDG&E ¦ Hot-Dry | Com Small Gas Water Heaters - Panel Upgrade - ZEAS 2030 - Hot-Dry | 0.59609 | 0.453 | 0 | CBSA 2019 | 0 | 2032 | 1 | SWWH027-05
COM-WATERHEAT-FS-PU-14-ZEAS.87 | Com ¦ Com Heat Pump Water Heater (3.50 UEF - 50 Gal) - Fuel Sub - Panel Upgrade - ZEAS 2030 - Hot-Dry ¦ SDG&E ¦ Hot-Dry | Com ¦ Com Heat Pump Water Heater (3.50 UEF - 50 Gal) - Fuel Sub - Panel Upgrade - ZEAS 2030 - Hot-Dry | SDG&E ¦ Hot-Dry | SDG&E | All | Electric & Gas | HPWH (3.50 UEF - 50 Gal) | Efficient |  |  | 1 | Conventional | WaterHeat | Com - Health | Com | ROB Only | 1 | 1000 sqft2 of floor space | 1000 sqft served | 13 | DEER:Indoor_CFL_Ltg | 1606.6124 | 0 | -174.6924 | SWWH027-05 | 288.4849 | 2024 | 155.3338 | 2024 | 521.273 | -29.9084 | SWWH027-05 | Com Small Gas Water Heaters - Panel Upgrade - ZEAS 2030 - Hot-Dry ¦ SDG&E ¦ Hot-Dry | Com Small Gas Water Heaters - Panel Upgrade - ZEAS 2030 - Hot-Dry | 0.52611 | 0.453 | 0 | CBSA 2019 | 388.3014 | 2032 | 1 | SWWH027-05
COM-WATERHEAT-FS-PU-14-ZEAS.88 | Com ¦ Com Heat Pump Water Heater (3.50 UEF - 50 Gal) - Fuel Sub - Panel Upgrade - ZEAS 2030 - Hot-Dry ¦ SDG&E ¦ Hot-Dry | Com ¦ Com Heat Pump Water Heater (3.50 UEF - 50 Gal) - Fuel Sub - Panel Upgrade - ZEAS 2030 - Hot-Dry | SDG&E ¦ Hot-Dry | SDG&E | All | Electric & Gas | HPWH (3.50 UEF - 50 Gal) | Efficient |  |  | 1 | Conventional | WaterHeat | Com - Lodging | Com | ROB Only | 1 | 1000 sqft2 of floor space | 1000 sqft served | 13 | DEER:Indoor_CFL_Ltg | 1254.2385 | 0 | -133.4281 | SWWH027-05 | 181.5172 | 2024 | 97.7373 | 2024 | 323.7383 | -18.8186 | SWWH027-05 | Com Small Gas Water Heaters - Panel Upgrade - ZEAS 2030 - Hot-Dry ¦ SDG&E ¦ Hot-Dry | Com Small Gas Water Heaters - Panel Upgrade - ZEAS 2030 - Hot-Dry | 0.73871 | 0.453 | 0 | CBSA 2019 | 1120.2782 | 2032 | 1 | SWWH027-05
COM-WATERHEAT-FS-PU-14-ZEAS.89 | Com ¦ Com Heat Pump Water Heater (3.50 UEF - 50 Gal) - Fuel Sub - Panel Upgrade - ZEAS 2030 - Hot-Dry ¦ SDG&E ¦ Hot-Dry | Com ¦ Com Heat Pump Water Heater (3.50 UEF - 50 Gal) - Fuel Sub - Panel Upgrade - ZEAS 2030 - Hot-Dry | SDG&E ¦ Hot-Dry | SDG&E | All | Electric & Gas | HPWH (3.50 UEF - 50 Gal) | Efficient |  |  | 1 | Conventional | WaterHeat | Com - Office (Large) | Com | ROB Only | 1 | 1000 sqft2 of floor space | 1000 sqft served | 13 | DEER:Indoor_CFL_Ltg | 160.4585 | 0 | -17.4894 | SWWH027-05 | 59.2667 | 2024 | 31.912 | 2024 | 113.624 | -6.1444 | SWWH027-05 | Com Small Gas Water Heaters - Panel Upgrade - ZEAS 2030 - Hot-Dry ¦ SDG&E ¦ Hot-Dry | Com Small Gas Water Heaters - Panel Upgrade - ZEAS 2030 - Hot-Dry | 0.46177 | 0.453 | 0 | CBSA 2019 | 62.5818 | 2032 | 1 | SWWH027-05
COM-WATERHEAT-FS-PU-14-ZEAS.90 | Com ¦ Com Heat Pump Water Heater (3.50 UEF - 50 Gal) - Fuel Sub - Panel Upgrade - ZEAS 2030 - Hot-Dry ¦ SDG&E ¦ Hot-Dry | Com ¦ Com Heat Pump Water Heater (3.50 UEF - 50 Gal) - Fuel Sub - Panel Upgrade - ZEAS 2030 - Hot-Dry | SDG&E ¦ Hot-Dry | SDG&E | All | Electric & Gas | HPWH (3.50 UEF - 50 Gal) | Efficient |  |  | 1 | Conventional | WaterHeat | Com - Office (Small) | Com | ROB Only | 1 | 1000 sqft2 of floor space | 1000 sqft served | 13 | DEER:Indoor_CFL_Ltg | 149.169 | 0 | -16.1384 | SWWH027-05 | 59.2667 | 2024 | 31.912 | 2024 | 113.624 | -6.1444 | SWWH027-05 | Com Small Gas Water Heaters - Panel Upgrade - ZEAS 2030 - Hot-Dry ¦ SDG&E ¦ Hot-Dry | Com Small Gas Water Heaters - Panel Upgrade - ZEAS 2030 - Hot-Dry | 0.46177 | 0.453 | 0 | CBSA 2019 | 25.1097 | 2032 | 1 | SWWH027-05
COM-WATERHEAT-FS-PU-14-ZEAS.91 | Com ¦ Com Heat Pump Water Heater (3.50 UEF - 50 Gal) - Fuel Sub - Panel Upgrade - ZEAS 2030 - Hot-Dry ¦ SDG&E ¦ Hot-Dry | Com ¦ Com Heat Pump Water Heater (3.50 UEF - 50 Gal) - Fuel Sub - Panel Upgrade - ZEAS 2030 - Hot-Dry | SDG&E ¦ Hot-Dry | SDG&E | All | Electric & Gas | HPWH (3.50 UEF - 50 Gal) | Efficient |  |  | 1 | Conventional | WaterHeat | Com - Other | Com | ROB Only | 1 | 1000 sqft2 of floor space | 1000 sqft served | 13 | DEER:Indoor_CFL_Ltg | 1913.3207 | 0 | -203.5773 | SWWH027-05 | 490.1683 | 2024 | 263.9296 | 2024 | 939.7326 | -50.8178 | SWWH027-05 | Com Small Gas Water Heaters - Panel Upgrade - ZEAS 2030 - Hot-Dry ¦ SDG&E ¦ Hot-Dry | Com Small Gas Water Heaters - Panel Upgrade - ZEAS 2030 - Hot-Dry | 0.5433 | 0.453 | 0 | CBSA 2019 | 710.9292 | 2032 | 1 | SWWH027-05
COM-WATERHEAT-FS-PU-14-ZEAS.92 | Com ¦ Com Heat Pump Water Heater (3.50 UEF - 50 Gal) - Fuel Sub - Panel Upgrade - ZEAS 2030 - Hot-Dry ¦ SDG&E ¦ Hot-Dry | Com ¦ Com Heat Pump Water Heater (3.50 UEF - 50 Gal) - Fuel Sub - Panel Upgrade - ZEAS 2030 - Hot-Dry | SDG&E ¦ Hot-Dry | SDG&E | All | Electric & Gas | HPWH (3.50 UEF - 50 Gal) | Efficient |  |  | 1 | Conventional | WaterHeat | Com - Refrig. Warehouse | Com | ROB Only | 1 | 1000 sqft2 of floor space | 1000 sqft served | 13 | DEER:Indoor_CFL_Ltg | 159.1748 | 0 | -17.5435 | SWWH027-05 | 27.4049 | 2024 | 14.7561 | 2024 | 52.5397 | -2.8412 | SWWH027-05 | Com Small Gas Water Heaters - Panel Upgrade - ZEAS 2030 - Hot-Dry ¦ SDG&E ¦ Hot-Dry | Com Small Gas Water Heaters - Panel Upgrade - ZEAS 2030 - Hot-Dry | 0.22621 | 0.453 | 0 | CBSA 2019 | 10.3273 | 2032 | 1 | SWWH027-05
COM-WATERHEAT-FS-PU-14-ZEAS.93 | Com ¦ Com Heat Pump Water Heater (3.50 UEF - 50 Gal) - Fuel Sub - Panel Upgrade - ZEAS 2030 - Hot-Dry ¦ SDG&E ¦ Hot-Dry | Com ¦ Com Heat Pump Water Heater (3.50 UEF - 50 Gal) - Fuel Sub - Panel Upgrade - ZEAS 2030 - Hot-Dry | SDG&E ¦ Hot-Dry | SDG&E | All | Electric & Gas | HPWH (3.50 UEF - 50 Gal) | Efficient |  |  | 1 | Conventional | WaterHeat | Com - Restaurant | Com | ROB Only | 1 | 1000 sqft2 of floor space | 1000 sqft served | 13 | DEER:Indoor_CFL_Ltg | 6880.2371 | 0 | -779.9876 | SWWH027-05 | 2567.4192 | 2024 | 1382.4189 | 2024 | 3715.192 | -266.1751 | SWWH027-05 | Com Small Gas Water Heaters - Panel Upgrade - ZEAS 2030 - Hot-Dry ¦ SDG&E ¦ Hot-Dry | Com Small Gas Water Heaters - Panel Upgrade - ZEAS 2030 - Hot-Dry | 0.79319 | 0.453 | 0 | CBSA 2019 | 463.6866 | 2032 | 1 | SWWH027-05
COM-WATERHEAT-FS-PU-14-ZEAS.94 | Com ¦ Com Heat Pump Water Heater (3.50 UEF - 50 Gal) - Fuel Sub - Panel Upgrade - ZEAS 2030 - Hot-Dry ¦ SDG&E ¦ Hot-Dry | Com ¦ Com Heat Pump Water Heater (3.50 UEF - 50 Gal) - Fuel Sub - Panel Upgrade - ZEAS 2030 - Hot-Dry | SDG&E ¦ Hot-Dry | SDG&E | All | Electric & Gas | HPWH (3.50 UEF - 50 Gal) | Efficient |  |  | 1 | Conventional | WaterHeat | Com - Retail | Com | ROB Only | 1 | 1000 sqft2 of floor space | 1000 sqft served | 13 | DEER:Indoor_CFL_Ltg | 106.9237 | 0 | -11.5052 | SWWH027-05 | 36.7097 | 2024 | 19.7663 | 2024 | 35.4192 | -3.8059 | SWWH027-05 | Com Small Gas Water Heaters - Panel Upgrade - ZEAS 2030 - Hot-Dry ¦ SDG&E ¦ Hot-Dry | Com Small Gas Water Heaters - Panel Upgrade - ZEAS 2030 - Hot-Dry | 0.40063 | 0.453 | 0 | CBSA 2019 | 19.2846 | 2032 | 1 | SWWH027-05
COM-WATERHEAT-FS-PU-14-ZEAS.95 | Com ¦ Com Heat Pump Water Heater (3.50 UEF - 50 Gal) - Fuel Sub - Panel Upgrade - ZEAS 2030 - Hot-Dry ¦ SDG&E ¦ Hot-Dry | Com ¦ Com Heat Pump Water Heater (3.50 UEF - 50 Gal) - Fuel Sub - Panel Upgrade - ZEAS 2030 - Hot-Dry | SDG&E ¦ Hot-Dry | SDG&E | All | Electric & Gas | HPWH (3.50 UEF - 50 Gal) | Efficient |  |  | 1 | Conventional | WaterHeat | Com - School | Com | ROB Only | 1 | 1000 sqft2 of floor space | 1000 sqft served | 13 | DEER:Indoor_CFL_Ltg | 569.5199 | 0 | -63.6849 | SWWH027-05 | 302.392 | 2024 | 162.822 | 2024 | 543.0634 | -31.3502 | SWWH027-05 | Com Small Gas Water Heaters - Panel Upgrade - ZEAS 2030 - Hot-Dry ¦ SDG&E ¦ Hot-Dry | Com Small Gas Water Heaters - Panel Upgrade - ZEAS 2030 - Hot-Dry | 0.76922 | 0.453 | 0 | CBSA 2019 | 51.7343 | 2032 | 1 | SWWH027-05
COM-WATERHEAT-FS-PU-14-ZEAS.96 | Com ¦ Com Heat Pump Water Heater (3.50 UEF - 50 Gal) - Fuel Sub - Panel Upgrade - ZEAS 2030 - Hot-Dry ¦ SDG&E ¦ Hot-Dry | Com ¦ Com Heat Pump Water Heater (3.50 UEF - 50 Gal) - Fuel Sub - Panel Upgrade - ZEAS 2030 - Hot-Dry | SDG&E ¦ Hot-Dry | SDG&E | All | Electric & Gas | HPWH (3.50 UEF - 50 Gal) | Efficient |  |  | 1 | Conventional | WaterHeat | Com - Warehouse | Com | ROB Only | 1 | 1000 sqft2 of floor space | 1000 sqft served | 13 | DEER:Indoor_CFL_Ltg | 17.2867 | 0 | -1.8485 | SWWH027-05 | 5.481 | 2024 | 2.9512 | 2024 | 10.5079 | -0.56824 | SWWH027-05 | Com Small Gas Water Heaters - Panel Upgrade - ZEAS 2030 - Hot-Dry ¦ SDG&E ¦ Hot-Dry | Com Small Gas Water Heaters - Panel Upgrade - ZEAS 2030 - Hot-Dry | 0.1976 | 0.453 | 0 | CBSA 2019 | 2.611 | 2032 | 1 | SWWH027-05
COM-WATERHEAT-FS-PU-15-ZEAS.1 | Com ¦ Com Heat Pump Water Heater (3.75 UEF - 50 Gal) - Fuel Sub - Panel Upgrade - ZEAS 2030 - Marine ¦ PG&E ¦ Marine | Com ¦ Com Heat Pump Water Heater (3.75 UEF - 50 Gal) - Fuel Sub - Panel Upgrade - ZEAS 2030 - Marine | PG&E ¦ Marine | PG&E | All | Electric & Gas | HPWH (3.75 UEF - 50 Gal) | Efficient |  |  | 1 | Conventional | WaterHeat | Com - College | Com | ROB Only | 1 | 1000 sqft2 of floor space | 1000 sqft served | 13 | DEER:Indoor_CFL_Ltg | 591.5722 | 0 | -67.0699 | SWWH027-05 | 208.1645 | 2024 | 102.5529 | 2024 | 356.4084 | -19.7458 | SWWH027-05 | Com Small Gas Water Heaters - Panel Upgrade - ZEAS 2030 - Marine ¦ PG&E ¦ Marine | Com Small Gas Water Heaters - Panel Upgrade - ZEAS 2030 - Marine | 0.74815 | 0.453 | 0 | CBSA 2019 | 176.5778 | 2032 | 1 | SWWH027-05
COM-WATERHEAT-FS-PU-15-ZEAS.2 | Com ¦ Com Heat Pump Water Heater (3.75 UEF - 50 Gal) - Fuel Sub - Panel Upgrade - ZEAS 2030 - Marine ¦ PG&E ¦ Marine | Com ¦ Com Heat Pump Water Heater (3.75 UEF - 50 Gal) - Fuel Sub - Panel Upgrade - ZEAS 2030 - Marine | PG&E ¦ Marine | PG&E | All | Electric & Gas | HPWH (3.75 UEF - 50 Gal) | Efficient |  |  | 1 | Conventional | WaterHeat | Com - Grocery | Com | ROB Only | 1 | 1000 sqft2 of floor space | 1000 sqft served | 13 | DEER:Indoor_CFL_Ltg | 0 | 0 | 0 | SWWH027-05 | 101.241 | 2024 | 61.7409 | 2024 | 302.9974 | -16.3851 | SWWH027-05 | Com Small Gas Water Heaters - Panel Upgrade - ZEAS 2030 - Marine ¦ PG&E ¦ Marine | Com Small Gas Water Heaters - Panel Upgrade - ZEAS 2030 - Marine | 0.59609 | 0.453 | 0 | CBSA 2019 | 0 | 2032 | 1 | SWWH027-05
COM-WATERHEAT-FS-PU-15-ZEAS.3 | Com ¦ Com Heat Pump Water Heater (3.75 UEF - 50 Gal) - Fuel Sub - Panel Upgrade - ZEAS 2030 - Marine ¦ PG&E ¦ Marine | Com ¦ Com Heat Pump Water Heater (3.75 UEF - 50 Gal) - Fuel Sub - Panel Upgrade - ZEAS 2030 - Marine | PG&E ¦ Marine | PG&E | All | Electric & Gas | HPWH (3.75 UEF - 50 Gal) | Efficient |  |  | 1 | Conventional | WaterHeat | Com - Health | Com | ROB Only | 1 | 1000 sqft2 of floor space | 1000 sqft served | 13 | DEER:Indoor_CFL_Ltg | 1646.4723 | 0 | -189.4886 | SWWH027-05 | 315.3006 | 2024 | 155.3338 | 2024 | 521.273 | -29.9084 | SWWH027-05 | Com Small Gas Water Heaters - Panel Upgrade - ZEAS 2030 - Marine ¦ PG&E ¦ Marine | Com Small Gas Water Heaters - Panel Upgrade - ZEAS 2030 - Marine | 0.52611 | 0.453 | 0 | CBSA 2019 | 427.4864 | 2032 | 1 | SWWH027-05
COM-WATERHEAT-FS-PU-15-ZEAS.4 | Com ¦ Com Heat Pump Water Heater (3.75 UEF - 50 Gal) - Fuel Sub - Panel Upgrade - ZEAS 2030 - Marine ¦ PG&E ¦ Marine | Com ¦ Com Heat Pump Water Heater (3.75 UEF - 50 Gal) - Fuel Sub - Panel Upgrade - ZEAS 2030 - Marine | PG&E ¦ Marine | PG&E | All | Electric & Gas | HPWH (3.75 UEF - 50 Gal) | Efficient |  |  | 1 | Conventional | WaterHeat | Com - Lodging | Com | ROB Only | 1 | 1000 sqft2 of floor space | 1000 sqft served | 13 | DEER:Indoor_CFL_Ltg | 1293.2295 | 0 | -145.1426 | SWWH027-05 | 198.3899 | 2024 | 97.7373 | 2024 | 323.7383 | -18.8186 | SWWH027-05 | Com Small Gas Water Heaters - Panel Upgrade - ZEAS 2030 - Marine ¦ PG&E ¦ Marine | Com Small Gas Water Heaters - Panel Upgrade - ZEAS 2030 - Marine | 0.73871 | 0.453 | 0 | CBSA 2019 | 1229.8497 | 2032 | 1 | SWWH027-05
COM-WATERHEAT-FS-PU-15-ZEAS.5 | Com ¦ Com Heat Pump Water Heater (3.75 UEF - 50 Gal) - Fuel Sub - Panel Upgrade - ZEAS 2030 - Marine ¦ PG&E ¦ Marine | Com ¦ Com Heat Pump Water Heater (3.75 UEF - 50 Gal) - Fuel Sub - Panel Upgrade - ZEAS 2030 - Marine | PG&E ¦ Marine | PG&E | All | Electric & Gas | HPWH (3.75 UEF - 50 Gal) | Efficient |  |  | 1 | Conventional | WaterHeat | Com - Office (Large) | Com | ROB Only | 1 | 1000 sqft2 of floor space | 1000 sqft served | 13 | DEER:Indoor_CFL_Ltg | 164.5301 | 0 | -18.8775 | SWWH027-05 | 64.7758 | 2024 | 31.912 | 2024 | 113.624 | -6.1444 | SWWH027-05 | Com Small Gas Water Heaters - Panel Upgrade - ZEAS 2030 - Marine ¦ PG&E ¦ Marine | Com Small Gas Water Heaters - Panel Upgrade - ZEAS 2030 - Marine | 0.46177 | 0.453 | 0 | CBSA 2019 | 68.4102 | 2032 | 1 | SWWH027-05
COM-WATERHEAT-FS-PU-15-ZEAS.6 | Com ¦ Com Heat Pump Water Heater (3.75 UEF - 50 Gal) - Fuel Sub - Panel Upgrade - ZEAS 2030 - Marine ¦ PG&E ¦ Marine | Com ¦ Com Heat Pump Water Heater (3.75 UEF - 50 Gal) - Fuel Sub - Panel Upgrade - ZEAS 2030 - Marine | PG&E ¦ Marine | PG&E | All | Electric & Gas | HPWH (3.75 UEF - 50 Gal) | Efficient |  |  | 1 | Conventional | WaterHeat | Com - Office (Small) | Com | ROB Only | 1 | 1000 sqft2 of floor space | 1000 sqft served | 13 | DEER:Indoor_CFL_Ltg | 153.0556 | 0 | -17.4709 | SWWH027-05 | 64.7758 | 2024 | 31.912 | 2024 | 113.624 | -6.1444 | SWWH027-05 | Com Small Gas Water Heaters - Panel Upgrade - ZEAS 2030 - Marine ¦ PG&E ¦ Marine | Com Small Gas Water Heaters - Panel Upgrade - ZEAS 2030 - Marine | 0.46177 | 0.453 | 0 | CBSA 2019 | 27.5694 | 2032 | 1 | SWWH027-05
COM-WATERHEAT-FS-PU-15-ZEAS.7 | Com ¦ Com Heat Pump Water Heater (3.75 UEF - 50 Gal) - Fuel Sub - Panel Upgrade - ZEAS 2030 - Marine ¦ PG&E ¦ Marine | Com ¦ Com Heat Pump Water Heater (3.75 UEF - 50 Gal) - Fuel Sub - Panel Upgrade - ZEAS 2030 - Marine | PG&E ¦ Marine | PG&E | All | Electric & Gas | HPWH (3.75 UEF - 50 Gal) | Efficient |  |  | 1 | Conventional | WaterHeat | Com - Other | Com | ROB Only | 1 | 1000 sqft2 of floor space | 1000 sqft served | 13 | DEER:Indoor_CFL_Ltg | 1974.5469 | 0 | -220.4145 | SWWH027-05 | 535.7313 | 2024 | 263.9296 | 2024 | 939.7326 | -50.8178 | SWWH027-05 | Com Small Gas Water Heaters - Panel Upgrade - ZEAS 2030 - Marine ¦ PG&E ¦ Marine | Com Small Gas Water Heaters - Panel Upgrade - ZEAS 2030 - Marine | 0.5433 | 0.453 | 0 | CBSA 2019 | 780.4411 | 2032 | 1 | SWWH027-05
COM-WATERHEAT-FS-PU-15-ZEAS.8 | Com ¦ Com Heat Pump Water Heater (3.75 UEF - 50 Gal) - Fuel Sub - Panel Upgrade - ZEAS 2030 - Marine ¦ PG&E ¦ Marine | Com ¦ Com Heat Pump Water Heater (3.75 UEF - 50 Gal) - Fuel Sub - Panel Upgrade - ZEAS 2030 - Marine | PG&E ¦ Marine | PG&E | All | Electric & Gas | HPWH (3.75 UEF - 50 Gal) | Efficient |  |  | 1 | Conventional | WaterHeat | Com - Refrig. Warehouse | Com | ROB Only | 1 | 1000 sqft2 of floor space | 1000 sqft served | 13 | DEER:Indoor_CFL_Ltg | 163.4537 | 0 | -18.9983 | SWWH027-05 | 29.9523 | 2024 | 14.7561 | 2024 | 52.5397 | -2.8412 | SWWH027-05 | Com Small Gas Water Heaters - Panel Upgrade - ZEAS 2030 - Marine ¦ PG&E ¦ Marine | Com Small Gas Water Heaters - Panel Upgrade - ZEAS 2030 - Marine | 0.22621 | 0.453 | 0 | CBSA 2019 | 11.3431 | 2032 | 1 | SWWH027-05
COM-WATERHEAT-FS-PU-15-ZEAS.9 | Com ¦ Com Heat Pump Water Heater (3.75 UEF - 50 Gal) - Fuel Sub - Panel Upgrade - ZEAS 2030 - Marine ¦ PG&E ¦ Marine | Com ¦ Com Heat Pump Water Heater (3.75 UEF - 50 Gal) - Fuel Sub - Panel Upgrade - ZEAS 2030 - Marine | PG&E ¦ Marine | PG&E | All | Electric & Gas | HPWH (3.75 UEF - 50 Gal) | Efficient |  |  | 1 | Conventional | WaterHeat | Com - Restaurant | Com | ROB Only | 1 | 1000 sqft2 of floor space | 1000 sqft served | 13 | DEER:Indoor_CFL_Ltg | 7109.1993 | 0 | -845.4464 | SWWH027-05 | 2806.0708 | 2024 | 1382.4189 | 2024 | 3715.192 | -266.1751 | SWWH027-05 | Com Small Gas Water Heaters - Panel Upgrade - ZEAS 2030 - Marine ¦ PG&E ¦ Marine | Com Small Gas Water Heaters - Panel Upgrade - ZEAS 2030 - Marine | 0.79319 | 0.453 | 0 | CBSA 2019 | 508.7928 | 2032 | 1 | SWWH027-05
COM-WATERHEAT-FS-PU-15-ZEAS.10 | Com ¦ Com Heat Pump Water Heater (3.75 UEF - 50 Gal) - Fuel Sub - Panel Upgrade - ZEAS 2030 - Marine ¦ PG&E ¦ Marine | Com ¦ Com Heat Pump Water Heater (3.75 UEF - 50 Gal) - Fuel Sub - Panel Upgrade - ZEAS 2030 - Marine | PG&E ¦ Marine | PG&E | All | Electric & Gas | HPWH (3.75 UEF - 50 Gal) | Efficient |  |  | 1 | Conventional | WaterHeat | Com - Retail | Com | ROB Only | 1 | 1000 sqft2 of floor space | 1000 sqft served | 13 | DEER:Indoor_CFL_Ltg | 110.9548 | 0 | -12.4564 | SWWH027-05 | 40.1221 | 2024 | 19.7663 | 2024 | 35.4192 | -3.8059 | SWWH027-05 | Com Small Gas Water Heaters - Panel Upgrade - ZEAS 2030 - Marine ¦ PG&E ¦ Marine | Com Small Gas Water Heaters - Panel Upgrade - ZEAS 2030 - Marine | 0.40063 | 0.453 | 0 | CBSA 2019 | 22.5682 | 2032 | 1 | SWWH027-05
COM-WATERHEAT-FS-PU-15-ZEAS.11 | Com ¦ Com Heat Pump Water Heater (3.75 UEF - 50 Gal) - Fuel Sub - Panel Upgrade - ZEAS 2030 - Marine ¦ PG&E ¦ Marine | Com ¦ Com Heat Pump Water Heater (3.75 UEF - 50 Gal) - Fuel Sub - Panel Upgrade - ZEAS 2030 - Marine | PG&E ¦ Marine | PG&E | All | Electric & Gas | HPWH (3.75 UEF - 50 Gal) | Efficient |  |  | 1 | Conventional | WaterHeat | Com - School | Com | ROB Only | 1 | 1000 sqft2 of floor space | 1000 sqft served | 13 | DEER:Indoor_CFL_Ltg | 586.5171 | 0 | -68.9729 | SWWH027-05 | 330.5005 | 2024 | 162.822 | 2024 | 543.0634 | -31.3502 | SWWH027-05 | Com Small Gas Water Heaters - Panel Upgrade - ZEAS 2030 - Marine ¦ PG&E ¦ Marine | Com Small Gas Water Heaters - Panel Upgrade - ZEAS 2030 - Marine | 0.76922 | 0.453 | 0 | CBSA 2019 | 61.0174 | 2032 | 1 | SWWH027-05
COM-WATERHEAT-FS-PU-15-ZEAS.12 | Com ¦ Com Heat Pump Water Heater (3.75 UEF - 50 Gal) - Fuel Sub - Panel Upgrade - ZEAS 2030 - Marine ¦ PG&E ¦ Marine | Com ¦ Com Heat Pump Water Heater (3.75 UEF - 50 Gal) - Fuel Sub - Panel Upgrade - ZEAS 2030 - Marine | PG&E ¦ Marine | PG&E | All | Electric & Gas | HPWH (3.75 UEF - 50 Gal) | Efficient |  |  | 1 | Conventional | WaterHeat | Com - Warehouse | Com | ROB Only | 1 | 1000 sqft2 of floor space | 1000 sqft served | 13 | DEER:Indoor_CFL_Ltg | 17.9714 | 0 | -2.0025 | SWWH027-05 | 5.9905 | 2024 | 2.9512 | 2024 | 10.5079 | -0.56824 | SWWH027-05 | Com Small Gas Water Heaters - Panel Upgrade - ZEAS 2030 - Marine ¦ PG&E ¦ Marine | Com Small Gas Water Heaters - Panel Upgrade - ZEAS 2030 - Marine | 0.1976 | 0.453 | 0 | CBSA 2019 | 3.0551 | 2032 | 1 | SWWH027-05
COM-WATERHEAT-FS-PU-15-ZEAS.13 | Com ¦ Com Heat Pump Water Heater (3.75 UEF - 50 Gal) - Fuel Sub - Panel Upgrade - ZEAS 2030 - Hot-Dry ¦ PG&E ¦ Hot-Dry | Com ¦ Com Heat Pump Water Heater (3.75 UEF - 50 Gal) - Fuel Sub - Panel Upgrade - ZEAS 2030 - Hot-Dry | PG&E ¦ Hot-Dry | PG&E | All | Electric & Gas | HPWH (3.75 UEF - 50 Gal) | Efficient |  |  | 1 | Conventional | WaterHeat | Com - College | Com | ROB Only | 1 | 1000 sqft2 of floor space | 1000 sqft served | 13 | DEER:Indoor_CFL_Ltg | 569.2869 | 0 | -64.1714 | SWWH027-05 | 208.1645 | 2024 | 102.5529 | 2024 | 356.4084 | -19.7458 | SWWH027-05 | Com Small Gas Water Heaters - Panel Upgrade - ZEAS 2030 - Hot-Dry ¦ PG&E ¦ Hot-Dry | Com Small Gas Water Heaters - Panel Upgrade - ZEAS 2030 - Hot-Dry | 0.74815 | 0.453 | 0 | CBSA 2019 | 168.6991 | 2032 | 1 | SWWH027-05
COM-WATERHEAT-FS-PU-15-ZEAS.14 | Com ¦ Com Heat Pump Water Heater (3.75 UEF - 50 Gal) - Fuel Sub - Panel Upgrade - ZEAS 2030 - Hot-Dry ¦ PG&E ¦ Hot-Dry | Com ¦ Com Heat Pump Water Heater (3.75 UEF - 50 Gal) - Fuel Sub - Panel Upgrade - ZEAS 2030 - Hot-Dry | PG&E ¦ Hot-Dry | PG&E | All | Electric & Gas | HPWH (3.75 UEF - 50 Gal) | Efficient |  |  | 1 | Conventional | WaterHeat | Com - Grocery | Com | ROB Only | 1 | 1000 sqft2 of floor space | 1000 sqft served | 13 | DEER:Indoor_CFL_Ltg | 0 | 0 | 0 | SWWH027-05 | 101.241 | 2024 | 61.7409 | 2024 | 302.9974 | -16.3851 | SWWH027-05 | Com Small Gas Water Heaters - Panel Upgrade - ZEAS 2030 - Hot-Dry ¦ PG&E ¦ Hot-Dry | Com Small Gas Water Heaters - Panel Upgrade - ZEAS 2030 - Hot-Dry | 0.59609 | 0.453 | 0 | CBSA 2019 | 0 | 2032 | 1 | SWWH027-05
COM-WATERHEAT-FS-PU-15-ZEAS.15 | Com ¦ Com Heat Pump Water Heater (3.75 UEF - 50 Gal) - Fuel Sub - Panel Upgrade - ZEAS 2030 - Hot-Dry ¦ PG&E ¦ Hot-Dry | Com ¦ Com Heat Pump Water Heater (3.75 UEF - 50 Gal) - Fuel Sub - Panel Upgrade - ZEAS 2030 - Hot-Dry | PG&E ¦ Hot-Dry | PG&E | All | Electric & Gas | HPWH (3.75 UEF - 50 Gal) | Efficient |  |  | 1 | Conventional | WaterHeat | Com - Health | Com | ROB Only | 1 | 1000 sqft2 of floor space | 1000 sqft served | 13 | DEER:Indoor_CFL_Ltg | 1588.5952 | 0 | -180.4801 | SWWH027-05 | 315.3006 | 2024 | 155.3338 | 2024 | 521.273 | -29.9084 | SWWH027-05 | Com Small Gas Water Heaters - Panel Upgrade - ZEAS 2030 - Hot-Dry ¦ PG&E ¦ Hot-Dry | Com Small Gas Water Heaters - Panel Upgrade - ZEAS 2030 - Hot-Dry | 0.52611 | 0.453 | 0 | CBSA 2019 | 405.8282 | 2032 | 1 | SWWH027-05
COM-WATERHEAT-FS-PU-15-ZEAS.16 | Com ¦ Com Heat Pump Water Heater (3.75 UEF - 50 Gal) - Fuel Sub - Panel Upgrade - ZEAS 2030 - Hot-Dry ¦ PG&E ¦ Hot-Dry | Com ¦ Com Heat Pump Water Heater (3.75 UEF - 50 Gal) - Fuel Sub - Panel Upgrade - ZEAS 2030 - Hot-Dry | PG&E ¦ Hot-Dry | PG&E | All | Electric & Gas | HPWH (3.75 UEF - 50 Gal) | Efficient |  |  | 1 | Conventional | WaterHeat | Com - Lodging | Com | ROB Only | 1 | 1000 sqft2 of floor space | 1000 sqft served | 13 | DEER:Indoor_CFL_Ltg | 1243.0737 | 0 | -137.894 | SWWH027-05 | 198.3899 | 2024 | 97.7373 | 2024 | 323.7383 | -18.8186 | SWWH027-05 | Com Small Gas Water Heaters - Panel Upgrade - ZEAS 2030 - Hot-Dry ¦ PG&E ¦ Hot-Dry | Com Small Gas Water Heaters - Panel Upgrade - ZEAS 2030 - Hot-Dry | 0.73871 | 0.453 | 0 | CBSA 2019 | 1166.1547 | 2032 | 1 | SWWH027-05
COM-WATERHEAT-FS-PU-15-ZEAS.17 | Com ¦ Com Heat Pump Water Heater (3.75 UEF - 50 Gal) - Fuel Sub - Panel Upgrade - ZEAS 2030 - Hot-Dry ¦ PG&E ¦ Hot-Dry | Com ¦ Com Heat Pump Water Heater (3.75 UEF - 50 Gal) - Fuel Sub - Panel Upgrade - ZEAS 2030 - Hot-Dry | PG&E ¦ Hot-Dry | PG&E | All | Electric & Gas | HPWH (3.75 UEF - 50 Gal) | Efficient |  |  | 1 | Conventional | WaterHeat | Com - Office (Large) | Com | ROB Only | 1 | 1000 sqft2 of floor space | 1000 sqft served | 13 | DEER:Indoor_CFL_Ltg | 159.163 | 0 | -18.0261 | SWWH027-05 | 64.7758 | 2024 | 31.912 | 2024 | 113.624 | -6.1444 | SWWH027-05 | Com Small Gas Water Heaters - Panel Upgrade - ZEAS 2030 - Hot-Dry ¦ PG&E ¦ Hot-Dry | Com Small Gas Water Heaters - Panel Upgrade - ZEAS 2030 - Hot-Dry | 0.46177 | 0.453 | 0 | CBSA 2019 | 65.1209 | 2032 | 1 | SWWH027-05
COM-WATERHEAT-FS-PU-15-ZEAS.18 | Com ¦ Com Heat Pump Water Heater (3.75 UEF - 50 Gal) - Fuel Sub - Panel Upgrade - ZEAS 2030 - Hot-Dry ¦ PG&E ¦ Hot-Dry | Com ¦ Com Heat Pump Water Heater (3.75 UEF - 50 Gal) - Fuel Sub - Panel Upgrade - ZEAS 2030 - Hot-Dry | PG&E ¦ Hot-Dry | PG&E | All | Electric & Gas | HPWH (3.75 UEF - 50 Gal) | Efficient |  |  | 1 | Conventional | WaterHeat | Com - Office (Small) | Com | ROB Only | 1 | 1000 sqft2 of floor space | 1000 sqft served | 13 | DEER:Indoor_CFL_Ltg | 148.0586 | 0 | -16.6196 | SWWH027-05 | 64.7758 | 2024 | 31.912 | 2024 | 113.624 | -6.1444 | SWWH027-05 | Com Small Gas Water Heaters - Panel Upgrade - ZEAS 2030 - Hot-Dry ¦ PG&E ¦ Hot-Dry | Com Small Gas Water Heaters - Panel Upgrade - ZEAS 2030 - Hot-Dry | 0.46177 | 0.453 | 0 | CBSA 2019 | 26.1132 | 2032 | 1 | SWWH027-05
COM-WATERHEAT-FS-PU-15-ZEAS.19 | Com ¦ Com Heat Pump Water Heater (3.75 UEF - 50 Gal) - Fuel Sub - Panel Upgrade - ZEAS 2030 - Hot-Dry ¦ PG&E ¦ Hot-Dry | Com ¦ Com Heat Pump Water Heater (3.75 UEF - 50 Gal) - Fuel Sub - Panel Upgrade - ZEAS 2030 - Hot-Dry | PG&E ¦ Hot-Dry | PG&E | All | Electric & Gas | HPWH (3.75 UEF - 50 Gal) | Efficient |  |  | 1 | Conventional | WaterHeat | Com - Other | Com | ROB Only | 1 | 1000 sqft2 of floor space | 1000 sqft served | 13 | DEER:Indoor_CFL_Ltg | 1913.3207 | 0 | -209.6999 | SWWH027-05 | 535.7313 | 2024 | 263.9296 | 2024 | 939.7326 | -50.8178 | SWWH027-05 | Com Small Gas Water Heaters - Panel Upgrade - ZEAS 2030 - Hot-Dry ¦ PG&E ¦ Hot-Dry | Com Small Gas Water Heaters - Panel Upgrade - ZEAS 2030 - Hot-Dry | 0.5433 | 0.453 | 0 | CBSA 2019 | 738.6647 | 2032 | 1 | SWWH027-05
COM-WATERHEAT-FS-PU-15-ZEAS.20 | Com ¦ Com Heat Pump Water Heater (3.75 UEF - 50 Gal) - Fuel Sub - Panel Upgrade - ZEAS 2030 - Hot-Dry ¦ PG&E ¦ Hot-Dry | Com ¦ Com Heat Pump Water Heater (3.75 UEF - 50 Gal) - Fuel Sub - Panel Upgrade - ZEAS 2030 - Hot-Dry | PG&E ¦ Hot-Dry | PG&E | All | Electric & Gas | HPWH (3.75 UEF - 50 Gal) | Efficient |  |  | 1 | Conventional | WaterHeat | Com - Refrig. Warehouse | Com | ROB Only | 1 | 1000 sqft2 of floor space | 1000 sqft served | 13 | DEER:Indoor_CFL_Ltg | 157.4633 | 0 | -18.1425 | SWWH027-05 | 29.9523 | 2024 | 14.7561 | 2024 | 52.5397 | -2.8412 | SWWH027-05 | Com Small Gas Water Heaters - Panel Upgrade - ZEAS 2030 - Hot-Dry ¦ PG&E ¦ Hot-Dry | Com Small Gas Water Heaters - Panel Upgrade - ZEAS 2030 - Hot-Dry | 0.22621 | 0.453 | 0 | CBSA 2019 | 10.8076 | 2032 | 1 | SWWH027-05
COM-WATERHEAT-FS-PU-15-ZEAS.21 | Com ¦ Com Heat Pump Water Heater (3.75 UEF - 50 Gal) - Fuel Sub - Panel Upgrade - ZEAS 2030 - Hot-Dry ¦ PG&E ¦ Hot-Dry | Com ¦ Com Heat Pump Water Heater (3.75 UEF - 50 Gal) - Fuel Sub - Panel Upgrade - ZEAS 2030 - Hot-Dry | PG&E ¦ Hot-Dry | PG&E | All | Electric & Gas | HPWH (3.75 UEF - 50 Gal) | Efficient |  |  | 1 | Conventional | WaterHeat | Com - Restaurant | Com | ROB Only | 1 | 1000 sqft2 of floor space | 1000 sqft served | 13 | DEER:Indoor_CFL_Ltg | 6845.3357 | 0 | -805.3598 | SWWH027-05 | 2806.0708 | 2024 | 1382.4189 | 2024 | 3715.192 | -266.1751 | SWWH027-05 | Com Small Gas Water Heaters - Panel Upgrade - ZEAS 2030 - Hot-Dry ¦ PG&E ¦ Hot-Dry | Com Small Gas Water Heaters - Panel Upgrade - ZEAS 2030 - Hot-Dry | 0.79319 | 0.453 | 0 | CBSA 2019 | 483.3674 | 2032 | 1 | SWWH027-05
COM-WATERHEAT-FS-PU-15-ZEAS.22 | Com ¦ Com Heat Pump Water Heater (3.75 UEF - 50 Gal) - Fuel Sub - Panel Upgrade - ZEAS 2030 - Hot-Dry ¦ PG&E ¦ Hot-Dry | Com ¦ Com Heat Pump Water Heater (3.75 UEF - 50 Gal) - Fuel Sub - Panel Upgrade - ZEAS 2030 - Hot-Dry | PG&E ¦ Hot-Dry | PG&E | All | Electric & Gas | HPWH (3.75 UEF - 50 Gal) | Efficient |  |  | 1 | Conventional | WaterHeat | Com - Retail | Com | ROB Only | 1 | 1000 sqft2 of floor space | 1000 sqft served | 13 | DEER:Indoor_CFL_Ltg | 106.9163 | 0 | -11.8499 | SWWH027-05 | 40.1221 | 2024 | 19.7663 | 2024 | 35.4192 | -3.8059 | SWWH027-05 | Com Small Gas Water Heaters - Panel Upgrade - ZEAS 2030 - Hot-Dry ¦ PG&E ¦ Hot-Dry | Com Small Gas Water Heaters - Panel Upgrade - ZEAS 2030 - Hot-Dry | 0.40063 | 0.453 | 0 | CBSA 2019 | 20.9902 | 2032 | 1 | SWWH027-05
COM-WATERHEAT-FS-PU-15-ZEAS.23 | Com ¦ Com Heat Pump Water Heater (3.75 UEF - 50 Gal) - Fuel Sub - Panel Upgrade - ZEAS 2030 - Hot-Dry ¦ PG&E ¦ Hot-Dry | Com ¦ Com Heat Pump Water Heater (3.75 UEF - 50 Gal) - Fuel Sub - Panel Upgrade - ZEAS 2030 - Hot-Dry | PG&E ¦ Hot-Dry | PG&E | All | Electric & Gas | HPWH (3.75 UEF - 50 Gal) | Efficient |  |  | 1 | Conventional | WaterHeat | Com - School | Com | ROB Only | 1 | 1000 sqft2 of floor space | 1000 sqft served | 13 | DEER:Indoor_CFL_Ltg | 567.903 | 0 | -66.0592 | SWWH027-05 | 330.5005 | 2024 | 162.822 | 2024 | 543.0634 | -31.3502 | SWWH027-05 | Com Small Gas Water Heaters - Panel Upgrade - ZEAS 2030 - Hot-Dry ¦ PG&E ¦ Hot-Dry | Com Small Gas Water Heaters - Panel Upgrade - ZEAS 2030 - Hot-Dry | 0.76922 | 0.453 | 0 | CBSA 2019 | 57.4251 | 2032 | 1 | SWWH027-05
COM-WATERHEAT-FS-PU-15-ZEAS.24 | Com ¦ Com Heat Pump Water Heater (3.75 UEF - 50 Gal) - Fuel Sub - Panel Upgrade - ZEAS 2030 - Hot-Dry ¦ PG&E ¦ Hot-Dry | Com ¦ Com Heat Pump Water Heater (3.75 UEF - 50 Gal) - Fuel Sub - Panel Upgrade - ZEAS 2030 - Hot-Dry | PG&E ¦ Hot-Dry | PG&E | All | Electric & Gas | HPWH (3.75 UEF - 50 Gal) | Efficient |  |  | 1 | Conventional | WaterHeat | Com - Warehouse | Com | ROB Only | 1 | 1000 sqft2 of floor space | 1000 sqft served | 13 | DEER:Indoor_CFL_Ltg | 17.1156 | 0 | -1.8998 | SWWH027-05 | 5.9905 | 2024 | 2.9512 | 2024 | 10.5079 | -0.56824 | SWWH027-05 | Com Small Gas Water Heaters - Panel Upgrade - ZEAS 2030 - Hot-Dry ¦ PG&E ¦ Hot-Dry | Com Small Gas Water Heaters - Panel Upgrade - ZEAS 2030 - Hot-Dry | 0.1976 | 0.453 | 0 | CBSA 2019 | 2.8787 | 2032 | 1 | SWWH027-05
COM-WATERHEAT-FS-PU-15-ZEAS.25 | Com ¦ Com Heat Pump Water Heater (3.75 UEF - 50 Gal) - Fuel Sub - Panel Upgrade - ZEAS 2030 - Cold ¦ PG&E ¦ Cold | Com ¦ Com Heat Pump Water Heater (3.75 UEF - 50 Gal) - Fuel Sub - Panel Upgrade - ZEAS 2030 - Cold | PG&E ¦ Cold | PG&E | All | Electric & Gas | HPWH (3.75 UEF - 50 Gal) | Efficient |  |  | 1 | Conventional | WaterHeat | Com - College | Com | ROB Only | 1 | 1000 sqft2 of floor space | 1000 sqft served | 13 | DEER:Indoor_CFL_Ltg | 1412.2488 | 0 | -143.1668 | SWWH027-05 | 416.329 | 2024 | 205.1057 | 2024 | 356.4084 | -19.7458 | SWWH027-05 | Com Small Gas Water Heaters - Panel Upgrade - ZEAS 2030 - Cold ¦ PG&E ¦ Cold | Com Small Gas Water Heaters - Panel Upgrade - ZEAS 2030 - Cold | 0.74815 | 0.453 | 0 | CBSA 2019 | 365.6355 | 2032 | 1 | SWWH027-05
COM-WATERHEAT-FS-PU-15-ZEAS.26 | Com ¦ Com Heat Pump Water Heater (3.75 UEF - 50 Gal) - Fuel Sub - Panel Upgrade - ZEAS 2030 - Cold ¦ PG&E ¦ Cold | Com ¦ Com Heat Pump Water Heater (3.75 UEF - 50 Gal) - Fuel Sub - Panel Upgrade - ZEAS 2030 - Cold | PG&E ¦ Cold | PG&E | All | Electric & Gas | HPWH (3.75 UEF - 50 Gal) | Efficient |  |  | 1 | Conventional | WaterHeat | Com - Grocery | Com | ROB Only | 1 | 1000 sqft2 of floor space | 1000 sqft served | 13 | DEER:Indoor_CFL_Ltg | 0 | 0 | 0 | SWWH027-05 | 202.482 | 2024 | 123.4818 | 2024 | 302.9974 | -16.3851 | SWWH027-05 | Com Small Gas Water Heaters - Panel Upgrade - ZEAS 2030 - Cold ¦ PG&E ¦ Cold | Com Small Gas Water Heaters - Panel Upgrade - ZEAS 2030 - Cold | 0.59609 | 0.453 | 0 | CBSA 2019 | 0 | 2032 | 1 | SWWH027-05
COM-WATERHEAT-FS-PU-15-ZEAS.27 | Com ¦ Com Heat Pump Water Heater (3.75 UEF - 50 Gal) - Fuel Sub - Panel Upgrade - ZEAS 2030 - Cold ¦ PG&E ¦ Cold | Com ¦ Com Heat Pump Water Heater (3.75 UEF - 50 Gal) - Fuel Sub - Panel Upgrade - ZEAS 2030 - Cold | PG&E ¦ Cold | PG&E | All | Electric & Gas | HPWH (3.75 UEF - 50 Gal) | Efficient |  |  | 1 | Conventional | WaterHeat | Com - Health | Com | ROB Only | 1 | 1000 sqft2 of floor space | 1000 sqft served | 13 | DEER:Indoor_CFL_Ltg | 3794.7098 | 0 | -403.9298 | SWWH027-05 | 630.6013 | 2024 | 310.6675 | 2024 | 521.273 | -29.9084 | SWWH027-05 | Com Small Gas Water Heaters - Panel Upgrade - ZEAS 2030 - Cold ¦ PG&E ¦ Cold | Com Small Gas Water Heaters - Panel Upgrade - ZEAS 2030 - Cold | 0.52611 | 0.453 | 0 | CBSA 2019 | 892.6193 | 2032 | 1 | SWWH027-05
COM-WATERHEAT-FS-PU-15-ZEAS.28 | Com ¦ Com Heat Pump Water Heater (3.75 UEF - 50 Gal) - Fuel Sub - Panel Upgrade - ZEAS 2030 - Cold ¦ PG&E ¦ Cold | Com ¦ Com Heat Pump Water Heater (3.75 UEF - 50 Gal) - Fuel Sub - Panel Upgrade - ZEAS 2030 - Cold | PG&E ¦ Cold | PG&E | All | Electric & Gas | HPWH (3.75 UEF - 50 Gal) | Efficient |  |  | 1 | Conventional | WaterHeat | Com - Lodging | Com | ROB Only | 1 | 1000 sqft2 of floor space | 1000 sqft served | 13 | DEER:Indoor_CFL_Ltg | 2965.7193 | 0 | -309.2482 | SWWH027-05 | 396.7798 | 2024 | 195.4747 | 2024 | 323.7383 | -18.8186 | SWWH027-05 | Com Small Gas Water Heaters - Panel Upgrade - ZEAS 2030 - Cold ¦ PG&E ¦ Cold | Com Small Gas Water Heaters - Panel Upgrade - ZEAS 2030 - Cold | 0.73871 | 0.453 | 0 | CBSA 2019 | 2587.2199 | 2032 | 1 | SWWH027-05
COM-WATERHEAT-FS-PU-15-ZEAS.29 | Com ¦ Com Heat Pump Water Heater (3.75 UEF - 50 Gal) - Fuel Sub - Panel Upgrade - ZEAS 2030 - Cold ¦ PG&E ¦ Cold | Com ¦ Com Heat Pump Water Heater (3.75 UEF - 50 Gal) - Fuel Sub - Panel Upgrade - ZEAS 2030 - Cold | PG&E ¦ Cold | PG&E | All | Electric & Gas | HPWH (3.75 UEF - 50 Gal) | Efficient |  |  | 1 | Conventional | WaterHeat | Com - Office (Large) | Com | ROB Only | 1 | 1000 sqft2 of floor space | 1000 sqft served | 13 | DEER:Indoor_CFL_Ltg | 399.7582 | 0 | -40.346 | SWWH027-05 | 129.5516 | 2024 | 63.824 | 2024 | 113.624 | -6.1444 | SWWH027-05 | Com Small Gas Water Heaters - Panel Upgrade - ZEAS 2030 - Cold ¦ PG&E ¦ Cold | Com Small Gas Water Heaters - Panel Upgrade - ZEAS 2030 - Cold | 0.46177 | 0.453 | 0 | CBSA 2019 | 141.4249 | 2032 | 1 | SWWH027-05
COM-WATERHEAT-FS-PU-15-ZEAS.30 | Com ¦ Com Heat Pump Water Heater (3.75 UEF - 50 Gal) - Fuel Sub - Panel Upgrade - ZEAS 2030 - Cold ¦ PG&E ¦ Cold | Com ¦ Com Heat Pump Water Heater (3.75 UEF - 50 Gal) - Fuel Sub - Panel Upgrade - ZEAS 2030 - Cold | PG&E ¦ Cold | PG&E | All | Electric & Gas | HPWH (3.75 UEF - 50 Gal) | Efficient |  |  | 1 | Conventional | WaterHeat | Com - Office (Small) | Com | ROB Only | 1 | 1000 sqft2 of floor space | 1000 sqft served | 13 | DEER:Indoor_CFL_Ltg | 370.1465 | 0 | -37.0146 | SWWH027-05 | 129.5516 | 2024 | 63.824 | 2024 | 113.624 | -6.1444 | SWWH027-05 | Com Small Gas Water Heaters - Panel Upgrade - ZEAS 2030 - Cold ¦ PG&E ¦ Cold | Com Small Gas Water Heaters - Panel Upgrade - ZEAS 2030 - Cold | 0.46177 | 0.453 | 0 | CBSA 2019 | 56.3065 | 2032 | 1 | SWWH027-05
COM-WATERHEAT-FS-PU-15-ZEAS.31 | Com ¦ Com Heat Pump Water Heater (3.75 UEF - 50 Gal) - Fuel Sub - Panel Upgrade - ZEAS 2030 - Cold ¦ PG&E ¦ Cold | Com ¦ Com Heat Pump Water Heater (3.75 UEF - 50 Gal) - Fuel Sub - Panel Upgrade - ZEAS 2030 - Cold | PG&E ¦ Cold | PG&E | All | Electric & Gas | HPWH (3.75 UEF - 50 Gal) | Efficient |  |  | 1 | Conventional | WaterHeat | Com - Other | Com | ROB Only | 1 | 1000 sqft2 of floor space | 1000 sqft served | 13 | DEER:Indoor_CFL_Ltg | 4561.3565 | 0 | -468.3809 | SWWH027-05 | 1071.4626 | 2024 | 527.8592 | 2024 | 939.7326 | -50.8178 | SWWH027-05 | Com Small Gas Water Heaters - Panel Upgrade - ZEAS 2030 - Cold ¦ PG&E ¦ Cold | Com Small Gas Water Heaters - Panel Upgrade - ZEAS 2030 - Cold | 0.5433 | 0.453 | 0 | CBSA 2019 | 1618.0833 | 2032 | 1 | SWWH027-05
COM-WATERHEAT-FS-PU-15-ZEAS.32 | Com ¦ Com Heat Pump Water Heater (3.75 UEF - 50 Gal) - Fuel Sub - Panel Upgrade - ZEAS 2030 - Cold ¦ PG&E ¦ Cold | Com ¦ Com Heat Pump Water Heater (3.75 UEF - 50 Gal) - Fuel Sub - Panel Upgrade - ZEAS 2030 - Cold | PG&E ¦ Cold | PG&E | All | Electric & Gas | HPWH (3.75 UEF - 50 Gal) | Efficient |  |  | 1 | Conventional | WaterHeat | Com - Refrig. Warehouse | Com | ROB Only | 1 | 1000 sqft2 of floor space | 1000 sqft served | 13 | DEER:Indoor_CFL_Ltg | 397.0813 | 0 | -40.5639 | SWWH027-05 | 59.9047 | 2024 | 29.5122 | 2024 | 52.5397 | -2.8412 | SWWH027-05 | Com Small Gas Water Heaters - Panel Upgrade - ZEAS 2030 - Cold ¦ PG&E ¦ Cold | Com Small Gas Water Heaters - Panel Upgrade - ZEAS 2030 - Cold | 0.22621 | 0.453 | 0 | CBSA 2019 | 23.3598 | 2032 | 1 | SWWH027-05
COM-WATERHEAT-FS-PU-15-ZEAS.33 | Com ¦ Com Heat Pump Water Heater (3.75 UEF - 50 Gal) - Fuel Sub - Panel Upgrade - ZEAS 2030 - Cold ¦ PG&E ¦ Cold | Com ¦ Com Heat Pump Water Heater (3.75 UEF - 50 Gal) - Fuel Sub - Panel Upgrade - ZEAS 2030 - Cold | PG&E ¦ Cold | PG&E | All | Electric & Gas | HPWH (3.75 UEF - 50 Gal) | Efficient |  |  | 1 | Conventional | WaterHeat | Com - Restaurant | Com | ROB Only | 1 | 1000 sqft2 of floor space | 1000 sqft served | 13 | DEER:Indoor_CFL_Ltg | 16107.1964 | 0 | -1787.3839 | SWWH027-05 | 5612.1416 | 2024 | 2764.8377 | 2024 | 3715.192 | -266.1751 | SWWH027-05 | Com Small Gas Water Heaters - Panel Upgrade - ZEAS 2030 - Cold ¦ PG&E ¦ Cold | Com Small Gas Water Heaters - Panel Upgrade - ZEAS 2030 - Cold | 0.79319 | 0.453 | 0 | CBSA 2019 | 1056.5074 | 2032 | 1 | SWWH027-05
COM-WATERHEAT-FS-PU-15-ZEAS.34 | Com ¦ Com Heat Pump Water Heater (3.75 UEF - 50 Gal) - Fuel Sub - Panel Upgrade - ZEAS 2030 - Cold ¦ PG&E ¦ Cold | Com ¦ Com Heat Pump Water Heater (3.75 UEF - 50 Gal) - Fuel Sub - Panel Upgrade - ZEAS 2030 - Cold | PG&E ¦ Cold | PG&E | All | Electric & Gas | HPWH (3.75 UEF - 50 Gal) | Efficient |  |  | 1 | Conventional | WaterHeat | Com - Retail | Com | ROB Only | 1 | 1000 sqft2 of floor space | 1000 sqft served | 13 | DEER:Indoor_CFL_Ltg | 252.1826 | 0 | -26.5374 | SWWH027-05 | 80.2441 | 2024 | 39.5325 | 2024 | 35.4192 | -3.8059 | SWWH027-05 | Com Small Gas Water Heaters - Panel Upgrade - ZEAS 2030 - Cold ¦ PG&E ¦ Cold | Com Small Gas Water Heaters - Panel Upgrade - ZEAS 2030 - Cold | 0.40063 | 0.453 | 0 | CBSA 2019 | 42.5282 | 2032 | 1 | SWWH027-05
COM-WATERHEAT-FS-PU-15-ZEAS.35 | Com ¦ Com Heat Pump Water Heater (3.75 UEF - 50 Gal) - Fuel Sub - Panel Upgrade - ZEAS 2030 - Cold ¦ PG&E ¦ Cold | Com ¦ Com Heat Pump Water Heater (3.75 UEF - 50 Gal) - Fuel Sub - Panel Upgrade - ZEAS 2030 - Cold | PG&E ¦ Cold | PG&E | All | Electric & Gas | HPWH (3.75 UEF - 50 Gal) | Efficient |  |  | 1 | Conventional | WaterHeat | Com - School | Com | ROB Only | 1 | 1000 sqft2 of floor space | 1000 sqft served | 13 | DEER:Indoor_CFL_Ltg | 1447.0447 | 0 | -147.1997 | SWWH027-05 | 661.001 | 2024 | 325.6441 | 2024 | 543.0634 | -31.3502 | SWWH027-05 | Com Small Gas Water Heaters - Panel Upgrade - ZEAS 2030 - Cold ¦ PG&E ¦ Cold | Com Small Gas Water Heaters - Panel Upgrade - ZEAS 2030 - Cold | 0.76922 | 0.453 | 0 | CBSA 2019 | 98.0631 | 2032 | 1 | SWWH027-05
COM-WATERHEAT-FS-PU-15-ZEAS.36 | Com ¦ Com Heat Pump Water Heater (3.75 UEF - 50 Gal) - Fuel Sub - Panel Upgrade - ZEAS 2030 - Cold ¦ PG&E ¦ Cold | Com ¦ Com Heat Pump Water Heater (3.75 UEF - 50 Gal) - Fuel Sub - Panel Upgrade - ZEAS 2030 - Cold | PG&E ¦ Cold | PG&E | All | Electric & Gas | HPWH (3.75 UEF - 50 Gal) | Efficient |  |  | 1 | Conventional | WaterHeat | Com - Warehouse | Com | ROB Only | 1 | 1000 sqft2 of floor space | 1000 sqft served | 13 | DEER:Indoor_CFL_Ltg | 45.1851 | 0 | -4.2447 | SWWH027-05 | 11.9809 | 2024 | 5.9024 | 2024 | 10.5079 | -0.56824 | SWWH027-05 | Com Small Gas Water Heaters - Panel Upgrade - ZEAS 2030 - Cold ¦ PG&E ¦ Cold | Com Small Gas Water Heaters - Panel Upgrade - ZEAS 2030 - Cold | 0.1976 | 0.453 | 0 | CBSA 2019 | 4.3502 | 2032 | 1 | SWWH027-05
COM-WATERHEAT-FS-PU-15-ZEAS.37 | Com ¦ Com Heat Pump Water Heater (3.75 UEF - 50 Gal) - Fuel Sub - Panel Upgrade - ZEAS 2030 - Marine ¦ SCG ¦ Marine | Com ¦ Com Heat Pump Water Heater (3.75 UEF - 50 Gal) - Fuel Sub - Panel Upgrade - ZEAS 2030 - Marine | SCG ¦ Marine | SCG | All | Electric & Gas | HPWH (3.75 UEF - 50 Gal) | Efficient |  |  | 1 | Conventional | WaterHeat | Com - College | Com | ROB Only | 1 | 1000 sqft2 of floor space | 1000 sqft served | 13 | DEER:Indoor_CFL_Ltg | 1079.353 | 0 | -123.9986 | SWWH027-05 | 416.329 | 2024 | 205.1057 | 2024 | 356.4084 | -19.7458 | SWWH027-05 | Com Small Gas Water Heaters - Panel Upgrade - ZEAS 2030 - Marine ¦ SCG ¦ Marine | Com Small Gas Water Heaters - Panel Upgrade - ZEAS 2030 - Marine | 0.74815 | 0.453 | 0 | CBSA 2019 | 327.5393 | 2032 | 1 | SWWH027-05
COM-WATERHEAT-FS-PU-15-ZEAS.38 | Com ¦ Com Heat Pump Water Heater (3.75 UEF - 50 Gal) - Fuel Sub - Panel Upgrade - ZEAS 2030 - Marine ¦ SCG ¦ Marine | Com ¦ Com Heat Pump Water Heater (3.75 UEF - 50 Gal) - Fuel Sub - Panel Upgrade - ZEAS 2030 - Marine | SCG ¦ Marine | SCG | All | Electric & Gas | HPWH (3.75 UEF - 50 Gal) | Efficient |  |  | 1 | Conventional | WaterHeat | Com - Grocery | Com | ROB Only | 1 | 1000 sqft2 of floor space | 1000 sqft served | 13 | DEER:Indoor_CFL_Ltg | 0 | 0 | 0 | SWWH027-05 | 202.482 | 2024 | 123.4818 | 2024 | 302.9974 | -16.3851 | SWWH027-05 | Com Small Gas Water Heaters - Panel Upgrade - ZEAS 2030 - Marine ¦ SCG ¦ Marine | Com Small Gas Water Heaters - Panel Upgrade - ZEAS 2030 - Marine | 0.59609 | 0.453 | 0 | CBSA 2019 | 0 | 2032 | 1 | SWWH027-05
COM-WATERHEAT-FS-PU-15-ZEAS.39 | Com ¦ Com Heat Pump Water Heater (3.75 UEF - 50 Gal) - Fuel Sub - Panel Upgrade - ZEAS 2030 - Marine ¦ SCG ¦ Marine | Com ¦ Com Heat Pump Water Heater (3.75 UEF - 50 Gal) - Fuel Sub - Panel Upgrade - ZEAS 2030 - Marine | SCG ¦ Marine | SCG | All | Electric & Gas | HPWH (3.75 UEF - 50 Gal) | Efficient |  |  | 1 | Conventional | WaterHeat | Com - Health | Com | ROB Only | 1 | 1000 sqft2 of floor space | 1000 sqft served | 13 | DEER:Indoor_CFL_Ltg | 3043.4192 | 0 | -350.4213 | SWWH027-05 | 630.6013 | 2024 | 310.6675 | 2024 | 521.273 | -29.9084 | SWWH027-05 | Com Small Gas Water Heaters - Panel Upgrade - ZEAS 2030 - Marine ¦ SCG ¦ Marine | Com Small Gas Water Heaters - Panel Upgrade - ZEAS 2030 - Marine | 0.52611 | 0.453 | 0 | CBSA 2019 | 790.6422 | 2032 | 1 | SWWH027-05
COM-WATERHEAT-FS-PU-15-ZEAS.40 | Com ¦ Com Heat Pump Water Heater (3.75 UEF - 50 Gal) - Fuel Sub - Panel Upgrade - ZEAS 2030 - Marine ¦ SCG ¦ Marine | Com ¦ Com Heat Pump Water Heater (3.75 UEF - 50 Gal) - Fuel Sub - Panel Upgrade - ZEAS 2030 - Marine | SCG ¦ Marine | SCG | All | Electric & Gas | HPWH (3.75 UEF - 50 Gal) | Efficient |  |  | 1 | Conventional | WaterHeat | Com - Lodging | Com | ROB Only | 1 | 1000 sqft2 of floor space | 1000 sqft served | 13 | DEER:Indoor_CFL_Ltg | 2385.458 | 0 | -267.9555 | SWWH027-05 | 396.7798 | 2024 | 195.4747 | 2024 | 323.7383 | -18.8186 | SWWH027-05 | Com Small Gas Water Heaters - Panel Upgrade - ZEAS 2030 - Marine ¦ SCG ¦ Marine | Com Small Gas Water Heaters - Panel Upgrade - ZEAS 2030 - Marine | 0.73871 | 0.453 | 0 | CBSA 2019 | 2270.8138 | 2032 | 1 | SWWH027-05
COM-WATERHEAT-FS-PU-15-ZEAS.41 | Com ¦ Com Heat Pump Water Heater (3.75 UEF - 50 Gal) - Fuel Sub - Panel Upgrade - ZEAS 2030 - Marine ¦ SCG ¦ Marine | Com ¦ Com Heat Pump Water Heater (3.75 UEF - 50 Gal) - Fuel Sub - Panel Upgrade - ZEAS 2030 - Marine | SCG ¦ Marine | SCG | All | Electric & Gas | HPWH (3.75 UEF - 50 Gal) | Efficient |  |  | 1 | Conventional | WaterHeat | Com - Office (Large) | Com | ROB Only | 1 | 1000 sqft2 of floor space | 1000 sqft served | 13 | DEER:Indoor_CFL_Ltg | 303.15 | 0 | -35.0899 | SWWH027-05 | 129.5516 | 2024 | 63.824 | 2024 | 113.624 | -6.1444 | SWWH027-05 | Com Small Gas Water Heaters - Panel Upgrade - ZEAS 2030 - Marine ¦ SCG ¦ Marine | Com Small Gas Water Heaters - Panel Upgrade - ZEAS 2030 - Marine | 0.46177 | 0.453 | 0 | CBSA 2019 | 127.4292 | 2032 | 1 | SWWH027-05
COM-WATERHEAT-FS-PU-15-ZEAS.42 | Com ¦ Com Heat Pump Water Heater (3.75 UEF - 50 Gal) - Fuel Sub - Panel Upgrade - ZEAS 2030 - Marine ¦ SCG ¦ Marine | Com ¦ Com Heat Pump Water Heater (3.75 UEF - 50 Gal) - Fuel Sub - Panel Upgrade - ZEAS 2030 - Marine | SCG ¦ Marine | SCG | All | Electric & Gas | HPWH (3.75 UEF - 50 Gal) | Efficient |  |  | 1 | Conventional | WaterHeat | Com - Office (Small) | Com | ROB Only | 1 | 1000 sqft2 of floor space | 1000 sqft served | 13 | DEER:Indoor_CFL_Ltg | 282.4218 | 0 | -32.3508 | SWWH027-05 | 129.5516 | 2024 | 63.824 | 2024 | 113.624 | -6.1444 | SWWH027-05 | Com Small Gas Water Heaters - Panel Upgrade - ZEAS 2030 - Marine ¦ SCG ¦ Marine | Com Small Gas Water Heaters - Panel Upgrade - ZEAS 2030 - Marine | 0.46177 | 0.453 | 0 | CBSA 2019 | 51.0956 | 2032 | 1 | SWWH027-05
COM-WATERHEAT-FS-PU-15-ZEAS.43 | Com ¦ Com Heat Pump Water Heater (3.75 UEF - 50 Gal) - Fuel Sub - Panel Upgrade - ZEAS 2030 - Marine ¦ SCG ¦ Marine | Com ¦ Com Heat Pump Water Heater (3.75 UEF - 50 Gal) - Fuel Sub - Panel Upgrade - ZEAS 2030 - Marine | SCG ¦ Marine | SCG | All | Electric & Gas | HPWH (3.75 UEF - 50 Gal) | Efficient |  |  | 1 | Conventional | WaterHeat | Com - Other | Com | ROB Only | 1 | 1000 sqft2 of floor space | 1000 sqft served | 13 | DEER:Indoor_CFL_Ltg | 3642.9626 | 0 | -407.1546 | SWWH027-05 | 1071.4626 | 2024 | 527.8592 | 2024 | 939.7326 | -50.8178 | SWWH027-05 | Com Small Gas Water Heaters - Panel Upgrade - ZEAS 2030 - Marine ¦ SCG ¦ Marine | Com Small Gas Water Heaters - Panel Upgrade - ZEAS 2030 - Marine | 0.5433 | 0.453 | 0 | CBSA 2019 | 1442.141 | 2032 | 1 | SWWH027-05
COM-WATERHEAT-FS-PU-15-ZEAS.44 | Com ¦ Com Heat Pump Water Heater (3.75 UEF - 50 Gal) - Fuel Sub - Panel Upgrade - ZEAS 2030 - Marine ¦ SCG ¦ Marine | Com ¦ Com Heat Pump Water Heater (3.75 UEF - 50 Gal) - Fuel Sub - Panel Upgrade - ZEAS 2030 - Marine | SCG ¦ Marine | SCG | All | Electric & Gas | HPWH (3.75 UEF - 50 Gal) | Efficient |  |  | 1 | Conventional | WaterHeat | Com - Refrig. Warehouse | Com | ROB Only | 1 | 1000 sqft2 of floor space | 1000 sqft served | 13 | DEER:Indoor_CFL_Ltg | 301.2341 | 0 | -35.0869 | SWWH027-05 | 59.9047 | 2024 | 29.5122 | 2024 | 52.5397 | -2.8412 | SWWH027-05 | Com Small Gas Water Heaters - Panel Upgrade - ZEAS 2030 - Marine ¦ SCG ¦ Marine | Com Small Gas Water Heaters - Panel Upgrade - ZEAS 2030 - Marine | 0.22621 | 0.453 | 0 | CBSA 2019 | 20.9604 | 2032 | 1 | SWWH027-05
COM-WATERHEAT-FS-PU-15-ZEAS.45 | Com ¦ Com Heat Pump Water Heater (3.75 UEF - 50 Gal) - Fuel Sub - Panel Upgrade - ZEAS 2030 - Marine ¦ SCG ¦ Marine | Com ¦ Com Heat Pump Water Heater (3.75 UEF - 50 Gal) - Fuel Sub - Panel Upgrade - ZEAS 2030 - Marine | SCG ¦ Marine | SCG | All | Electric & Gas | HPWH (3.75 UEF - 50 Gal) | Efficient |  |  | 1 | Conventional | WaterHeat | Com - Restaurant | Com | ROB Only | 1 | 1000 sqft2 of floor space | 1000 sqft served | 13 | DEER:Indoor_CFL_Ltg | 12945.5393 | 0 | -1563.1821 | SWWH027-05 | 5612.1416 | 2024 | 2764.8377 | 2024 | 3715.192 | -266.1751 | SWWH027-05 | Com Small Gas Water Heaters - Panel Upgrade - ZEAS 2030 - Marine ¦ SCG ¦ Marine | Com Small Gas Water Heaters - Panel Upgrade - ZEAS 2030 - Marine | 0.79319 | 0.453 | 0 | CBSA 2019 | 944.2646 | 2032 | 1 | SWWH027-05
COM-WATERHEAT-FS-PU-15-ZEAS.46 | Com ¦ Com Heat Pump Water Heater (3.75 UEF - 50 Gal) - Fuel Sub - Panel Upgrade - ZEAS 2030 - Marine ¦ SCG ¦ Marine | Com ¦ Com Heat Pump Water Heater (3.75 UEF - 50 Gal) - Fuel Sub - Panel Upgrade - ZEAS 2030 - Marine | SCG ¦ Marine | SCG | All | Electric & Gas | HPWH (3.75 UEF - 50 Gal) | Efficient |  |  | 1 | Conventional | WaterHeat | Com - Retail | Com | ROB Only | 1 | 1000 sqft2 of floor space | 1000 sqft served | 13 | DEER:Indoor_CFL_Ltg | 202.4499 | 0 | -23.0667 | SWWH027-05 | 80.2441 | 2024 | 39.5325 | 2024 | 35.4192 | -3.8059 | SWWH027-05 | Com Small Gas Water Heaters - Panel Upgrade - ZEAS 2030 - Marine ¦ SCG ¦ Marine | Com Small Gas Water Heaters - Panel Upgrade - ZEAS 2030 - Marine | 0.40063 | 0.453 | 0 | CBSA 2019 | 42.8509 | 2032 | 1 | SWWH027-05
COM-WATERHEAT-FS-PU-15-ZEAS.47 | Com ¦ Com Heat Pump Water Heater (3.75 UEF - 50 Gal) - Fuel Sub - Panel Upgrade - ZEAS 2030 - Marine ¦ SCG ¦ Marine | Com ¦ Com Heat Pump Water Heater (3.75 UEF - 50 Gal) - Fuel Sub - Panel Upgrade - ZEAS 2030 - Marine | SCG ¦ Marine | SCG | All | Electric & Gas | HPWH (3.75 UEF - 50 Gal) | Efficient |  |  | 1 | Conventional | WaterHeat | Com - School | Com | ROB Only | 1 | 1000 sqft2 of floor space | 1000 sqft served | 13 | DEER:Indoor_CFL_Ltg | 1075.3718 | 0 | -127.9363 | SWWH027-05 | 661.001 | 2024 | 325.6441 | 2024 | 543.0634 | -31.3502 | SWWH027-05 | Com Small Gas Water Heaters - Panel Upgrade - ZEAS 2030 - Marine ¦ SCG ¦ Marine | Com Small Gas Water Heaters - Panel Upgrade - ZEAS 2030 - Marine | 0.76922 | 0.453 | 0 | CBSA 2019 | 115.2457 | 2032 | 1 | SWWH027-05
COM-WATERHEAT-FS-PU-15-ZEAS.48 | Com ¦ Com Heat Pump Water Heater (3.75 UEF - 50 Gal) - Fuel Sub - Panel Upgrade - ZEAS 2030 - Marine ¦ SCG ¦ Marine | Com ¦ Com Heat Pump Water Heater (3.75 UEF - 50 Gal) - Fuel Sub - Panel Upgrade - ZEAS 2030 - Marine | SCG ¦ Marine | SCG | All | Electric & Gas | HPWH (3.75 UEF - 50 Gal) | Efficient |  |  | 1 | Conventional | WaterHeat | Com - Warehouse | Com | ROB Only | 1 | 1000 sqft2 of floor space | 1000 sqft served | 13 | DEER:Indoor_CFL_Ltg | 32.7592 | 0 | -3.697 | SWWH027-05 | 11.9809 | 2024 | 5.9024 | 2024 | 10.5079 | -0.56824 | SWWH027-05 | Com Small Gas Water Heaters - Panel Upgrade - ZEAS 2030 - Marine ¦ SCG ¦ Marine | Com Small Gas Water Heaters - Panel Upgrade - ZEAS 2030 - Marine | 0.1976 | 0.453 | 0 | CBSA 2019 | 5.7657 | 2032 | 1 | SWWH027-05
COM-WATERHEAT-FS-PU-15-ZEAS.49 | Com ¦ Com Heat Pump Water Heater (3.75 UEF - 50 Gal) - Fuel Sub - Panel Upgrade - ZEAS 2030 - Hot-Dry ¦ SCG ¦ Hot-Dry | Com ¦ Com Heat Pump Water Heater (3.75 UEF - 50 Gal) - Fuel Sub - Panel Upgrade - ZEAS 2030 - Hot-Dry | SCG ¦ Hot-Dry | SCG | All | Electric & Gas | HPWH (3.75 UEF - 50 Gal) | Efficient |  |  | 1 | Conventional | WaterHeat | Com - College | Com | ROB Only | 1 | 1000 sqft2 of floor space | 1000 sqft served | 13 | DEER:Indoor_CFL_Ltg | 548.2216 | 0 | -60.8662 | SWWH027-05 | 208.1645 | 2024 | 102.5529 | 2024 | 356.4084 | -19.7458 | SWWH027-05 | Com Small Gas Water Heaters - Panel Upgrade - ZEAS 2030 - Hot-Dry ¦ SCG ¦ Hot-Dry | Com Small Gas Water Heaters - Panel Upgrade - ZEAS 2030 - Hot-Dry | 0.74815 | 0.453 | 0 | CBSA 2019 | 159.3869 | 2032 | 1 | SWWH027-05
COM-WATERHEAT-FS-PU-15-ZEAS.50 | Com ¦ Com Heat Pump Water Heater (3.75 UEF - 50 Gal) - Fuel Sub - Panel Upgrade - ZEAS 2030 - Hot-Dry ¦ SCG ¦ Hot-Dry | Com ¦ Com Heat Pump Water Heater (3.75 UEF - 50 Gal) - Fuel Sub - Panel Upgrade - ZEAS 2030 - Hot-Dry | SCG ¦ Hot-Dry | SCG | All | Electric & Gas | HPWH (3.75 UEF - 50 Gal) | Efficient |  |  | 1 | Conventional | WaterHeat | Com - Grocery | Com | ROB Only | 1 | 1000 sqft2 of floor space | 1000 sqft served | 13 | DEER:Indoor_CFL_Ltg | 0 | 0 | 0 | SWWH027-05 | 101.241 | 2024 | 61.7409 | 2024 | 302.9974 | -16.3851 | SWWH027-05 | Com Small Gas Water Heaters - Panel Upgrade - ZEAS 2030 - Hot-Dry ¦ SCG ¦ Hot-Dry | Com Small Gas Water Heaters - Panel Upgrade - ZEAS 2030 - Hot-Dry | 0.59609 | 0.453 | 0 | CBSA 2019 | 0 | 2032 | 1 | SWWH027-05
COM-WATERHEAT-FS-PU-15-ZEAS.51 | Com ¦ Com Heat Pump Water Heater (3.75 UEF - 50 Gal) - Fuel Sub - Panel Upgrade - ZEAS 2030 - Hot-Dry ¦ SCG ¦ Hot-Dry | Com ¦ Com Heat Pump Water Heater (3.75 UEF - 50 Gal) - Fuel Sub - Panel Upgrade - ZEAS 2030 - Hot-Dry | SCG ¦ Hot-Dry | SCG | All | Electric & Gas | HPWH (3.75 UEF - 50 Gal) | Efficient |  |  | 1 | Conventional | WaterHeat | Com - Health | Com | ROB Only | 1 | 1000 sqft2 of floor space | 1000 sqft served | 13 | DEER:Indoor_CFL_Ltg | 1530.7182 | 0 | -171.6072 | SWWH027-05 | 315.3006 | 2024 | 155.3338 | 2024 | 521.273 | -29.9084 | SWWH027-05 | Com Small Gas Water Heaters - Panel Upgrade - ZEAS 2030 - Hot-Dry ¦ SCG ¦ Hot-Dry | Com Small Gas Water Heaters - Panel Upgrade - ZEAS 2030 - Hot-Dry | 0.52611 | 0.453 | 0 | CBSA 2019 | 384.5534 | 2032 | 1 | SWWH027-05
COM-WATERHEAT-FS-PU-15-ZEAS.52 | Com ¦ Com Heat Pump Water Heater (3.75 UEF - 50 Gal) - Fuel Sub - Panel Upgrade - ZEAS 2030 - Hot-Dry ¦ SCG ¦ Hot-Dry | Com ¦ Com Heat Pump Water Heater (3.75 UEF - 50 Gal) - Fuel Sub - Panel Upgrade - ZEAS 2030 - Hot-Dry | SCG ¦ Hot-Dry | SCG | All | Electric & Gas | HPWH (3.75 UEF - 50 Gal) | Efficient |  |  | 1 | Conventional | WaterHeat | Com - Lodging | Com | ROB Only | 1 | 1000 sqft2 of floor space | 1000 sqft served | 13 | DEER:Indoor_CFL_Ltg | 1198.3629 | 0 | -131.1951 | SWWH027-05 | 198.3899 | 2024 | 97.7373 | 2024 | 323.7383 | -18.8186 | SWWH027-05 | Com Small Gas Water Heaters - Panel Upgrade - ZEAS 2030 - Hot-Dry ¦ SCG ¦ Hot-Dry | Com Small Gas Water Heaters - Panel Upgrade - ZEAS 2030 - Hot-Dry | 0.73871 | 0.453 | 0 | CBSA 2019 | 1107.0308 | 2032 | 1 | SWWH027-05
COM-WATERHEAT-FS-PU-15-ZEAS.53 | Com ¦ Com Heat Pump Water Heater (3.75 UEF - 50 Gal) - Fuel Sub - Panel Upgrade - ZEAS 2030 - Hot-Dry ¦ SCG ¦ Hot-Dry | Com ¦ Com Heat Pump Water Heater (3.75 UEF - 50 Gal) - Fuel Sub - Panel Upgrade - ZEAS 2030 - Hot-Dry | SCG ¦ Hot-Dry | SCG | All | Electric & Gas | HPWH (3.75 UEF - 50 Gal) | Efficient |  |  | 1 | Conventional | WaterHeat | Com - Office (Large) | Com | ROB Only | 1 | 1000 sqft2 of floor space | 1000 sqft served | 13 | DEER:Indoor_CFL_Ltg | 153.7959 | 0 | -17.2118 | SWWH027-05 | 64.7758 | 2024 | 31.912 | 2024 | 113.624 | -6.1444 | SWWH027-05 | Com Small Gas Water Heaters - Panel Upgrade - ZEAS 2030 - Hot-Dry ¦ SCG ¦ Hot-Dry | Com Small Gas Water Heaters - Panel Upgrade - ZEAS 2030 - Hot-Dry | 0.46177 | 0.453 | 0 | CBSA 2019 | 61.9978 | 2032 | 1 | SWWH027-05
COM-WATERHEAT-FS-PU-15-ZEAS.54 | Com ¦ Com Heat Pump Water Heater (3.75 UEF - 50 Gal) - Fuel Sub - Panel Upgrade - ZEAS 2030 - Hot-Dry ¦ SCG ¦ Hot-Dry | Com ¦ Com Heat Pump Water Heater (3.75 UEF - 50 Gal) - Fuel Sub - Panel Upgrade - ZEAS 2030 - Hot-Dry | SCG ¦ Hot-Dry | SCG | All | Electric & Gas | HPWH (3.75 UEF - 50 Gal) | Efficient |  |  | 1 | Conventional | WaterHeat | Com - Office (Small) | Com | ROB Only | 1 | 1000 sqft2 of floor space | 1000 sqft served | 13 | DEER:Indoor_CFL_Ltg | 143.0616 | 0 | -15.8608 | SWWH027-05 | 64.7758 | 2024 | 31.912 | 2024 | 113.624 | -6.1444 | SWWH027-05 | Com Small Gas Water Heaters - Panel Upgrade - ZEAS 2030 - Hot-Dry ¦ SCG ¦ Hot-Dry | Com Small Gas Water Heaters - Panel Upgrade - ZEAS 2030 - Hot-Dry | 0.46177 | 0.453 | 0 | CBSA 2019 | 24.8401 | 2032 | 1 | SWWH027-05
COM-WATERHEAT-FS-PU-15-ZEAS.55 | Com ¦ Com Heat Pump Water Heater (3.75 UEF - 50 Gal) - Fuel Sub - Panel Upgrade - ZEAS 2030 - Hot-Dry ¦ SCG ¦ Hot-Dry | Com ¦ Com Heat Pump Water Heater (3.75 UEF - 50 Gal) - Fuel Sub - Panel Upgrade - ZEAS 2030 - Hot-Dry | SCG ¦ Hot-Dry | SCG | All | Electric & Gas | HPWH (3.75 UEF - 50 Gal) | Efficient |  |  | 1 | Conventional | WaterHeat | Com - Other | Com | ROB Only | 1 | 1000 sqft2 of floor space | 1000 sqft served | 13 | DEER:Indoor_CFL_Ltg | 1852.0944 | 0 | -200.516 | SWWH027-05 | 535.7313 | 2024 | 263.9296 | 2024 | 939.7326 | -50.8178 | SWWH027-05 | Com Small Gas Water Heaters - Panel Upgrade - ZEAS 2030 - Hot-Dry ¦ SCG ¦ Hot-Dry | Com Small Gas Water Heaters - Panel Upgrade - ZEAS 2030 - Hot-Dry | 0.5433 | 0.453 | 0 | CBSA 2019 | 703.8223 | 2032 | 1 | SWWH027-05
COM-WATERHEAT-FS-PU-15-ZEAS.56 | Com ¦ Com Heat Pump Water Heater (3.75 UEF - 50 Gal) - Fuel Sub - Panel Upgrade - ZEAS 2030 - Hot-Dry ¦ SCG ¦ Hot-Dry | Com ¦ Com Heat Pump Water Heater (3.75 UEF - 50 Gal) - Fuel Sub - Panel Upgrade - ZEAS 2030 - Hot-Dry | SCG ¦ Hot-Dry | SCG | All | Electric & Gas | HPWH (3.75 UEF - 50 Gal) | Efficient |  |  | 1 | Conventional | WaterHeat | Com - Refrig. Warehouse | Com | ROB Only | 1 | 1000 sqft2 of floor space | 1000 sqft served | 13 | DEER:Indoor_CFL_Ltg | 152.3286 | 0 | -17.2011 | SWWH027-05 | 29.9523 | 2024 | 14.7561 | 2024 | 52.5397 | -2.8412 | SWWH027-05 | Com Small Gas Water Heaters - Panel Upgrade - ZEAS 2030 - Hot-Dry ¦ SCG ¦ Hot-Dry | Com Small Gas Water Heaters - Panel Upgrade - ZEAS 2030 - Hot-Dry | 0.22621 | 0.453 | 0 | CBSA 2019 | 10.1926 | 2032 | 1 | SWWH027-05
COM-WATERHEAT-FS-PU-15-ZEAS.57 | Com ¦ Com Heat Pump Water Heater (3.75 UEF - 50 Gal) - Fuel Sub - Panel Upgrade - ZEAS 2030 - Hot-Dry ¦ SCG ¦ Hot-Dry | Com ¦ Com Heat Pump Water Heater (3.75 UEF - 50 Gal) - Fuel Sub - Panel Upgrade - ZEAS 2030 - Hot-Dry | SCG ¦ Hot-Dry | SCG | All | Electric & Gas | HPWH (3.75 UEF - 50 Gal) | Efficient |  |  | 1 | Conventional | WaterHeat | Com - Restaurant | Com | ROB Only | 1 | 1000 sqft2 of floor space | 1000 sqft served | 13 | DEER:Indoor_CFL_Ltg | 6584.3041 | 0 | -766.4289 | SWWH027-05 | 2806.0708 | 2024 | 1382.4189 | 2024 | 3715.192 | -266.1751 | SWWH027-05 | Com Small Gas Water Heaters - Panel Upgrade - ZEAS 2030 - Hot-Dry ¦ SCG ¦ Hot-Dry | Com Small Gas Water Heaters - Panel Upgrade - ZEAS 2030 - Hot-Dry | 0.79319 | 0.453 | 0 | CBSA 2019 | 458.7599 | 2032 | 1 | SWWH027-05
COM-WATERHEAT-FS-PU-15-ZEAS.58 | Com ¦ Com Heat Pump Water Heater (3.75 UEF - 50 Gal) - Fuel Sub - Panel Upgrade - ZEAS 2030 - Hot-Dry ¦ SCG ¦ Hot-Dry | Com ¦ Com Heat Pump Water Heater (3.75 UEF - 50 Gal) - Fuel Sub - Panel Upgrade - ZEAS 2030 - Hot-Dry | SCG ¦ Hot-Dry | SCG | All | Electric & Gas | HPWH (3.75 UEF - 50 Gal) | Efficient |  |  | 1 | Conventional | WaterHeat | Com - Retail | Com | ROB Only | 1 | 1000 sqft2 of floor space | 1000 sqft served | 13 | DEER:Indoor_CFL_Ltg | 102.8177 | 0 | -11.3033 | SWWH027-05 | 40.1221 | 2024 | 19.7663 | 2024 | 35.4192 | -3.8059 | SWWH027-05 | Com Small Gas Water Heaters - Panel Upgrade - ZEAS 2030 - Hot-Dry ¦ SCG ¦ Hot-Dry | Com Small Gas Water Heaters - Panel Upgrade - ZEAS 2030 - Hot-Dry | 0.40063 | 0.453 | 0 | CBSA 2019 | 19.7294 | 2032 | 1 | SWWH027-05
COM-WATERHEAT-FS-PU-15-ZEAS.59 | Com ¦ Com Heat Pump Water Heater (3.75 UEF - 50 Gal) - Fuel Sub - Panel Upgrade - ZEAS 2030 - Hot-Dry ¦ SCG ¦ Hot-Dry | Com ¦ Com Heat Pump Water Heater (3.75 UEF - 50 Gal) - Fuel Sub - Panel Upgrade - ZEAS 2030 - Hot-Dry | SCG ¦ Hot-Dry | SCG | All | Electric & Gas | HPWH (3.75 UEF - 50 Gal) | Efficient |  |  | 1 | Conventional | WaterHeat | Com - School | Com | ROB Only | 1 | 1000 sqft2 of floor space | 1000 sqft served | 13 | DEER:Indoor_CFL_Ltg | 548.7457 | 0 | -62.9294 | SWWH027-05 | 330.5005 | 2024 | 162.822 | 2024 | 543.0634 | -31.3502 | SWWH027-05 | Com Small Gas Water Heaters - Panel Upgrade - ZEAS 2030 - Hot-Dry ¦ SCG ¦ Hot-Dry | Com Small Gas Water Heaters - Panel Upgrade - ZEAS 2030 - Hot-Dry | 0.76922 | 0.453 | 0 | CBSA 2019 | 53.4287 | 2032 | 1 | SWWH027-05
COM-WATERHEAT-FS-PU-15-ZEAS.60 | Com ¦ Com Heat Pump Water Heater (3.75 UEF - 50 Gal) - Fuel Sub - Panel Upgrade - ZEAS 2030 - Hot-Dry ¦ SCG ¦ Hot-Dry | Com ¦ Com Heat Pump Water Heater (3.75 UEF - 50 Gal) - Fuel Sub - Panel Upgrade - ZEAS 2030 - Hot-Dry | SCG ¦ Hot-Dry | SCG | All | Electric & Gas | HPWH (3.75 UEF - 50 Gal) | Efficient |  |  | 1 | Conventional | WaterHeat | Com - Warehouse | Com | ROB Only | 1 | 1000 sqft2 of floor space | 1000 sqft served | 13 | DEER:Indoor_CFL_Ltg | 16.6021 | 0 | -1.8143 | SWWH027-05 | 5.9905 | 2024 | 2.9512 | 2024 | 10.5079 | -0.56824 | SWWH027-05 | Com Small Gas Water Heaters - Panel Upgrade - ZEAS 2030 - Hot-Dry ¦ SCG ¦ Hot-Dry | Com Small Gas Water Heaters - Panel Upgrade - ZEAS 2030 - Hot-Dry | 0.1976 | 0.453 | 0 | CBSA 2019 | 2.6719 | 2032 | 1 | SWWH027-05
COM-WATERHEAT-FS-PU-15-ZEAS.61 | Com ¦ Com Heat Pump Water Heater (3.75 UEF - 50 Gal) - Fuel Sub - Panel Upgrade - ZEAS 2030 - Cold ¦ SCG ¦ Cold | Com ¦ Com Heat Pump Water Heater (3.75 UEF - 50 Gal) - Fuel Sub - Panel Upgrade - ZEAS 2030 - Cold | SCG ¦ Cold | SCG | All | Electric & Gas | HPWH (3.75 UEF - 50 Gal) | Efficient |  |  | 1 | Conventional | WaterHeat | Com - College | Com | ROB Only | 1 | 1000 sqft2 of floor space | 1000 sqft served | 13 | DEER:Indoor_CFL_Ltg | 1412.2488 | 0 | -143.1668 | SWWH027-05 | 416.329 | 2024 | 205.1057 | 2024 | 356.4084 | -19.7458 | SWWH027-05 | Com Small Gas Water Heaters - Panel Upgrade - ZEAS 2030 - Cold ¦ SCG ¦ Cold | Com Small Gas Water Heaters - Panel Upgrade - ZEAS 2030 - Cold | 0.74815 | 0.453 | 0 | CBSA 2019 | 365.6355 | 2032 | 1 | SWWH027-05
COM-WATERHEAT-FS-PU-15-ZEAS.62 | Com ¦ Com Heat Pump Water Heater (3.75 UEF - 50 Gal) - Fuel Sub - Panel Upgrade - ZEAS 2030 - Cold ¦ SCG ¦ Cold | Com ¦ Com Heat Pump Water Heater (3.75 UEF - 50 Gal) - Fuel Sub - Panel Upgrade - ZEAS 2030 - Cold | SCG ¦ Cold | SCG | All | Electric & Gas | HPWH (3.75 UEF - 50 Gal) | Efficient |  |  | 1 | Conventional | WaterHeat | Com - Grocery | Com | ROB Only | 1 | 1000 sqft2 of floor space | 1000 sqft served | 13 | DEER:Indoor_CFL_Ltg | 0 | 0 | 0 | SWWH027-05 | 202.482 | 2024 | 123.4818 | 2024 | 302.9974 | -16.3851 | SWWH027-05 | Com Small Gas Water Heaters - Panel Upgrade - ZEAS 2030 - Cold ¦ SCG ¦ Cold | Com Small Gas Water Heaters - Panel Upgrade - ZEAS 2030 - Cold | 0.59609 | 0.453 | 0 | CBSA 2019 | 0 | 2032 | 1 | SWWH027-05
COM-WATERHEAT-FS-PU-15-ZEAS.63 | Com ¦ Com Heat Pump Water Heater (3.75 UEF - 50 Gal) - Fuel Sub - Panel Upgrade - ZEAS 2030 - Cold ¦ SCG ¦ Cold | Com ¦ Com Heat Pump Water Heater (3.75 UEF - 50 Gal) - Fuel Sub - Panel Upgrade - ZEAS 2030 - Cold | SCG ¦ Cold | SCG | All | Electric & Gas | HPWH (3.75 UEF - 50 Gal) | Efficient |  |  | 1 | Conventional | WaterHeat | Com - Health | Com | ROB Only | 1 | 1000 sqft2 of floor space | 1000 sqft served | 13 | DEER:Indoor_CFL_Ltg | 3794.7098 | 0 | -403.9298 | SWWH027-05 | 630.6013 | 2024 | 310.6675 | 2024 | 521.273 | -29.9084 | SWWH027-05 | Com Small Gas Water Heaters - Panel Upgrade - ZEAS 2030 - Cold ¦ SCG ¦ Cold | Com Small Gas Water Heaters - Panel Upgrade - ZEAS 2030 - Cold | 0.52611 | 0.453 | 0 | CBSA 2019 | 892.6193 | 2032 | 1 | SWWH027-05
COM-WATERHEAT-FS-PU-15-ZEAS.64 | Com ¦ Com Heat Pump Water Heater (3.75 UEF - 50 Gal) - Fuel Sub - Panel Upgrade - ZEAS 2030 - Cold ¦ SCG ¦ Cold | Com ¦ Com Heat Pump Water Heater (3.75 UEF - 50 Gal) - Fuel Sub - Panel Upgrade - ZEAS 2030 - Cold | SCG ¦ Cold | SCG | All | Electric & Gas | HPWH (3.75 UEF - 50 Gal) | Efficient |  |  | 1 | Conventional | WaterHeat | Com - Lodging | Com | ROB Only | 1 | 1000 sqft2 of floor space | 1000 sqft served | 13 | DEER:Indoor_CFL_Ltg | 2965.7193 | 0 | -309.2482 | SWWH027-05 | 396.7798 | 2024 | 195.4747 | 2024 | 323.7383 | -18.8186 | SWWH027-05 | Com Small Gas Water Heaters - Panel Upgrade - ZEAS 2030 - Cold ¦ SCG ¦ Cold | Com Small Gas Water Heaters - Panel Upgrade - ZEAS 2030 - Cold | 0.73871 | 0.453 | 0 | CBSA 2019 | 2587.2199 | 2032 | 1 | SWWH027-05
COM-WATERHEAT-FS-PU-15-ZEAS.65 | Com ¦ Com Heat Pump Water Heater (3.75 UEF - 50 Gal) - Fuel Sub - Panel Upgrade - ZEAS 2030 - Cold ¦ SCG ¦ Cold | Com ¦ Com Heat Pump Water Heater (3.75 UEF - 50 Gal) - Fuel Sub - Panel Upgrade - ZEAS 2030 - Cold | SCG ¦ Cold | SCG | All | Electric & Gas | HPWH (3.75 UEF - 50 Gal) | Efficient |  |  | 1 | Conventional | WaterHeat | Com - Office (Large) | Com | ROB Only | 1 | 1000 sqft2 of floor space | 1000 sqft served | 13 | DEER:Indoor_CFL_Ltg | 399.7582 | 0 | -40.346 | SWWH027-05 | 129.5516 | 2024 | 63.824 | 2024 | 113.624 | -6.1444 | SWWH027-05 | Com Small Gas Water Heaters - Panel Upgrade - ZEAS 2030 - Cold ¦ SCG ¦ Cold | Com Small Gas Water Heaters - Panel Upgrade - ZEAS 2030 - Cold | 0.46177 | 0.453 | 0 | CBSA 2019 | 141.4249 | 2032 | 1 | SWWH027-05
COM-WATERHEAT-FS-PU-15-ZEAS.66 | Com ¦ Com Heat Pump Water Heater (3.75 UEF - 50 Gal) - Fuel Sub - Panel Upgrade - ZEAS 2030 - Cold ¦ SCG ¦ Cold | Com ¦ Com Heat Pump Water Heater (3.75 UEF - 50 Gal) - Fuel Sub - Panel Upgrade - ZEAS 2030 - Cold | SCG ¦ Cold | SCG | All | Electric & Gas | HPWH (3.75 UEF - 50 Gal) | Efficient |  |  | 1 | Conventional | WaterHeat | Com - Office (Small) | Com | ROB Only | 1 | 1000 sqft2 of floor space | 1000 sqft served | 13 | DEER:Indoor_CFL_Ltg | 370.1465 | 0 | -37.0146 | SWWH027-05 | 129.5516 | 2024 | 63.824 | 2024 | 113.624 | -6.1444 | SWWH027-05 | Com Small Gas Water Heaters - Panel Upgrade - ZEAS 2030 - Cold ¦ SCG ¦ Cold | Com Small Gas Water Heaters - Panel Upgrade - ZEAS 2030 - Cold | 0.46177 | 0.453 | 0 | CBSA 2019 | 56.3065 | 2032 | 1 | SWWH027-05
COM-WATERHEAT-FS-PU-15-ZEAS.67 | Com ¦ Com Heat Pump Water Heater (3.75 UEF - 50 Gal) - Fuel Sub - Panel Upgrade - ZEAS 2030 - Cold ¦ SCG ¦ Cold | Com ¦ Com Heat Pump Water Heater (3.75 UEF - 50 Gal) - Fuel Sub - Panel Upgrade - ZEAS 2030 - Cold | SCG ¦ Cold | SCG | All | Electric & Gas | HPWH (3.75 UEF - 50 Gal) | Efficient |  |  | 1 | Conventional | WaterHeat | Com - Other | Com | ROB Only | 1 | 1000 sqft2 of floor space | 1000 sqft served | 13 | DEER:Indoor_CFL_Ltg | 4561.3565 | 0 | -468.3809 | SWWH027-05 | 1071.4626 | 2024 | 527.8592 | 2024 | 939.7326 | -50.8178 | SWWH027-05 | Com Small Gas Water Heaters - Panel Upgrade - ZEAS 2030 - Cold ¦ SCG ¦ Cold | Com Small Gas Water Heaters - Panel Upgrade - ZEAS 2030 - Cold | 0.5433 | 0.453 | 0 | CBSA 2019 | 1618.0833 | 2032 | 1 | SWWH027-05
COM-WATERHEAT-FS-PU-15-ZEAS.68 | Com ¦ Com Heat Pump Water Heater (3.75 UEF - 50 Gal) - Fuel Sub - Panel Upgrade - ZEAS 2030 - Cold ¦ SCG ¦ Cold | Com ¦ Com Heat Pump Water Heater (3.75 UEF - 50 Gal) - Fuel Sub - Panel Upgrade - ZEAS 2030 - Cold | SCG ¦ Cold | SCG | All | Electric & Gas | HPWH (3.75 UEF - 50 Gal) | Efficient |  |  | 1 | Conventional | WaterHeat | Com - Refrig. Warehouse | Com | ROB Only | 1 | 1000 sqft2 of floor space | 1000 sqft served | 13 | DEER:Indoor_CFL_Ltg | 397.0813 | 0 | -40.5639 | SWWH027-05 | 59.9047 | 2024 | 29.5122 | 2024 | 52.5397 | -2.8412 | SWWH027-05 | Com Small Gas Water Heaters - Panel Upgrade - ZEAS 2030 - Cold ¦ SCG ¦ Cold | Com Small Gas Water Heaters - Panel Upgrade - ZEAS 2030 - Cold | 0.22621 | 0.453 | 0 | CBSA 2019 | 23.3598 | 2032 | 1 | SWWH027-05
COM-WATERHEAT-FS-PU-15-ZEAS.69 | Com ¦ Com Heat Pump Water Heater (3.75 UEF - 50 Gal) - Fuel Sub - Panel Upgrade - ZEAS 2030 - Cold ¦ SCG ¦ Cold | Com ¦ Com Heat Pump Water Heater (3.75 UEF - 50 Gal) - Fuel Sub - Panel Upgrade - ZEAS 2030 - Cold | SCG ¦ Cold | SCG | All | Electric & Gas | HPWH (3.75 UEF - 50 Gal) | Efficient |  |  | 1 | Conventional | WaterHeat | Com - Restaurant | Com | ROB Only | 1 | 1000 sqft2 of floor space | 1000 sqft served | 13 | DEER:Indoor_CFL_Ltg | 16107.1964 | 0 | -1787.3839 | SWWH027-05 | 5612.1416 | 2024 | 2764.8377 | 2024 | 3715.192 | -266.1751 | SWWH027-05 | Com Small Gas Water Heaters - Panel Upgrade - ZEAS 2030 - Cold ¦ SCG ¦ Cold | Com Small Gas Water Heaters - Panel Upgrade - ZEAS 2030 - Cold | 0.79319 | 0.453 | 0 | CBSA 2019 | 1056.5074 | 2032 | 1 | SWWH027-05
COM-WATERHEAT-FS-PU-15-ZEAS.70 | Com ¦ Com Heat Pump Water Heater (3.75 UEF - 50 Gal) - Fuel Sub - Panel Upgrade - ZEAS 2030 - Cold ¦ SCG ¦ Cold | Com ¦ Com Heat Pump Water Heater (3.75 UEF - 50 Gal) - Fuel Sub - Panel Upgrade - ZEAS 2030 - Cold | SCG ¦ Cold | SCG | All | Electric & Gas | HPWH (3.75 UEF - 50 Gal) | Efficient |  |  | 1 | Conventional | WaterHeat | Com - Retail | Com | ROB Only | 1 | 1000 sqft2 of floor space | 1000 sqft served | 13 | DEER:Indoor_CFL_Ltg | 252.1826 | 0 | -26.5374 | SWWH027-05 | 80.2441 | 2024 | 39.5325 | 2024 | 35.4192 | -3.8059 | SWWH027-05 | Com Small Gas Water Heaters - Panel Upgrade - ZEAS 2030 - Cold ¦ SCG ¦ Cold | Com Small Gas Water Heaters - Panel Upgrade - ZEAS 2030 - Cold | 0.40063 | 0.453 | 0 | CBSA 2019 | 42.5282 | 2032 | 1 | SWWH027-05
COM-WATERHEAT-FS-PU-15-ZEAS.71 | Com ¦ Com Heat Pump Water Heater (3.75 UEF - 50 Gal) - Fuel Sub - Panel Upgrade - ZEAS 2030 - Cold ¦ SCG ¦ Cold | Com ¦ Com Heat Pump Water Heater (3.75 UEF - 50 Gal) - Fuel Sub - Panel Upgrade - ZEAS 2030 - Cold | SCG ¦ Cold | SCG | All | Electric & Gas | HPWH (3.75 UEF - 50 Gal) | Efficient |  |  | 1 | Conventional | WaterHeat | Com - School | Com | ROB Only | 1 | 1000 sqft2 of floor space | 1000 sqft served | 13 | DEER:Indoor_CFL_Ltg | 1447.0447 | 0 | -147.1997 | SWWH027-05 | 661.001 | 2024 | 325.6441 | 2024 | 543.0634 | -31.3502 | SWWH027-05 | Com Small Gas Water Heaters - Panel Upgrade - ZEAS 2030 - Cold ¦ SCG ¦ Cold | Com Small Gas Water Heaters - Panel Upgrade - ZEAS 2030 - Cold | 0.76922 | 0.453 | 0 | CBSA 2019 | 98.0631 | 2032 | 1 | SWWH027-05
COM-WATERHEAT-FS-PU-15-ZEAS.72 | Com ¦ Com Heat Pump Water Heater (3.75 UEF - 50 Gal) - Fuel Sub - Panel Upgrade - ZEAS 2030 - Cold ¦ SCG ¦ Cold | Com ¦ Com Heat Pump Water Heater (3.75 UEF - 50 Gal) - Fuel Sub - Panel Upgrade - ZEAS 2030 - Cold | SCG ¦ Cold | SCG | All | Electric & Gas | HPWH (3.75 UEF - 50 Gal) | Efficient |  |  | 1 | Conventional | WaterHeat | Com - Warehouse | Com | ROB Only | 1 | 1000 sqft2 of floor space | 1000 sqft served | 13 | DEER:Indoor_CFL_Ltg | 45.1851 | 0 | -4.2447 | SWWH027-05 | 11.9809 | 2024 | 5.9024 | 2024 | 10.5079 | -0.56824 | SWWH027-05 | Com Small Gas Water Heaters - Panel Upgrade - ZEAS 2030 - Cold ¦ SCG ¦ Cold | Com Small Gas Water Heaters - Panel Upgrade - ZEAS 2030 - Cold | 0.1976 | 0.453 | 0 | CBSA 2019 | 4.3502 | 2032 | 1 | SWWH027-05
COM-WATERHEAT-FS-PU-15-ZEAS.73 | Com ¦ Com Heat Pump Water Heater (3.75 UEF - 50 Gal) - Fuel Sub - Panel Upgrade - ZEAS 2030 - Marine ¦ SDG&E ¦ Marine | Com ¦ Com Heat Pump Water Heater (3.75 UEF - 50 Gal) - Fuel Sub - Panel Upgrade - ZEAS 2030 - Marine | SDG&E ¦ Marine | SDG&E | All | Electric & Gas | HPWH (3.75 UEF - 50 Gal) | Efficient |  |  | 1 | Conventional | WaterHeat | Com - College | Com | ROB Only | 1 | 1000 sqft2 of floor space | 1000 sqft served | 13 | DEER:Indoor_CFL_Ltg | 1079.353 | 0 | -123.9986 | SWWH027-05 | 416.329 | 2024 | 205.1057 | 2024 | 356.4084 | -19.7458 | SWWH027-05 | Com Small Gas Water Heaters - Panel Upgrade - ZEAS 2030 - Marine ¦ SDG&E ¦ Marine | Com Small Gas Water Heaters - Panel Upgrade - ZEAS 2030 - Marine | 0.74815 | 0.453 | 0 | CBSA 2019 | 327.5393 | 2032 | 1 | SWWH027-05
COM-WATERHEAT-FS-PU-15-ZEAS.74 | Com ¦ Com Heat Pump Water Heater (3.75 UEF - 50 Gal) - Fuel Sub - Panel Upgrade - ZEAS 2030 - Marine ¦ SDG&E ¦ Marine | Com ¦ Com Heat Pump Water Heater (3.75 UEF - 50 Gal) - Fuel Sub - Panel Upgrade - ZEAS 2030 - Marine | SDG&E ¦ Marine | SDG&E | All | Electric & Gas | HPWH (3.75 UEF - 50 Gal) | Efficient |  |  | 1 | Conventional | WaterHeat | Com - Grocery | Com | ROB Only | 1 | 1000 sqft2 of floor space | 1000 sqft served | 13 | DEER:Indoor_CFL_Ltg | 0 | 0 | 0 | SWWH027-05 | 202.482 | 2024 | 123.4818 | 2024 | 302.9974 | -16.3851 | SWWH027-05 | Com Small Gas Water Heaters - Panel Upgrade - ZEAS 2030 - Marine ¦ SDG&E ¦ Marine | Com Small Gas Water Heaters - Panel Upgrade - ZEAS 2030 - Marine | 0.59609 | 0.453 | 0 | CBSA 2019 | 0 | 2032 | 1 | SWWH027-05
COM-WATERHEAT-FS-PU-15-ZEAS.75 | Com ¦ Com Heat Pump Water Heater (3.75 UEF - 50 Gal) - Fuel Sub - Panel Upgrade - ZEAS 2030 - Marine ¦ SDG&E ¦ Marine | Com ¦ Com Heat Pump Water Heater (3.75 UEF - 50 Gal) - Fuel Sub - Panel Upgrade - ZEAS 2030 - Marine | SDG&E ¦ Marine | SDG&E | All | Electric & Gas | HPWH (3.75 UEF - 50 Gal) | Efficient |  |  | 1 | Conventional | WaterHeat | Com - Health | Com | ROB Only | 1 | 1000 sqft2 of floor space | 1000 sqft served | 13 | DEER:Indoor_CFL_Ltg | 3043.4192 | 0 | -350.4213 | SWWH027-05 | 630.6013 | 2024 | 310.6675 | 2024 | 521.273 | -29.9084 | SWWH027-05 | Com Small Gas Water Heaters - Panel Upgrade - ZEAS 2030 - Marine ¦ SDG&E ¦ Marine | Com Small Gas Water Heaters - Panel Upgrade - ZEAS 2030 - Marine | 0.52611 | 0.453 | 0 | CBSA 2019 | 790.6422 | 2032 | 1 | SWWH027-05
COM-WATERHEAT-FS-PU-15-ZEAS.76 | Com ¦ Com Heat Pump Water Heater (3.75 UEF - 50 Gal) - Fuel Sub - Panel Upgrade - ZEAS 2030 - Marine ¦ SDG&E ¦ Marine | Com ¦ Com Heat Pump Water Heater (3.75 UEF - 50 Gal) - Fuel Sub - Panel Upgrade - ZEAS 2030 - Marine | SDG&E ¦ Marine | SDG&E | All | Electric & Gas | HPWH (3.75 UEF - 50 Gal) | Efficient |  |  | 1 | Conventional | WaterHeat | Com - Lodging | Com | ROB Only | 1 | 1000 sqft2 of floor space | 1000 sqft served | 13 | DEER:Indoor_CFL_Ltg | 2385.458 | 0 | -267.9555 | SWWH027-05 | 396.7798 | 2024 | 195.4747 | 2024 | 323.7383 | -18.8186 | SWWH027-05 | Com Small Gas Water Heaters - Panel Upgrade - ZEAS 2030 - Marine ¦ SDG&E ¦ Marine | Com Small Gas Water Heaters - Panel Upgrade - ZEAS 2030 - Marine | 0.73871 | 0.453 | 0 | CBSA 2019 | 2270.8138 | 2032 | 1 | SWWH027-05
COM-WATERHEAT-FS-PU-15-ZEAS.77 | Com ¦ Com Heat Pump Water Heater (3.75 UEF - 50 Gal) - Fuel Sub - Panel Upgrade - ZEAS 2030 - Marine ¦ SDG&E ¦ Marine | Com ¦ Com Heat Pump Water Heater (3.75 UEF - 50 Gal) - Fuel Sub - Panel Upgrade - ZEAS 2030 - Marine | SDG&E ¦ Marine | SDG&E | All | Electric & Gas | HPWH (3.75 UEF - 50 Gal) | Efficient |  |  | 1 | Conventional | WaterHeat | Com - Office (Large) | Com | ROB Only | 1 | 1000 sqft2 of floor space | 1000 sqft served | 13 | DEER:Indoor_CFL_Ltg | 303.15 | 0 | -35.0899 | SWWH027-05 | 129.5516 | 2024 | 63.824 | 2024 | 113.624 | -6.1444 | SWWH027-05 | Com Small Gas Water Heaters - Panel Upgrade - ZEAS 2030 - Marine ¦ SDG&E ¦ Marine | Com Small Gas Water Heaters - Panel Upgrade - ZEAS 2030 - Marine | 0.46177 | 0.453 | 0 | CBSA 2019 | 127.4292 | 2032 | 1 | SWWH027-05
COM-WATERHEAT-FS-PU-15-ZEAS.78 | Com ¦ Com Heat Pump Water Heater (3.75 UEF - 50 Gal) - Fuel Sub - Panel Upgrade - ZEAS 2030 - Marine ¦ SDG&E ¦ Marine | Com ¦ Com Heat Pump Water Heater (3.75 UEF - 50 Gal) - Fuel Sub - Panel Upgrade - ZEAS 2030 - Marine | SDG&E ¦ Marine | SDG&E | All | Electric & Gas | HPWH (3.75 UEF - 50 Gal) | Efficient |  |  | 1 | Conventional | WaterHeat | Com - Office (Small) | Com | ROB Only | 1 | 1000 sqft2 of floor space | 1000 sqft served | 13 | DEER:Indoor_CFL_Ltg | 282.4218 | 0 | -32.3508 | SWWH027-05 | 129.5516 | 2024 | 63.824 | 2024 | 113.624 | -6.1444 | SWWH027-05 | Com Small Gas Water Heaters - Panel Upgrade - ZEAS 2030 - Marine ¦ SDG&E ¦ Marine | Com Small Gas Water Heaters - Panel Upgrade - ZEAS 2030 - Marine | 0.46177 | 0.453 | 0 | CBSA 2019 | 51.0956 | 2032 | 1 | SWWH027-05
COM-WATERHEAT-FS-PU-15-ZEAS.79 | Com ¦ Com Heat Pump Water Heater (3.75 UEF - 50 Gal) - Fuel Sub - Panel Upgrade - ZEAS 2030 - Marine ¦ SDG&E ¦ Marine | Com ¦ Com Heat Pump Water Heater (3.75 UEF - 50 Gal) - Fuel Sub - Panel Upgrade - ZEAS 2030 - Marine | SDG&E ¦ Marine | SDG&E | All | Electric & Gas | HPWH (3.75 UEF - 50 Gal) | Efficient |  |  | 1 | Conventional | WaterHeat | Com - Other | Com | ROB Only | 1 | 1000 sqft2 of floor space | 1000 sqft served | 13 | DEER:Indoor_CFL_Ltg | 3642.9626 | 0 | -407.1546 | SWWH027-05 | 1071.4626 | 2024 | 527.8592 | 2024 | 939.7326 | -50.8178 | SWWH027-05 | Com Small Gas Water Heaters - Panel Upgrade - ZEAS 2030 - Marine ¦ SDG&E ¦ Marine | Com Small Gas Water Heaters - Panel Upgrade - ZEAS 2030 - Marine | 0.5433 | 0.453 | 0 | CBSA 2019 | 1442.141 | 2032 | 1 | SWWH027-05
COM-WATERHEAT-FS-PU-15-ZEAS.80 | Com ¦ Com Heat Pump Water Heater (3.75 UEF - 50 Gal) - Fuel Sub - Panel Upgrade - ZEAS 2030 - Marine ¦ SDG&E ¦ Marine | Com ¦ Com Heat Pump Water Heater (3.75 UEF - 50 Gal) - Fuel Sub - Panel Upgrade - ZEAS 2030 - Marine | SDG&E ¦ Marine | SDG&E | All | Electric & Gas | HPWH (3.75 UEF - 50 Gal) | Efficient |  |  | 1 | Conventional | WaterHeat | Com - Refrig. Warehouse | Com | ROB Only | 1 | 1000 sqft2 of floor space | 1000 sqft served | 13 | DEER:Indoor_CFL_Ltg | 301.2341 | 0 | -35.0869 | SWWH027-05 | 59.9047 | 2024 | 29.5122 | 2024 | 52.5397 | -2.8412 | SWWH027-05 | Com Small Gas Water Heaters - Panel Upgrade - ZEAS 2030 - Marine ¦ SDG&E ¦ Marine | Com Small Gas Water Heaters - Panel Upgrade - ZEAS 2030 - Marine | 0.22621 | 0.453 | 0 | CBSA 2019 | 20.9604 | 2032 | 1 | SWWH027-05
COM-WATERHEAT-FS-PU-15-ZEAS.81 | Com ¦ Com Heat Pump Water Heater (3.75 UEF - 50 Gal) - Fuel Sub - Panel Upgrade - ZEAS 2030 - Marine ¦ SDG&E ¦ Marine | Com ¦ Com Heat Pump Water Heater (3.75 UEF - 50 Gal) - Fuel Sub - Panel Upgrade - ZEAS 2030 - Marine | SDG&E ¦ Marine | SDG&E | All | Electric & Gas | HPWH (3.75 UEF - 50 Gal) | Efficient |  |  | 1 | Conventional | WaterHeat | Com - Restaurant | Com | ROB Only | 1 | 1000 sqft2 of floor space | 1000 sqft served | 13 | DEER:Indoor_CFL_Ltg | 12945.5393 | 0 | -1563.1821 | SWWH027-05 | 5612.1416 | 2024 | 2764.8377 | 2024 | 3715.192 | -266.1751 | SWWH027-05 | Com Small Gas Water Heaters - Panel Upgrade - ZEAS 2030 - Marine ¦ SDG&E ¦ Marine | Com Small Gas Water Heaters - Panel Upgrade - ZEAS 2030 - Marine | 0.79319 | 0.453 | 0 | CBSA 2019 | 944.2646 | 2032 | 1 | SWWH027-05
COM-WATERHEAT-FS-PU-15-ZEAS.82 | Com ¦ Com Heat Pump Water Heater (3.75 UEF - 50 Gal) - Fuel Sub - Panel Upgrade - ZEAS 2030 - Marine ¦ SDG&E ¦ Marine | Com ¦ Com Heat Pump Water Heater (3.75 UEF - 50 Gal) - Fuel Sub - Panel Upgrade - ZEAS 2030 - Marine | SDG&E ¦ Marine | SDG&E | All | Electric & Gas | HPWH (3.75 UEF - 50 Gal) | Efficient |  |  | 1 | Conventional | WaterHeat | Com - Retail | Com | ROB Only | 1 | 1000 sqft2 of floor space | 1000 sqft served | 13 | DEER:Indoor_CFL_Ltg | 202.4499 | 0 | -23.0667 | SWWH027-05 | 80.2441 | 2024 | 39.5325 | 2024 | 35.4192 | -3.8059 | SWWH027-05 | Com Small Gas Water Heaters - Panel Upgrade - ZEAS 2030 - Marine ¦ SDG&E ¦ Marine | Com Small Gas Water Heaters - Panel Upgrade - ZEAS 2030 - Marine | 0.40063 | 0.453 | 0 | CBSA 2019 | 42.8509 | 2032 | 1 | SWWH027-05
COM-WATERHEAT-FS-PU-15-ZEAS.83 | Com ¦ Com Heat Pump Water Heater (3.75 UEF - 50 Gal) - Fuel Sub - Panel Upgrade - ZEAS 2030 - Marine ¦ SDG&E ¦ Marine | Com ¦ Com Heat Pump Water Heater (3.75 UEF - 50 Gal) - Fuel Sub - Panel Upgrade - ZEAS 2030 - Marine | SDG&E ¦ Marine | SDG&E | All | Electric & Gas | HPWH (3.75 UEF - 50 Gal) | Efficient |  |  | 1 | Conventional | WaterHeat | Com - School | Com | ROB Only | 1 | 1000 sqft2 of floor space | 1000 sqft served | 13 | DEER:Indoor_CFL_Ltg | 1075.3718 | 0 | -127.9363 | SWWH027-05 | 661.001 | 2024 | 325.6441 | 2024 | 543.0634 | -31.3502 | SWWH027-05 | Com Small Gas Water Heaters - Panel Upgrade - ZEAS 2030 - Marine ¦ SDG&E ¦ Marine | Com Small Gas Water Heaters - Panel Upgrade - ZEAS 2030 - Marine | 0.76922 | 0.453 | 0 | CBSA 2019 | 115.2457 | 2032 | 1 | SWWH027-05
COM-WATERHEAT-FS-PU-15-ZEAS.84 | Com ¦ Com Heat Pump Water Heater (3.75 UEF - 50 Gal) - Fuel Sub - Panel Upgrade - ZEAS 2030 - Marine ¦ SDG&E ¦ Marine | Com ¦ Com Heat Pump Water Heater (3.75 UEF - 50 Gal) - Fuel Sub - Panel Upgrade - ZEAS 2030 - Marine | SDG&E ¦ Marine | SDG&E | All | Electric & Gas | HPWH (3.75 UEF - 50 Gal) | Efficient |  |  | 1 | Conventional | WaterHeat | Com - Warehouse | Com | ROB Only | 1 | 1000 sqft2 of floor space | 1000 sqft served | 13 | DEER:Indoor_CFL_Ltg | 32.7592 | 0 | -3.697 | SWWH027-05 | 11.9809 | 2024 | 5.9024 | 2024 | 10.5079 | -0.56824 | SWWH027-05 | Com Small Gas Water Heaters - Panel Upgrade - ZEAS 2030 - Marine ¦ SDG&E ¦ Marine | Com Small Gas Water Heaters - Panel Upgrade - ZEAS 2030 - Marine | 0.1976 | 0.453 | 0 | CBSA 2019 | 5.7657 | 2032 | 1 | SWWH027-05
COM-WATERHEAT-FS-PU-15-ZEAS.85 | Com ¦ Com Heat Pump Water Heater (3.75 UEF - 50 Gal) - Fuel Sub - Panel Upgrade - ZEAS 2030 - Hot-Dry ¦ SDG&E ¦ Hot-Dry | Com ¦ Com Heat Pump Water Heater (3.75 UEF - 50 Gal) - Fuel Sub - Panel Upgrade - ZEAS 2030 - Hot-Dry | SDG&E ¦ Hot-Dry | SDG&E | All | Electric & Gas | HPWH (3.75 UEF - 50 Gal) | Efficient |  |  | 1 | Conventional | WaterHeat | Com - College | Com | ROB Only | 1 | 1000 sqft2 of floor space | 1000 sqft served | 13 | DEER:Indoor_CFL_Ltg | 539.0817 | 0 | -61.9617 | SWWH027-05 | 208.1645 | 2024 | 102.5529 | 2024 | 356.4084 | -19.7458 | SWWH027-05 | Com Small Gas Water Heaters - Panel Upgrade - ZEAS 2030 - Hot-Dry ¦ SDG&E ¦ Hot-Dry | Com Small Gas Water Heaters - Panel Upgrade - ZEAS 2030 - Hot-Dry | 0.74815 | 0.453 | 0 | CBSA 2019 | 163.6904 | 2032 | 1 | SWWH027-05
COM-WATERHEAT-FS-PU-15-ZEAS.86 | Com ¦ Com Heat Pump Water Heater (3.75 UEF - 50 Gal) - Fuel Sub - Panel Upgrade - ZEAS 2030 - Hot-Dry ¦ SDG&E ¦ Hot-Dry | Com ¦ Com Heat Pump Water Heater (3.75 UEF - 50 Gal) - Fuel Sub - Panel Upgrade - ZEAS 2030 - Hot-Dry | SDG&E ¦ Hot-Dry | SDG&E | All | Electric & Gas | HPWH (3.75 UEF - 50 Gal) | Efficient |  |  | 1 | Conventional | WaterHeat | Com - Grocery | Com | ROB Only | 1 | 1000 sqft2 of floor space | 1000 sqft served | 13 | DEER:Indoor_CFL_Ltg | 0 | 0 | 0 | SWWH027-05 | 101.241 | 2024 | 61.7409 | 2024 | 302.9974 | -16.3851 | SWWH027-05 | Com Small Gas Water Heaters - Panel Upgrade - ZEAS 2030 - Hot-Dry ¦ SDG&E ¦ Hot-Dry | Com Small Gas Water Heaters - Panel Upgrade - ZEAS 2030 - Hot-Dry | 0.59609 | 0.453 | 0 | CBSA 2019 | 0 | 2032 | 1 | SWWH027-05
COM-WATERHEAT-FS-PU-15-ZEAS.87 | Com ¦ Com Heat Pump Water Heater (3.75 UEF - 50 Gal) - Fuel Sub - Panel Upgrade - ZEAS 2030 - Hot-Dry ¦ SDG&E ¦ Hot-Dry | Com ¦ Com Heat Pump Water Heater (3.75 UEF - 50 Gal) - Fuel Sub - Panel Upgrade - ZEAS 2030 - Hot-Dry | SDG&E ¦ Hot-Dry | SDG&E | All | Electric & Gas | HPWH (3.75 UEF - 50 Gal) | Efficient |  |  | 1 | Conventional | WaterHeat | Com - Health | Com | ROB Only | 1 | 1000 sqft2 of floor space | 1000 sqft served | 13 | DEER:Indoor_CFL_Ltg | 1517.8839 | 0 | -174.6924 | SWWH027-05 | 315.3006 | 2024 | 155.3338 | 2024 | 521.273 | -29.9084 | SWWH027-05 | Com Small Gas Water Heaters - Panel Upgrade - ZEAS 2030 - Hot-Dry ¦ SDG&E ¦ Hot-Dry | Com Small Gas Water Heaters - Panel Upgrade - ZEAS 2030 - Hot-Dry | 0.52611 | 0.453 | 0 | CBSA 2019 | 394.1075 | 2032 | 1 | SWWH027-05
COM-WATERHEAT-FS-PU-15-ZEAS.88 | Com ¦ Com Heat Pump Water Heater (3.75 UEF - 50 Gal) - Fuel Sub - Panel Upgrade - ZEAS 2030 - Hot-Dry ¦ SDG&E ¦ Hot-Dry | Com ¦ Com Heat Pump Water Heater (3.75 UEF - 50 Gal) - Fuel Sub - Panel Upgrade - ZEAS 2030 - Hot-Dry | SDG&E ¦ Hot-Dry | SDG&E | All | Electric & Gas | HPWH (3.75 UEF - 50 Gal) | Efficient |  |  | 1 | Conventional | WaterHeat | Com - Lodging | Com | ROB Only | 1 | 1000 sqft2 of floor space | 1000 sqft served | 13 | DEER:Indoor_CFL_Ltg | 1187.1981 | 0 | -133.4281 | SWWH027-05 | 198.3899 | 2024 | 97.7373 | 2024 | 323.7383 | -18.8186 | SWWH027-05 | Com Small Gas Water Heaters - Panel Upgrade - ZEAS 2030 - Hot-Dry ¦ SDG&E ¦ Hot-Dry | Com Small Gas Water Heaters - Panel Upgrade - ZEAS 2030 - Hot-Dry | 0.73871 | 0.453 | 0 | CBSA 2019 | 1130.8493 | 2032 | 1 | SWWH027-05
COM-WATERHEAT-FS-PU-15-ZEAS.89 | Com ¦ Com Heat Pump Water Heater (3.75 UEF - 50 Gal) - Fuel Sub - Panel Upgrade - ZEAS 2030 - Hot-Dry ¦ SDG&E ¦ Hot-Dry | Com ¦ Com Heat Pump Water Heater (3.75 UEF - 50 Gal) - Fuel Sub - Panel Upgrade - ZEAS 2030 - Hot-Dry | SDG&E ¦ Hot-Dry | SDG&E | All | Electric & Gas | HPWH (3.75 UEF - 50 Gal) | Efficient |  |  | 1 | Conventional | WaterHeat | Com - Office (Large) | Com | ROB Only | 1 | 1000 sqft2 of floor space | 1000 sqft served | 13 | DEER:Indoor_CFL_Ltg | 151.3899 | 0 | -17.4894 | SWWH027-05 | 64.7758 | 2024 | 31.912 | 2024 | 113.624 | -6.1444 | SWWH027-05 | Com Small Gas Water Heaters - Panel Upgrade - ZEAS 2030 - Hot-Dry ¦ SDG&E ¦ Hot-Dry | Com Small Gas Water Heaters - Panel Upgrade - ZEAS 2030 - Hot-Dry | 0.46177 | 0.453 | 0 | CBSA 2019 | 63.4837 | 2032 | 1 | SWWH027-05
COM-WATERHEAT-FS-PU-15-ZEAS.90 | Com ¦ Com Heat Pump Water Heater (3.75 UEF - 50 Gal) - Fuel Sub - Panel Upgrade - ZEAS 2030 - Hot-Dry ¦ SDG&E ¦ Hot-Dry | Com ¦ Com Heat Pump Water Heater (3.75 UEF - 50 Gal) - Fuel Sub - Panel Upgrade - ZEAS 2030 - Hot-Dry | SDG&E ¦ Hot-Dry | SDG&E | All | Electric & Gas | HPWH (3.75 UEF - 50 Gal) | Efficient |  |  | 1 | Conventional | WaterHeat | Com - Office (Small) | Com | ROB Only | 1 | 1000 sqft2 of floor space | 1000 sqft served | 13 | DEER:Indoor_CFL_Ltg | 141.0258 | 0 | -16.1384 | SWWH027-05 | 64.7758 | 2024 | 31.912 | 2024 | 113.624 | -6.1444 | SWWH027-05 | Com Small Gas Water Heaters - Panel Upgrade - ZEAS 2030 - Hot-Dry ¦ SDG&E ¦ Hot-Dry | Com Small Gas Water Heaters - Panel Upgrade - ZEAS 2030 - Hot-Dry | 0.46177 | 0.453 | 0 | CBSA 2019 | 25.483 | 2032 | 1 | SWWH027-05
COM-WATERHEAT-FS-PU-15-ZEAS.91 | Com ¦ Com Heat Pump Water Heater (3.75 UEF - 50 Gal) - Fuel Sub - Panel Upgrade - ZEAS 2030 - Hot-Dry ¦ SDG&E ¦ Hot-Dry | Com ¦ Com Heat Pump Water Heater (3.75 UEF - 50 Gal) - Fuel Sub - Panel Upgrade - ZEAS 2030 - Hot-Dry | SDG&E ¦ Hot-Dry | SDG&E | All | Electric & Gas | HPWH (3.75 UEF - 50 Gal) | Efficient |  |  | 1 | Conventional | WaterHeat | Com - Other | Com | ROB Only | 1 | 1000 sqft2 of floor space | 1000 sqft served | 13 | DEER:Indoor_CFL_Ltg | 1821.4813 | 0 | -203.5773 | SWWH027-05 | 535.7313 | 2024 | 263.9296 | 2024 | 939.7326 | -50.8178 | SWWH027-05 | Com Small Gas Water Heaters - Panel Upgrade - ZEAS 2030 - Hot-Dry ¦ SDG&E ¦ Hot-Dry | Com Small Gas Water Heaters - Panel Upgrade - ZEAS 2030 - Hot-Dry | 0.5433 | 0.453 | 0 | CBSA 2019 | 721.0705 | 2032 | 1 | SWWH027-05
COM-WATERHEAT-FS-PU-15-ZEAS.92 | Com ¦ Com Heat Pump Water Heater (3.75 UEF - 50 Gal) - Fuel Sub - Panel Upgrade - ZEAS 2030 - Hot-Dry ¦ SDG&E ¦ Hot-Dry | Com ¦ Com Heat Pump Water Heater (3.75 UEF - 50 Gal) - Fuel Sub - Panel Upgrade - ZEAS 2030 - Hot-Dry | SDG&E ¦ Hot-Dry | SDG&E | All | Electric & Gas | HPWH (3.75 UEF - 50 Gal) | Efficient |  |  | 1 | Conventional | WaterHeat | Com - Refrig. Warehouse | Com | ROB Only | 1 | 1000 sqft2 of floor space | 1000 sqft served | 13 | DEER:Indoor_CFL_Ltg | 150.617 | 0 | -17.5435 | SWWH027-05 | 29.9523 | 2024 | 14.7561 | 2024 | 52.5397 | -2.8412 | SWWH027-05 | Com Small Gas Water Heaters - Panel Upgrade - ZEAS 2030 - Hot-Dry ¦ SDG&E ¦ Hot-Dry | Com Small Gas Water Heaters - Panel Upgrade - ZEAS 2030 - Hot-Dry | 0.22621 | 0.453 | 0 | CBSA 2019 | 10.4802 | 2032 | 1 | SWWH027-05
COM-WATERHEAT-FS-PU-15-ZEAS.93 | Com ¦ Com Heat Pump Water Heater (3.75 UEF - 50 Gal) - Fuel Sub - Panel Upgrade - ZEAS 2030 - Hot-Dry ¦ SDG&E ¦ Hot-Dry | Com ¦ Com Heat Pump Water Heater (3.75 UEF - 50 Gal) - Fuel Sub - Panel Upgrade - ZEAS 2030 - Hot-Dry | SDG&E ¦ Hot-Dry | SDG&E | All | Electric & Gas | HPWH (3.75 UEF - 50 Gal) | Efficient |  |  | 1 | Conventional | WaterHeat | Com - Restaurant | Com | ROB Only | 1 | 1000 sqft2 of floor space | 1000 sqft served | 13 | DEER:Indoor_CFL_Ltg | 6464.7523 | 0 | -779.9876 | SWWH027-05 | 2806.0708 | 2024 | 1382.4189 | 2024 | 3715.192 | -266.1751 | SWWH027-05 | Com Small Gas Water Heaters - Panel Upgrade - ZEAS 2030 - Hot-Dry ¦ SDG&E ¦ Hot-Dry | Com Small Gas Water Heaters - Panel Upgrade - ZEAS 2030 - Hot-Dry | 0.79319 | 0.453 | 0 | CBSA 2019 | 471.0702 | 2032 | 1 | SWWH027-05
COM-WATERHEAT-FS-PU-15-ZEAS.94 | Com ¦ Com Heat Pump Water Heater (3.75 UEF - 50 Gal) - Fuel Sub - Panel Upgrade - ZEAS 2030 - Hot-Dry ¦ SDG&E ¦ Hot-Dry | Com ¦ Com Heat Pump Water Heater (3.75 UEF - 50 Gal) - Fuel Sub - Panel Upgrade - ZEAS 2030 - Hot-Dry | SDG&E ¦ Hot-Dry | SDG&E | All | Electric & Gas | HPWH (3.75 UEF - 50 Gal) | Efficient |  |  | 1 | Conventional | WaterHeat | Com - Retail | Com | ROB Only | 1 | 1000 sqft2 of floor space | 1000 sqft served | 13 | DEER:Indoor_CFL_Ltg | 101.1202 | 0 | -11.5052 | SWWH027-05 | 40.1221 | 2024 | 19.7663 | 2024 | 35.4192 | -3.8059 | SWWH027-05 | Com Small Gas Water Heaters - Panel Upgrade - ZEAS 2030 - Hot-Dry ¦ SDG&E ¦ Hot-Dry | Com Small Gas Water Heaters - Panel Upgrade - ZEAS 2030 - Hot-Dry | 0.40063 | 0.453 | 0 | CBSA 2019 | 21.3235 | 2032 | 1 | SWWH027-05
COM-WATERHEAT-FS-PU-15-ZEAS.95 | Com ¦ Com Heat Pump Water Heater (3.75 UEF - 50 Gal) - Fuel Sub - Panel Upgrade - ZEAS 2030 - Hot-Dry ¦ SDG&E ¦ Hot-Dry | Com ¦ Com Heat Pump Water Heater (3.75 UEF - 50 Gal) - Fuel Sub - Panel Upgrade - ZEAS 2030 - Hot-Dry | SDG&E ¦ Hot-Dry | SDG&E | All | Electric & Gas | HPWH (3.75 UEF - 50 Gal) | Efficient |  |  | 1 | Conventional | WaterHeat | Com - School | Com | ROB Only | 1 | 1000 sqft2 of floor space | 1000 sqft served | 13 | DEER:Indoor_CFL_Ltg | 536.6058 | 0 | -63.6849 | SWWH027-05 | 330.5005 | 2024 | 162.822 | 2024 | 543.0634 | -31.3502 | SWWH027-05 | Com Small Gas Water Heaters - Panel Upgrade - ZEAS 2030 - Hot-Dry ¦ SDG&E ¦ Hot-Dry | Com Small Gas Water Heaters - Panel Upgrade - ZEAS 2030 - Hot-Dry | 0.76922 | 0.453 | 0 | CBSA 2019 | 57.1534 | 2032 | 1 | SWWH027-05
COM-WATERHEAT-FS-PU-15-ZEAS.96 | Com ¦ Com Heat Pump Water Heater (3.75 UEF - 50 Gal) - Fuel Sub - Panel Upgrade - ZEAS 2030 - Hot-Dry ¦ SDG&E ¦ Hot-Dry | Com ¦ Com Heat Pump Water Heater (3.75 UEF - 50 Gal) - Fuel Sub - Panel Upgrade - ZEAS 2030 - Hot-Dry | SDG&E ¦ Hot-Dry | SDG&E | All | Electric & Gas | HPWH (3.75 UEF - 50 Gal) | Efficient |  |  | 1 | Conventional | WaterHeat | Com - Warehouse | Com | ROB Only | 1 | 1000 sqft2 of floor space | 1000 sqft served | 13 | DEER:Indoor_CFL_Ltg | 16.3967 | 0 | -1.8485 | SWWH027-05 | 5.9905 | 2024 | 2.9512 | 2024 | 10.5079 | -0.56824 | SWWH027-05 | Com Small Gas Water Heaters - Panel Upgrade - ZEAS 2030 - Hot-Dry ¦ SDG&E ¦ Hot-Dry | Com Small Gas Water Heaters - Panel Upgrade - ZEAS 2030 - Hot-Dry | 0.1976 | 0.453 | 0 | CBSA 2019 | 2.8777 | 2032 | 1 | SWWH027-05
COM-WATERHEAT-FS-20-ZEAS.1 | Com ¦ Com Code Large Gas Water Heater (100+ Gal, 200+ kBtuh - 0.80 Et) - ZEAS 2030 - Marine ¦ PG&E ¦ Marine | Com ¦ Com Code Large Gas Water Heater (100+ Gal, 200+ kBtuh - 0.80 Et) - ZEAS 2030 - Marine | PG&E ¦ Marine | PG&E | All | Electric & Gas | Large gas WH (avg. 100+ gal 0.80 ET, 200+ kBtuh 0.83 ET) | Average Existing and Code |  | 2030 | 1 | Conventional | WaterHeat | Com - College | Com | ROB and NEW | 0 | 1000 sqft2 of floor space | 1000 sqft served | 13 | DEER:Indoor_CFL_Ltg | 0 | 0 | 0 | SWWH028-05 | 88.6522 | 2026 | 69.4703 | 2026 | 0 | 0 | SWWH028-05 | Com Large Gas Water Heaters - ZEAS 2030 - Marine ¦ PG&E ¦ Marine | Com Large Gas Water Heaters - ZEAS 2030 - Marine | 0.17915 | 0.546 | 1 | CBSA 2019 | 0 | 2012 | 1 | SWWH028-05
COM-WATERHEAT-FS-20-ZEAS.2 | Com ¦ Com Code Large Gas Water Heater (100+ Gal, 200+ kBtuh - 0.80 Et) - ZEAS 2030 - Marine ¦ PG&E ¦ Marine | Com ¦ Com Code Large Gas Water Heater (100+ Gal, 200+ kBtuh - 0.80 Et) - ZEAS 2030 - Marine | PG&E ¦ Marine | PG&E | All | Electric & Gas | Large gas WH (avg. 100+ gal 0.80 ET, 200+ kBtuh 0.83 ET) | Average Existing and Code |  | 2030 | 1 | Conventional | WaterHeat | Com - Grocery | Com | ROB and NEW | 0 | 1000 sqft2 of floor space | 1000 sqft served | 13 | DEER:Indoor_CFL_Ltg | 0 | 0 | 0 | SWWH028-05 | 73.5638 | 2026 | 57.6467 | 2026 | 0 | 0 | SWWH028-05 | Com Large Gas Water Heaters - ZEAS 2030 - Marine ¦ PG&E ¦ Marine | Com Large Gas Water Heaters - ZEAS 2030 - Marine | 0.039805 | 0.546 | 1 | CBSA 2019 | 0 | 2012 | 1 | SWWH028-05
COM-WATERHEAT-FS-20-ZEAS.3 | Com ¦ Com Code Large Gas Water Heater (100+ Gal, 200+ kBtuh - 0.80 Et) - ZEAS 2030 - Marine ¦ PG&E ¦ Marine | Com ¦ Com Code Large Gas Water Heater (100+ Gal, 200+ kBtuh - 0.80 Et) - ZEAS 2030 - Marine | PG&E ¦ Marine | PG&E | All | Electric & Gas | Large gas WH (avg. 100+ gal 0.80 ET, 200+ kBtuh 0.83 ET) | Average Existing and Code |  | 2030 | 1 | Conventional | WaterHeat | Com - Health | Com | ROB and NEW | 0 | 1000 sqft2 of floor space | 1000 sqft served | 13 | DEER:Indoor_CFL_Ltg | 0 | 0 | 0 | SWWH028-05 | 134.2789 | 2026 | 105.2246 | 2026 | 0 | 0 | SWWH028-05 | Com Large Gas Water Heaters - ZEAS 2030 - Marine ¦ PG&E ¦ Marine | Com Large Gas Water Heaters - ZEAS 2030 - Marine | 0.18279 | 0.546 | 1 | CBSA 2019 | 0 | 2012 | 1 | SWWH028-05
COM-WATERHEAT-FS-20-ZEAS.4 | Com ¦ Com Code Large Gas Water Heater (100+ Gal, 200+ kBtuh - 0.80 Et) - ZEAS 2030 - Marine ¦ PG&E ¦ Marine | Com ¦ Com Code Large Gas Water Heater (100+ Gal, 200+ kBtuh - 0.80 Et) - ZEAS 2030 - Marine | PG&E ¦ Marine | PG&E | All | Electric & Gas | Large gas WH (avg. 100+ gal 0.80 ET, 200+ kBtuh 0.83 ET) | Average Existing and Code |  | 2030 | 1 | Conventional | WaterHeat | Com - Lodging | Com | ROB and NEW | 0 | 1000 sqft2 of floor space | 1000 sqft served | 13 | DEER:Indoor_CFL_Ltg | 0 | 0 | 0 | SWWH028-05 | 84.4894 | 2026 | 66.2082 | 2026 | 0 | 0 | SWWH028-05 | Com Large Gas Water Heaters - ZEAS 2030 - Marine ¦ PG&E ¦ Marine | Com Large Gas Water Heaters - ZEAS 2030 - Marine | 0.29635 | 0.546 | 1 | CBSA 2019 | 0 | 2012 | 1 | SWWH028-05
COM-WATERHEAT-FS-20-ZEAS.5 | Com ¦ Com Code Large Gas Water Heater (100+ Gal, 200+ kBtuh - 0.80 Et) - ZEAS 2030 - Marine ¦ PG&E ¦ Marine | Com ¦ Com Code Large Gas Water Heater (100+ Gal, 200+ kBtuh - 0.80 Et) - ZEAS 2030 - Marine | PG&E ¦ Marine | PG&E | All | Electric & Gas | Large gas WH (avg. 100+ gal 0.80 ET, 200+ kBtuh 0.83 ET) | Average Existing and Code |  | 2030 | 1 | Conventional | WaterHeat | Com - Office (Large) | Com | ROB and NEW | 0 | 1000 sqft2 of floor space | 1000 sqft served | 13 | DEER:Indoor_CFL_Ltg | 0 | 0 | 0 | SWWH028-05 | 27.5864 | 2026 | 21.6175 | 2026 | 0 | 0 | SWWH028-05 | Com Large Gas Water Heaters - ZEAS 2030 - Marine ¦ PG&E ¦ Marine | Com Large Gas Water Heaters - ZEAS 2030 - Marine | 0.04091 | 0.546 | 1 | CBSA 2019 | 0 | 2012 | 1 | SWWH028-05
COM-WATERHEAT-FS-20-ZEAS.6 | Com ¦ Com Code Large Gas Water Heater (100+ Gal, 200+ kBtuh - 0.80 Et) - ZEAS 2030 - Marine ¦ PG&E ¦ Marine | Com ¦ Com Code Large Gas Water Heater (100+ Gal, 200+ kBtuh - 0.80 Et) - ZEAS 2030 - Marine | PG&E ¦ Marine | PG&E | All | Electric & Gas | Large gas WH (avg. 100+ gal 0.80 ET, 200+ kBtuh 0.83 ET) | Average Existing and Code |  | 2030 | 1 | Conventional | WaterHeat | Com - Office (Small) | Com | ROB and NEW | 0 | 1000 sqft2 of floor space | 1000 sqft served | 13 | DEER:Indoor_CFL_Ltg | 0 | 0 | 0 | SWWH028-05 | 27.5864 | 2026 | 21.6175 | 2026 | 0 | 0 | SWWH028-05 | Com Large Gas Water Heaters - ZEAS 2030 - Marine ¦ PG&E ¦ Marine | Com Large Gas Water Heaters - ZEAS 2030 - Marine | 0.04091 | 0.546 | 1 | CBSA 2019 | 0 | 2012 | 1 | SWWH028-05
COM-WATERHEAT-FS-20-ZEAS.7 | Com ¦ Com Code Large Gas Water Heater (100+ Gal, 200+ kBtuh - 0.80 Et) - ZEAS 2030 - Marine ¦ PG&E ¦ Marine | Com ¦ Com Code Large Gas Water Heater (100+ Gal, 200+ kBtuh - 0.80 Et) - ZEAS 2030 - Marine | PG&E ¦ Marine | PG&E | All | Electric & Gas | Large gas WH (avg. 100+ gal 0.80 ET, 200+ kBtuh 0.83 ET) | Average Existing and Code |  | 2030 | 1 | Conventional | WaterHeat | Com - Other | Com | ROB and NEW | 0 | 1000 sqft2 of floor space | 1000 sqft served | 13 | DEER:Indoor_CFL_Ltg | 0 | 0 | 0 | SWWH028-05 | 228.1549 | 2026 | 178.7885 | 2026 | 0 | 0 | SWWH028-05 | Com Large Gas Water Heaters - ZEAS 2030 - Marine ¦ PG&E ¦ Marine | Com Large Gas Water Heaters - ZEAS 2030 - Marine | 0.16753 | 0.546 | 1 | CBSA 2019 | 0 | 2012 | 1 | SWWH028-05
COM-WATERHEAT-FS-20-ZEAS.8 | Com ¦ Com Code Large Gas Water Heater (100+ Gal, 200+ kBtuh - 0.80 Et) - ZEAS 2030 - Marine ¦ PG&E ¦ Marine | Com ¦ Com Code Large Gas Water Heater (100+ Gal, 200+ kBtuh - 0.80 Et) - ZEAS 2030 - Marine | PG&E ¦ Marine | PG&E | All | Electric & Gas | Large gas WH (avg. 100+ gal 0.80 ET, 200+ kBtuh 0.83 ET) | Average Existing and Code |  | 2030 | 1 | Conventional | WaterHeat | Com - Refrig. Warehouse | Com | ROB and NEW | 0 | 1000 sqft2 of floor space | 1000 sqft served | 13 | DEER:Indoor_CFL_Ltg | 0 | 0 | 0 | SWWH028-05 | 12.756 | 2026 | 9.9959 | 2026 | 0 | 0 | SWWH028-05 | Com Large Gas Water Heaters - ZEAS 2030 - Marine ¦ PG&E ¦ Marine | Com Large Gas Water Heaters - ZEAS 2030 - Marine | 0.095771 | 0.546 | 1 | CBSA 2019 | 0 | 2012 | 1 | SWWH028-05
COM-WATERHEAT-FS-20-ZEAS.9 | Com ¦ Com Code Large Gas Water Heater (100+ Gal, 200+ kBtuh - 0.80 Et) - ZEAS 2030 - Marine ¦ PG&E ¦ Marine | Com ¦ Com Code Large Gas Water Heater (100+ Gal, 200+ kBtuh - 0.80 Et) - ZEAS 2030 - Marine | PG&E ¦ Marine | PG&E | All | Electric & Gas | Large gas WH (avg. 100+ gal 0.80 ET, 200+ kBtuh 0.83 ET) | Average Existing and Code |  | 2030 | 1 | Conventional | WaterHeat | Com - Restaurant | Com | ROB and NEW | 0 | 1000 sqft2 of floor space | 1000 sqft served | 13 | DEER:Indoor_CFL_Ltg | 0 | 0 | 0 | SWWH028-05 | 1195.0371 | 2026 | 936.4641 | 2026 | 0 | 0 | SWWH028-05 | Com Large Gas Water Heaters - ZEAS 2030 - Marine ¦ PG&E ¦ Marine | Com Large Gas Water Heaters - ZEAS 2030 - Marine | 0.047202 | 0.546 | 1 | CBSA 2019 | 0 | 2012 | 1 | SWWH028-05
COM-WATERHEAT-FS-20-ZEAS.10 | Com ¦ Com Code Large Gas Water Heater (100+ Gal, 200+ kBtuh - 0.80 Et) - ZEAS 2030 - Marine ¦ PG&E ¦ Marine | Com ¦ Com Code Large Gas Water Heater (100+ Gal, 200+ kBtuh - 0.80 Et) - ZEAS 2030 - Marine | PG&E ¦ Marine | PG&E | All | Electric & Gas | Large gas WH (avg. 100+ gal 0.80 ET, 200+ kBtuh 0.83 ET) | Average Existing and Code |  | 2030 | 1 | Conventional | WaterHeat | Com - Retail | Com | ROB and NEW | 0 | 1000 sqft2 of floor space | 1000 sqft served | 13 | DEER:Indoor_CFL_Ltg | 0 | 0 | 0 | SWWH028-05 | 17.087 | 2026 | 13.3899 | 2026 | 0 | 0 | SWWH028-05 | Com Large Gas Water Heaters - ZEAS 2030 - Marine ¦ PG&E ¦ Marine | Com Large Gas Water Heaters - ZEAS 2030 - Marine | 0.004808 | 0.546 | 1 | CBSA 2019 | 0 | 2012 | 1 | SWWH028-05
COM-WATERHEAT-FS-20-ZEAS.11 | Com ¦ Com Code Large Gas Water Heater (100+ Gal, 200+ kBtuh - 0.80 Et) - ZEAS 2030 - Marine ¦ PG&E ¦ Marine | Com ¦ Com Code Large Gas Water Heater (100+ Gal, 200+ kBtuh - 0.80 Et) - ZEAS 2030 - Marine | PG&E ¦ Marine | PG&E | All | Electric & Gas | Large gas WH (avg. 100+ gal 0.80 ET, 200+ kBtuh 0.83 ET) | Average Existing and Code |  | 2030 | 1 | Conventional | WaterHeat | Com - School | Com | ROB and NEW | 0 | 1000 sqft2 of floor space | 1000 sqft served | 13 | DEER:Indoor_CFL_Ltg | 0 | 0 | 0 | SWWH028-05 | 140.7521 | 2026 | 110.2972 | 2026 | 0 | 0 | SWWH028-05 | Com Large Gas Water Heaters - ZEAS 2030 - Marine ¦ PG&E ¦ Marine | Com Large Gas Water Heaters - ZEAS 2030 - Marine | 0.072836 | 0.546 | 1 | CBSA 2019 | 0 | 2012 | 1 | SWWH028-05
COM-WATERHEAT-FS-20-ZEAS.12 | Com ¦ Com Code Large Gas Water Heater (100+ Gal, 200+ kBtuh - 0.80 Et) - ZEAS 2030 - Marine ¦ PG&E ¦ Marine | Com ¦ Com Code Large Gas Water Heater (100+ Gal, 200+ kBtuh - 0.80 Et) - ZEAS 2030 - Marine | PG&E ¦ Marine | PG&E | All | Electric & Gas | Large gas WH (avg. 100+ gal 0.80 ET, 200+ kBtuh 0.83 ET) | Average Existing and Code |  | 2030 | 1 | Conventional | WaterHeat | Com - Warehouse | Com | ROB and NEW | 0 | 1000 sqft2 of floor space | 1000 sqft served | 13 | DEER:Indoor_CFL_Ltg | 0 | 0 | 0 | SWWH028-05 | 2.5512 | 2026 | 1.9992 | 2026 | 0 | 0 | SWWH028-05 | Com Large Gas Water Heaters - ZEAS 2030 - Marine ¦ PG&E ¦ Marine | Com Large Gas Water Heaters - ZEAS 2030 - Marine | 0.098222 | 0.546 | 1 | CBSA 2019 | 0 | 2012 | 1 | SWWH028-05
COM-WATERHEAT-FS-20-ZEAS.13 | Com ¦ Com Code Large Gas Water Heater (100+ Gal, 200+ kBtuh - 0.80 Et) - ZEAS 2030 - Hot-Dry ¦ PG&E ¦ Hot-Dry | Com ¦ Com Code Large Gas Water Heater (100+ Gal, 200+ kBtuh - 0.80 Et) - ZEAS 2030 - Hot-Dry | PG&E ¦ Hot-Dry | PG&E | All | Electric & Gas | Large gas WH (avg. 100+ gal 0.80 ET, 200+ kBtuh 0.83 ET) | Average Existing and Code |  | 2030 | 1 | Conventional | WaterHeat | Com - College | Com | ROB and NEW | 0 | 1000 sqft2 of floor space | 1000 sqft served | 13 | DEER:Indoor_CFL_Ltg | 0 | 0 | 0 | SWWH028-05 | 88.6522 | 2026 | 69.4703 | 2026 | 0 | 0 | SWWH028-05 | Com Large Gas Water Heaters - ZEAS 2030 - Hot-Dry ¦ PG&E ¦ Hot-Dry | Com Large Gas Water Heaters - ZEAS 2030 - Hot-Dry | 0.17915 | 0.546 | 1 | CBSA 2019 | 0 | 2012 | 1 | SWWH028-05
COM-WATERHEAT-FS-20-ZEAS.14 | Com ¦ Com Code Large Gas Water Heater (100+ Gal, 200+ kBtuh - 0.80 Et) - ZEAS 2030 - Hot-Dry ¦ PG&E ¦ Hot-Dry | Com ¦ Com Code Large Gas Water Heater (100+ Gal, 200+ kBtuh - 0.80 Et) - ZEAS 2030 - Hot-Dry | PG&E ¦ Hot-Dry | PG&E | All | Electric & Gas | Large gas WH (avg. 100+ gal 0.80 ET, 200+ kBtuh 0.83 ET) | Average Existing and Code |  | 2030 | 1 | Conventional | WaterHeat | Com - Grocery | Com | ROB and NEW | 0 | 1000 sqft2 of floor space | 1000 sqft served | 13 | DEER:Indoor_CFL_Ltg | 0 | 0 | 0 | SWWH028-05 | 73.5638 | 2026 | 57.6467 | 2026 | 0 | 0 | SWWH028-05 | Com Large Gas Water Heaters - ZEAS 2030 - Hot-Dry ¦ PG&E ¦ Hot-Dry | Com Large Gas Water Heaters - ZEAS 2030 - Hot-Dry | 0.039805 | 0.546 | 1 | CBSA 2019 | 0 | 2012 | 1 | SWWH028-05
COM-WATERHEAT-FS-20-ZEAS.15 | Com ¦ Com Code Large Gas Water Heater (100+ Gal, 200+ kBtuh - 0.80 Et) - ZEAS 2030 - Hot-Dry ¦ PG&E ¦ Hot-Dry | Com ¦ Com Code Large Gas Water Heater (100+ Gal, 200+ kBtuh - 0.80 Et) - ZEAS 2030 - Hot-Dry | PG&E ¦ Hot-Dry | PG&E | All | Electric & Gas | Large gas WH (avg. 100+ gal 0.80 ET, 200+ kBtuh 0.83 ET) | Average Existing and Code |  | 2030 | 1 | Conventional | WaterHeat | Com - Health | Com | ROB and NEW | 0 | 1000 sqft2 of floor space | 1000 sqft served | 13 | DEER:Indoor_CFL_Ltg | 0 | 0 | 0 | SWWH028-05 | 134.2789 | 2026 | 105.2246 | 2026 | 0 | 0 | SWWH028-05 | Com Large Gas Water Heaters - ZEAS 2030 - Hot-Dry ¦ PG&E ¦ Hot-Dry | Com Large Gas Water Heaters - ZEAS 2030 - Hot-Dry | 0.18279 | 0.546 | 1 | CBSA 2019 | 0 | 2012 | 1 | SWWH028-05
COM-WATERHEAT-FS-20-ZEAS.16 | Com ¦ Com Code Large Gas Water Heater (100+ Gal, 200+ kBtuh - 0.80 Et) - ZEAS 2030 - Hot-Dry ¦ PG&E ¦ Hot-Dry | Com ¦ Com Code Large Gas Water Heater (100+ Gal, 200+ kBtuh - 0.80 Et) - ZEAS 2030 - Hot-Dry | PG&E ¦ Hot-Dry | PG&E | All | Electric & Gas | Large gas WH (avg. 100+ gal 0.80 ET, 200+ kBtuh 0.83 ET) | Average Existing and Code |  | 2030 | 1 | Conventional | WaterHeat | Com - Lodging | Com | ROB and NEW | 0 | 1000 sqft2 of floor space | 1000 sqft served | 13 | DEER:Indoor_CFL_Ltg | 0 | 0 | 0 | SWWH028-05 | 84.4894 | 2026 | 66.2082 | 2026 | 0 | 0 | SWWH028-05 | Com Large Gas Water Heaters - ZEAS 2030 - Hot-Dry ¦ PG&E ¦ Hot-Dry | Com Large Gas Water Heaters - ZEAS 2030 - Hot-Dry | 0.29635 | 0.546 | 1 | CBSA 2019 | 0 | 2012 | 1 | SWWH028-05
COM-WATERHEAT-FS-20-ZEAS.17 | Com ¦ Com Code Large Gas Water Heater (100+ Gal, 200+ kBtuh - 0.80 Et) - ZEAS 2030 - Hot-Dry ¦ PG&E ¦ Hot-Dry | Com ¦ Com Code Large Gas Water Heater (100+ Gal, 200+ kBtuh - 0.80 Et) - ZEAS 2030 - Hot-Dry | PG&E ¦ Hot-Dry | PG&E | All | Electric & Gas | Large gas WH (avg. 100+ gal 0.80 ET, 200+ kBtuh 0.83 ET) | Average Existing and Code |  | 2030 | 1 | Conventional | WaterHeat | Com - Office (Large) | Com | ROB and NEW | 0 | 1000 sqft2 of floor space | 1000 sqft served | 13 | DEER:Indoor_CFL_Ltg | 0 | 0 | 0 | SWWH028-05 | 27.5864 | 2026 | 21.6175 | 2026 | 0 | 0 | SWWH028-05 | Com Large Gas Water Heaters - ZEAS 2030 - Hot-Dry ¦ PG&E ¦ Hot-Dry | Com Large Gas Water Heaters - ZEAS 2030 - Hot-Dry | 0.04091 | 0.546 | 1 | CBSA 2019 | 0 | 2012 | 1 | SWWH028-05
COM-WATERHEAT-FS-20-ZEAS.18 | Com ¦ Com Code Large Gas Water Heater (100+ Gal, 200+ kBtuh - 0.80 Et) - ZEAS 2030 - Hot-Dry ¦ PG&E ¦ Hot-Dry | Com ¦ Com Code Large Gas Water Heater (100+ Gal, 200+ kBtuh - 0.80 Et) - ZEAS 2030 - Hot-Dry | PG&E ¦ Hot-Dry | PG&E | All | Electric & Gas | Large gas WH (avg. 100+ gal 0.80 ET, 200+ kBtuh 0.83 ET) | Average Existing and Code |  | 2030 | 1 | Conventional | WaterHeat | Com - Office (Small) | Com | ROB and NEW | 0 | 1000 sqft2 of floor space | 1000 sqft served | 13 | DEER:Indoor_CFL_Ltg | 0 | 0 | 0 | SWWH028-05 | 27.5864 | 2026 | 21.6175 | 2026 | 0 | 0 | SWWH028-05 | Com Large Gas Water Heaters - ZEAS 2030 - Hot-Dry ¦ PG&E ¦ Hot-Dry | Com Large Gas Water Heaters - ZEAS 2030 - Hot-Dry | 0.04091 | 0.546 | 1 | CBSA 2019 | 0 | 2012 | 1 | SWWH028-05
COM-WATERHEAT-FS-20-ZEAS.19 | Com ¦ Com Code Large Gas Water Heater (100+ Gal, 200+ kBtuh - 0.80 Et) - ZEAS 2030 - Hot-Dry ¦ PG&E ¦ Hot-Dry | Com ¦ Com Code Large Gas Water Heater (100+ Gal, 200+ kBtuh - 0.80 Et) - ZEAS 2030 - Hot-Dry | PG&E ¦ Hot-Dry | PG&E | All | Electric & Gas | Large gas WH (avg. 100+ gal 0.80 ET, 200+ kBtuh 0.83 ET) | Average Existing and Code |  | 2030 | 1 | Conventional | WaterHeat | Com - Other | Com | ROB and NEW | 0 | 1000 sqft2 of floor space | 1000 sqft served | 13 | DEER:Indoor_CFL_Ltg | 0 | 0 | 0 | SWWH028-05 | 228.1549 | 2026 | 178.7885 | 2026 | 0 | 0 | SWWH028-05 | Com Large Gas Water Heaters - ZEAS 2030 - Hot-Dry ¦ PG&E ¦ Hot-Dry | Com Large Gas Water Heaters - ZEAS 2030 - Hot-Dry | 0.16753 | 0.546 | 1 | CBSA 2019 | 0 | 2012 | 1 | SWWH028-05
COM-WATERHEAT-FS-20-ZEAS.20 | Com ¦ Com Code Large Gas Water Heater (100+ Gal, 200+ kBtuh - 0.80 Et) - ZEAS 2030 - Hot-Dry ¦ PG&E ¦ Hot-Dry | Com ¦ Com Code Large Gas Water Heater (100+ Gal, 200+ kBtuh - 0.80 Et) - ZEAS 2030 - Hot-Dry | PG&E ¦ Hot-Dry | PG&E | All | Electric & Gas | Large gas WH (avg. 100+ gal 0.80 ET, 200+ kBtuh 0.83 ET) | Average Existing and Code |  | 2030 | 1 | Conventional | WaterHeat | Com - Refrig. Warehouse | Com | ROB and NEW | 0 | 1000 sqft2 of floor space | 1000 sqft served | 13 | DEER:Indoor_CFL_Ltg | 0 | 0 | 0 | SWWH028-05 | 12.756 | 2026 | 9.9959 | 2026 | 0 | 0 | SWWH028-05 | Com Large Gas Water Heaters - ZEAS 2030 - Hot-Dry ¦ PG&E ¦ Hot-Dry | Com Large Gas Water Heaters - ZEAS 2030 - Hot-Dry | 0.095771 | 0.546 | 1 | CBSA 2019 | 0 | 2012 | 1 | SWWH028-05
COM-WATERHEAT-FS-20-ZEAS.21 | Com ¦ Com Code Large Gas Water Heater (100+ Gal, 200+ kBtuh - 0.80 Et) - ZEAS 2030 - Hot-Dry ¦ PG&E ¦ Hot-Dry | Com ¦ Com Code Large Gas Water Heater (100+ Gal, 200+ kBtuh - 0.80 Et) - ZEAS 2030 - Hot-Dry | PG&E ¦ Hot-Dry | PG&E | All | Electric & Gas | Large gas WH (avg. 100+ gal 0.80 ET, 200+ kBtuh 0.83 ET) | Average Existing and Code |  | 2030 | 1 | Conventional | WaterHeat | Com - Restaurant | Com | ROB and NEW | 0 | 1000 sqft2 of floor space | 1000 sqft served | 13 | DEER:Indoor_CFL_Ltg | 0 | 0 | 0 | SWWH028-05 | 1195.0371 | 2026 | 936.4641 | 2026 | 0 | 0 | SWWH028-05 | Com Large Gas Water Heaters - ZEAS 2030 - Hot-Dry ¦ PG&E ¦ Hot-Dry | Com Large Gas Water Heaters - ZEAS 2030 - Hot-Dry | 0.047202 | 0.546 | 1 | CBSA 2019 | 0 | 2012 | 1 | SWWH028-05
COM-WATERHEAT-FS-20-ZEAS.22 | Com ¦ Com Code Large Gas Water Heater (100+ Gal, 200+ kBtuh - 0.80 Et) - ZEAS 2030 - Hot-Dry ¦ PG&E ¦ Hot-Dry | Com ¦ Com Code Large Gas Water Heater (100+ Gal, 200+ kBtuh - 0.80 Et) - ZEAS 2030 - Hot-Dry | PG&E ¦ Hot-Dry | PG&E | All | Electric & Gas | Large gas WH (avg. 100+ gal 0.80 ET, 200+ kBtuh 0.83 ET) | Average Existing and Code |  | 2030 | 1 | Conventional | WaterHeat | Com - Retail | Com | ROB and NEW | 0 | 1000 sqft2 of floor space | 1000 sqft served | 13 | DEER:Indoor_CFL_Ltg | 0 | 0 | 0 | SWWH028-05 | 17.087 | 2026 | 13.3899 | 2026 | 0 | 0 | SWWH028-05 | Com Large Gas Water Heaters - ZEAS 2030 - Hot-Dry ¦ PG&E ¦ Hot-Dry | Com Large Gas Water Heaters - ZEAS 2030 - Hot-Dry | 0.004808 | 0.546 | 1 | CBSA 2019 | 0 | 2012 | 1 | SWWH028-05
COM-WATERHEAT-FS-20-ZEAS.23 | Com ¦ Com Code Large Gas Water Heater (100+ Gal, 200+ kBtuh - 0.80 Et) - ZEAS 2030 - Hot-Dry ¦ PG&E ¦ Hot-Dry | Com ¦ Com Code Large Gas Water Heater (100+ Gal, 200+ kBtuh - 0.80 Et) - ZEAS 2030 - Hot-Dry | PG&E ¦ Hot-Dry | PG&E | All | Electric & Gas | Large gas WH (avg. 100+ gal 0.80 ET, 200+ kBtuh 0.83 ET) | Average Existing and Code |  | 2030 | 1 | Conventional | WaterHeat | Com - School | Com | ROB and NEW | 0 | 1000 sqft2 of floor space | 1000 sqft served | 13 | DEER:Indoor_CFL_Ltg | 0 | 0 | 0 | SWWH028-05 | 140.7521 | 2026 | 110.2972 | 2026 | 0 | 0 | SWWH028-05 | Com Large Gas Water Heaters - ZEAS 2030 - Hot-Dry ¦ PG&E ¦ Hot-Dry | Com Large Gas Water Heaters - ZEAS 2030 - Hot-Dry | 0.072836 | 0.546 | 1 | CBSA 2019 | 0 | 2012 | 1 | SWWH028-05
COM-WATERHEAT-FS-20-ZEAS.24 | Com ¦ Com Code Large Gas Water Heater (100+ Gal, 200+ kBtuh - 0.80 Et) - ZEAS 2030 - Hot-Dry ¦ PG&E ¦ Hot-Dry | Com ¦ Com Code Large Gas Water Heater (100+ Gal, 200+ kBtuh - 0.80 Et) - ZEAS 2030 - Hot-Dry | PG&E ¦ Hot-Dry | PG&E | All | Electric & Gas | Large gas WH (avg. 100+ gal 0.80 ET, 200+ kBtuh 0.83 ET) | Average Existing and Code |  | 2030 | 1 | Conventional | WaterHeat | Com - Warehouse | Com | ROB and NEW | 0 | 1000 sqft2 of floor space | 1000 sqft served | 13 | DEER:Indoor_CFL_Ltg | 0 | 0 | 0 | SWWH028-05 | 2.5512 | 2026 | 1.9992 | 2026 | 0 | 0 | SWWH028-05 | Com Large Gas Water Heaters - ZEAS 2030 - Hot-Dry ¦ PG&E ¦ Hot-Dry | Com Large Gas Water Heaters - ZEAS 2030 - Hot-Dry | 0.098222 | 0.546 | 1 | CBSA 2019 | 0 | 2012 | 1 | SWWH028-05
COM-WATERHEAT-FS-20-ZEAS.25 | Com ¦ Com Code Large Gas Water Heater (100+ Gal, 200+ kBtuh - 0.80 Et) - ZEAS 2030 - Cold ¦ PG&E ¦ Cold | Com ¦ Com Code Large Gas Water Heater (100+ Gal, 200+ kBtuh - 0.80 Et) - ZEAS 2030 - Cold | PG&E ¦ Cold | PG&E | All | Electric & Gas | Large gas WH (avg. 100+ gal 0.80 ET, 200+ kBtuh 0.83 ET) | Average Existing and Code |  | 2030 | 1 | Conventional | WaterHeat | Com - College | Com | ROB and NEW | 0 | 1000 sqft2 of floor space | 1000 sqft served | 13 | DEER:Indoor_CFL_Ltg | 0 | 0 | 0 | SWWH028-05 | 88.6522 | 2026 | 69.4703 | 2026 | 0 | 0 | SWWH028-05 | Com Large Gas Water Heaters - ZEAS 2030 - Cold ¦ PG&E ¦ Cold | Com Large Gas Water Heaters - ZEAS 2030 - Cold | 0.17915 | 0.546 | 1 | CBSA 2019 | 0 | 2012 | 1 | SWWH028-05
COM-WATERHEAT-FS-20-ZEAS.26 | Com ¦ Com Code Large Gas Water Heater (100+ Gal, 200+ kBtuh - 0.80 Et) - ZEAS 2030 - Cold ¦ PG&E ¦ Cold | Com ¦ Com Code Large Gas Water Heater (100+ Gal, 200+ kBtuh - 0.80 Et) - ZEAS 2030 - Cold | PG&E ¦ Cold | PG&E | All | Electric & Gas | Large gas WH (avg. 100+ gal 0.80 ET, 200+ kBtuh 0.83 ET) | Average Existing and Code |  | 2030 | 1 | Conventional | WaterHeat | Com - Grocery | Com | ROB and NEW | 0 | 1000 sqft2 of floor space | 1000 sqft served | 13 | DEER:Indoor_CFL_Ltg | 0 | 0 | 0 | SWWH028-05 | 73.5638 | 2026 | 57.6467 | 2026 | 0 | 0 | SWWH028-05 | Com Large Gas Water Heaters - ZEAS 2030 - Cold ¦ PG&E ¦ Cold | Com Large Gas Water Heaters - ZEAS 2030 - Cold | 0.039805 | 0.546 | 1 | CBSA 2019 | 0 | 2012 | 1 | SWWH028-05
COM-WATERHEAT-FS-20-ZEAS.27 | Com ¦ Com Code Large Gas Water Heater (100+ Gal, 200+ kBtuh - 0.80 Et) - ZEAS 2030 - Cold ¦ PG&E ¦ Cold | Com ¦ Com Code Large Gas Water Heater (100+ Gal, 200+ kBtuh - 0.80 Et) - ZEAS 2030 - Cold | PG&E ¦ Cold | PG&E | All | Electric & Gas | Large gas WH (avg. 100+ gal 0.80 ET, 200+ kBtuh 0.83 ET) | Average Existing and Code |  | 2030 | 1 | Conventional | WaterHeat | Com - Health | Com | ROB and NEW | 0 | 1000 sqft2 of floor space | 1000 sqft served | 13 | DEER:Indoor_CFL_Ltg | 0 | 0 | 0 | SWWH028-05 | 134.2789 | 2026 | 105.2246 | 2026 | 0 | 0 | SWWH028-05 | Com Large Gas Water Heaters - ZEAS 2030 - Cold ¦ PG&E ¦ Cold | Com Large Gas Water Heaters - ZEAS 2030 - Cold | 0.18279 | 0.546 | 1 | CBSA 2019 | 0 | 2012 | 1 | SWWH028-05
COM-WATERHEAT-FS-20-ZEAS.28 | Com ¦ Com Code Large Gas Water Heater (100+ Gal, 200+ kBtuh - 0.80 Et) - ZEAS 2030 - Cold ¦ PG&E ¦ Cold | Com ¦ Com Code Large Gas Water Heater (100+ Gal, 200+ kBtuh - 0.80 Et) - ZEAS 2030 - Cold | PG&E ¦ Cold | PG&E | All | Electric & Gas | Large gas WH (avg. 100+ gal 0.80 ET, 200+ kBtuh 0.83 ET) | Average Existing and Code |  | 2030 | 1 | Conventional | WaterHeat | Com - Lodging | Com | ROB and NEW | 0 | 1000 sqft2 of floor space | 1000 sqft served | 13 | DEER:Indoor_CFL_Ltg | 0 | 0 | 0 | SWWH028-05 | 84.4894 | 2026 | 66.2082 | 2026 | 0 | 0 | SWWH028-05 | Com Large Gas Water Heaters - ZEAS 2030 - Cold ¦ PG&E ¦ Cold | Com Large Gas Water Heaters - ZEAS 2030 - Cold | 0.29635 | 0.546 | 1 | CBSA 2019 | 0 | 2012 | 1 | SWWH028-05
COM-WATERHEAT-FS-20-ZEAS.29 | Com ¦ Com Code Large Gas Water Heater (100+ Gal, 200+ kBtuh - 0.80 Et) - ZEAS 2030 - Cold ¦ PG&E ¦ Cold | Com ¦ Com Code Large Gas Water Heater (100+ Gal, 200+ kBtuh - 0.80 Et) - ZEAS 2030 - Cold | PG&E ¦ Cold | PG&E | All | Electric & Gas | Large gas WH (avg. 100+ gal 0.80 ET, 200+ kBtuh 0.83 ET) | Average Existing and Code |  | 2030 | 1 | Conventional | WaterHeat | Com - Office (Large) | Com | ROB and NEW | 0 | 1000 sqft2 of floor space | 1000 sqft served | 13 | DEER:Indoor_CFL_Ltg | 0 | 0 | 0 | SWWH028-05 | 27.5864 | 2026 | 21.6175 | 2026 | 0 | 0 | SWWH028-05 | Com Large Gas Water Heaters - ZEAS 2030 - Cold ¦ PG&E ¦ Cold | Com Large Gas Water Heaters - ZEAS 2030 - Cold | 0.04091 | 0.546 | 1 | CBSA 2019 | 0 | 2012 | 1 | SWWH028-05
COM-WATERHEAT-FS-20-ZEAS.30 | Com ¦ Com Code Large Gas Water Heater (100+ Gal, 200+ kBtuh - 0.80 Et) - ZEAS 2030 - Cold ¦ PG&E ¦ Cold | Com ¦ Com Code Large Gas Water Heater (100+ Gal, 200+ kBtuh - 0.80 Et) - ZEAS 2030 - Cold | PG&E ¦ Cold | PG&E | All | Electric & Gas | Large gas WH (avg. 100+ gal 0.80 ET, 200+ kBtuh 0.83 ET) | Average Existing and Code |  | 2030 | 1 | Conventional | WaterHeat | Com - Office (Small) | Com | ROB and NEW | 0 | 1000 sqft2 of floor space | 1000 sqft served | 13 | DEER:Indoor_CFL_Ltg | 0 | 0 | 0 | SWWH028-05 | 27.5864 | 2026 | 21.6175 | 2026 | 0 | 0 | SWWH028-05 | Com Large Gas Water Heaters - ZEAS 2030 - Cold ¦ PG&E ¦ Cold | Com Large Gas Water Heaters - ZEAS 2030 - Cold | 0.04091 | 0.546 | 1 | CBSA 2019 | 0 | 2012 | 1 | SWWH028-05
COM-WATERHEAT-FS-20-ZEAS.31 | Com ¦ Com Code Large Gas Water Heater (100+ Gal, 200+ kBtuh - 0.80 Et) - ZEAS 2030 - Cold ¦ PG&E ¦ Cold | Com ¦ Com Code Large Gas Water Heater (100+ Gal, 200+ kBtuh - 0.80 Et) - ZEAS 2030 - Cold | PG&E ¦ Cold | PG&E | All | Electric & Gas | Large gas WH (avg. 100+ gal 0.80 ET, 200+ kBtuh 0.83 ET) | Average Existing and Code |  | 2030 | 1 | Conventional | WaterHeat | Com - Other | Com | ROB and NEW | 0 | 1000 sqft2 of floor space | 1000 sqft served | 13 | DEER:Indoor_CFL_Ltg | 0 | 0 | 0 | SWWH028-05 | 228.1549 | 2026 | 178.7885 | 2026 | 0 | 0 | SWWH028-05 | Com Large Gas Water Heaters - ZEAS 2030 - Cold ¦ PG&E ¦ Cold | Com Large Gas Water Heaters - ZEAS 2030 - Cold | 0.16753 | 0.546 | 1 | CBSA 2019 | 0 | 2012 | 1 | SWWH028-05
COM-WATERHEAT-FS-20-ZEAS.32 | Com ¦ Com Code Large Gas Water Heater (100+ Gal, 200+ kBtuh - 0.80 Et) - ZEAS 2030 - Cold ¦ PG&E ¦ Cold | Com ¦ Com Code Large Gas Water Heater (100+ Gal, 200+ kBtuh - 0.80 Et) - ZEAS 2030 - Cold | PG&E ¦ Cold | PG&E | All | Electric & Gas | Large gas WH (avg. 100+ gal 0.80 ET, 200+ kBtuh 0.83 ET) | Average Existing and Code |  | 2030 | 1 | Conventional | WaterHeat | Com - Refrig. Warehouse | Com | ROB and NEW | 0 | 1000 sqft2 of floor space | 1000 sqft served | 13 | DEER:Indoor_CFL_Ltg | 0 | 0 | 0 | SWWH028-05 | 12.756 | 2026 | 9.9959 | 2026 | 0 | 0 | SWWH028-05 | Com Large Gas Water Heaters - ZEAS 2030 - Cold ¦ PG&E ¦ Cold | Com Large Gas Water Heaters - ZEAS 2030 - Cold | 0.095771 | 0.546 | 1 | CBSA 2019 | 0 | 2012 | 1 | SWWH028-05
COM-WATERHEAT-FS-20-ZEAS.33 | Com ¦ Com Code Large Gas Water Heater (100+ Gal, 200+ kBtuh - 0.80 Et) - ZEAS 2030 - Cold ¦ PG&E ¦ Cold | Com ¦ Com Code Large Gas Water Heater (100+ Gal, 200+ kBtuh - 0.80 Et) - ZEAS 2030 - Cold | PG&E ¦ Cold | PG&E | All | Electric & Gas | Large gas WH (avg. 100+ gal 0.80 ET, 200+ kBtuh 0.83 ET) | Average Existing and Code |  | 2030 | 1 | Conventional | WaterHeat | Com - Restaurant | Com | ROB and NEW | 0 | 1000 sqft2 of floor space | 1000 sqft served | 13 | DEER:Indoor_CFL_Ltg | 0 | 0 | 0 | SWWH028-05 | 1195.0371 | 2026 | 936.4641 | 2026 | 0 | 0 | SWWH028-05 | Com Large Gas Water Heaters - ZEAS 2030 - Cold ¦ PG&E ¦ Cold | Com Large Gas Water Heaters - ZEAS 2030 - Cold | 0.047202 | 0.546 | 1 | CBSA 2019 | 0 | 2012 | 1 | SWWH028-05
COM-WATERHEAT-FS-20-ZEAS.34 | Com ¦ Com Code Large Gas Water Heater (100+ Gal, 200+ kBtuh - 0.80 Et) - ZEAS 2030 - Cold ¦ PG&E ¦ Cold | Com ¦ Com Code Large Gas Water Heater (100+ Gal, 200+ kBtuh - 0.80 Et) - ZEAS 2030 - Cold | PG&E ¦ Cold | PG&E | All | Electric & Gas | Large gas WH (avg. 100+ gal 0.80 ET, 200+ kBtuh 0.83 ET) | Average Existing and Code |  | 2030 | 1 | Conventional | WaterHeat | Com - Retail | Com | ROB and NEW | 0 | 1000 sqft2 of floor space | 1000 sqft served | 13 | DEER:Indoor_CFL_Ltg | 0 | 0 | 0 | SWWH028-05 | 17.087 | 2026 | 13.3899 | 2026 | 0 | 0 | SWWH028-05 | Com Large Gas Water Heaters - ZEAS 2030 - Cold ¦ PG&E ¦ Cold | Com Large Gas Water Heaters - ZEAS 2030 - Cold | 0.004808 | 0.546 | 1 | CBSA 2019 | 0 | 2012 | 1 | SWWH028-05
COM-WATERHEAT-FS-20-ZEAS.35 | Com ¦ Com Code Large Gas Water Heater (100+ Gal, 200+ kBtuh - 0.80 Et) - ZEAS 2030 - Cold ¦ PG&E ¦ Cold | Com ¦ Com Code Large Gas Water Heater (100+ Gal, 200+ kBtuh - 0.80 Et) - ZEAS 2030 - Cold | PG&E ¦ Cold | PG&E | All | Electric & Gas | Large gas WH (avg. 100+ gal 0.80 ET, 200+ kBtuh 0.83 ET) | Average Existing and Code |  | 2030 | 1 | Conventional | WaterHeat | Com - School | Com | ROB and NEW | 0 | 1000 sqft2 of floor space | 1000 sqft served | 13 | DEER:Indoor_CFL_Ltg | 0 | 0 | 0 | SWWH028-05 | 140.7521 | 2026 | 110.2972 | 2026 | 0 | 0 | SWWH028-05 | Com Large Gas Water Heaters - ZEAS 2030 - Cold ¦ PG&E ¦ Cold | Com Large Gas Water Heaters - ZEAS 2030 - Cold | 0.072836 | 0.546 | 1 | CBSA 2019 | 0 | 2012 | 1 | SWWH028-05
COM-WATERHEAT-FS-20-ZEAS.36 | Com ¦ Com Code Large Gas Water Heater (100+ Gal, 200+ kBtuh - 0.80 Et) - ZEAS 2030 - Cold ¦ PG&E ¦ Cold | Com ¦ Com Code Large Gas Water Heater (100+ Gal, 200+ kBtuh - 0.80 Et) - ZEAS 2030 - Cold | PG&E ¦ Cold | PG&E | All | Electric & Gas | Large gas WH (avg. 100+ gal 0.80 ET, 200+ kBtuh 0.83 ET) | Average Existing and Code |  | 2030 | 1 | Conventional | WaterHeat | Com - Warehouse | Com | ROB and NEW | 0 | 1000 sqft2 of floor space | 1000 sqft served | 13 | DEER:Indoor_CFL_Ltg | 0 | 0 | 0 | SWWH028-05 | 2.5512 | 2026 | 1.9992 | 2026 | 0 | 0 | SWWH028-05 | Com Large Gas Water Heaters - ZEAS 2030 - Cold ¦ PG&E ¦ Cold | Com Large Gas Water Heaters - ZEAS 2030 - Cold | 0.098222 | 0.546 | 1 | CBSA 2019 | 0 | 2012 | 1 | SWWH028-05
COM-WATERHEAT-FS-20-ZEAS.37 | Com ¦ Com Code Large Gas Water Heater (100+ Gal, 200+ kBtuh - 0.80 Et) - ZEAS 2030 - Marine ¦ SCG ¦ Marine | Com ¦ Com Code Large Gas Water Heater (100+ Gal, 200+ kBtuh - 0.80 Et) - ZEAS 2030 - Marine | SCG ¦ Marine | SCG | All | Electric & Gas | Large gas WH (avg. 100+ gal 0.80 ET, 200+ kBtuh 0.83 ET) | Average Existing and Code |  | 2030 | 1 | Conventional | WaterHeat | Com - College | Com | ROB and NEW | 0 | 1000 sqft2 of floor space | 1000 sqft served | 13 | DEER:Indoor_CFL_Ltg | 0 | 0 | 0 | SWWH028-05 | 88.6522 | 2026 | 69.4703 | 2026 | 0 | 0 | SWWH028-05 | Com Large Gas Water Heaters - ZEAS 2030 - Marine ¦ SCG ¦ Marine | Com Large Gas Water Heaters - ZEAS 2030 - Marine | 0.17915 | 0.546 | 1 | CBSA 2019 | 0 | 2012 | 1 | SWWH028-05
COM-WATERHEAT-FS-20-ZEAS.38 | Com ¦ Com Code Large Gas Water Heater (100+ Gal, 200+ kBtuh - 0.80 Et) - ZEAS 2030 - Marine ¦ SCG ¦ Marine | Com ¦ Com Code Large Gas Water Heater (100+ Gal, 200+ kBtuh - 0.80 Et) - ZEAS 2030 - Marine | SCG ¦ Marine | SCG | All | Electric & Gas | Large gas WH (avg. 100+ gal 0.80 ET, 200+ kBtuh 0.83 ET) | Average Existing and Code |  | 2030 | 1 | Conventional | WaterHeat | Com - Grocery | Com | ROB and NEW | 0 | 1000 sqft2 of floor space | 1000 sqft served | 13 | DEER:Indoor_CFL_Ltg | 0 | 0 | 0 | SWWH028-05 | 73.5638 | 2026 | 57.6467 | 2026 | 0 | 0 | SWWH028-05 | Com Large Gas Water Heaters - ZEAS 2030 - Marine ¦ SCG ¦ Marine | Com Large Gas Water Heaters - ZEAS 2030 - Marine | 0.039805 | 0.546 | 1 | CBSA 2019 | 0 | 2012 | 1 | SWWH028-05
COM-WATERHEAT-FS-20-ZEAS.39 | Com ¦ Com Code Large Gas Water Heater (100+ Gal, 200+ kBtuh - 0.80 Et) - ZEAS 2030 - Marine ¦ SCG ¦ Marine | Com ¦ Com Code Large Gas Water Heater (100+ Gal, 200+ kBtuh - 0.80 Et) - ZEAS 2030 - Marine | SCG ¦ Marine | SCG | All | Electric & Gas | Large gas WH (avg. 100+ gal 0.80 ET, 200+ kBtuh 0.83 ET) | Average Existing and Code |  | 2030 | 1 | Conventional | WaterHeat | Com - Health | Com | ROB and NEW | 0 | 1000 sqft2 of floor space | 1000 sqft served | 13 | DEER:Indoor_CFL_Ltg | 0 | 0 | 0 | SWWH028-05 | 134.2789 | 2026 | 105.2246 | 2026 | 0 | 0 | SWWH028-05 | Com Large Gas Water Heaters - ZEAS 2030 - Marine ¦ SCG ¦ Marine | Com Large Gas Water Heaters - ZEAS 2030 - Marine | 0.18279 | 0.546 | 1 | CBSA 2019 | 0 | 2012 | 1 | SWWH028-05
COM-WATERHEAT-FS-20-ZEAS.40 | Com ¦ Com Code Large Gas Water Heater (100+ Gal, 200+ kBtuh - 0.80 Et) - ZEAS 2030 - Marine ¦ SCG ¦ Marine | Com ¦ Com Code Large Gas Water Heater (100+ Gal, 200+ kBtuh - 0.80 Et) - ZEAS 2030 - Marine | SCG ¦ Marine | SCG | All | Electric & Gas | Large gas WH (avg. 100+ gal 0.80 ET, 200+ kBtuh 0.83 ET) | Average Existing and Code |  | 2030 | 1 | Conventional | WaterHeat | Com - Lodging | Com | ROB and NEW | 0 | 1000 sqft2 of floor space | 1000 sqft served | 13 | DEER:Indoor_CFL_Ltg | 0 | 0 | 0 | SWWH028-05 | 84.4894 | 2026 | 66.2082 | 2026 | 0 | 0 | SWWH028-05 | Com Large Gas Water Heaters - ZEAS 2030 - Marine ¦ SCG ¦ Marine | Com Large Gas Water Heaters - ZEAS 2030 - Marine | 0.29635 | 0.546 | 1 | CBSA 2019 | 0 | 2012 | 1 | SWWH028-05
COM-WATERHEAT-FS-20-ZEAS.41 | Com ¦ Com Code Large Gas Water Heater (100+ Gal, 200+ kBtuh - 0.80 Et) - ZEAS 2030 - Marine ¦ SCG ¦ Marine | Com ¦ Com Code Large Gas Water Heater (100+ Gal, 200+ kBtuh - 0.80 Et) - ZEAS 2030 - Marine | SCG ¦ Marine | SCG | All | Electric & Gas | Large gas WH (avg. 100+ gal 0.80 ET, 200+ kBtuh 0.83 ET) | Average Existing and Code |  | 2030 | 1 | Conventional | WaterHeat | Com - Office (Large) | Com | ROB and NEW | 0 | 1000 sqft2 of floor space | 1000 sqft served | 13 | DEER:Indoor_CFL_Ltg | 0 | 0 | 0 | SWWH028-05 | 27.5864 | 2026 | 21.6175 | 2026 | 0 | 0 | SWWH028-05 | Com Large Gas Water Heaters - ZEAS 2030 - Marine ¦ SCG ¦ Marine | Com Large Gas Water Heaters - ZEAS 2030 - Marine | 0.04091 | 0.546 | 1 | CBSA 2019 | 0 | 2012 | 1 | SWWH028-05
COM-WATERHEAT-FS-20-ZEAS.42 | Com ¦ Com Code Large Gas Water Heater (100+ Gal, 200+ kBtuh - 0.80 Et) - ZEAS 2030 - Marine ¦ SCG ¦ Marine | Com ¦ Com Code Large Gas Water Heater (100+ Gal, 200+ kBtuh - 0.80 Et) - ZEAS 2030 - Marine | SCG ¦ Marine | SCG | All | Electric & Gas | Large gas WH (avg. 100+ gal 0.80 ET, 200+ kBtuh 0.83 ET) | Average Existing and Code |  | 2030 | 1 | Conventional | WaterHeat | Com - Office (Small) | Com | ROB and NEW | 0 | 1000 sqft2 of floor space | 1000 sqft served | 13 | DEER:Indoor_CFL_Ltg | 0 | 0 | 0 | SWWH028-05 | 27.5864 | 2026 | 21.6175 | 2026 | 0 | 0 | SWWH028-05 | Com Large Gas Water Heaters - ZEAS 2030 - Marine ¦ SCG ¦ Marine | Com Large Gas Water Heaters - ZEAS 2030 - Marine | 0.04091 | 0.546 | 1 | CBSA 2019 | 0 | 2012 | 1 | SWWH028-05
COM-WATERHEAT-FS-20-ZEAS.43 | Com ¦ Com Code Large Gas Water Heater (100+ Gal, 200+ kBtuh - 0.80 Et) - ZEAS 2030 - Marine ¦ SCG ¦ Marine | Com ¦ Com Code Large Gas Water Heater (100+ Gal, 200+ kBtuh - 0.80 Et) - ZEAS 2030 - Marine | SCG ¦ Marine | SCG | All | Electric & Gas | Large gas WH (avg. 100+ gal 0.80 ET, 200+ kBtuh 0.83 ET) | Average Existing and Code |  | 2030 | 1 | Conventional | WaterHeat | Com - Other | Com | ROB and NEW | 0 | 1000 sqft2 of floor space | 1000 sqft served | 13 | DEER:Indoor_CFL_Ltg | 0 | 0 | 0 | SWWH028-05 | 228.1549 | 2026 | 178.7885 | 2026 | 0 | 0 | SWWH028-05 | Com Large Gas Water Heaters - ZEAS 2030 - Marine ¦ SCG ¦ Marine | Com Large Gas Water Heaters - ZEAS 2030 - Marine | 0.16753 | 0.546 | 1 | CBSA 2019 | 0 | 2012 | 1 | SWWH028-05
COM-WATERHEAT-FS-20-ZEAS.44 | Com ¦ Com Code Large Gas Water Heater (100+ Gal, 200+ kBtuh - 0.80 Et) - ZEAS 2030 - Marine ¦ SCG ¦ Marine | Com ¦ Com Code Large Gas Water Heater (100+ Gal, 200+ kBtuh - 0.80 Et) - ZEAS 2030 - Marine | SCG ¦ Marine | SCG | All | Electric & Gas | Large gas WH (avg. 100+ gal 0.80 ET, 200+ kBtuh 0.83 ET) | Average Existing and Code |  | 2030 | 1 | Conventional | WaterHeat | Com - Refrig. Warehouse | Com | ROB and NEW | 0 | 1000 sqft2 of floor space | 1000 sqft served | 13 | DEER:Indoor_CFL_Ltg | 0 | 0 | 0 | SWWH028-05 | 12.756 | 2026 | 9.9959 | 2026 | 0 | 0 | SWWH028-05 | Com Large Gas Water Heaters - ZEAS 2030 - Marine ¦ SCG ¦ Marine | Com Large Gas Water Heaters - ZEAS 2030 - Marine | 0.095771 | 0.546 | 1 | CBSA 2019 | 0 | 2012 | 1 | SWWH028-05
COM-WATERHEAT-FS-20-ZEAS.45 | Com ¦ Com Code Large Gas Water Heater (100+ Gal, 200+ kBtuh - 0.80 Et) - ZEAS 2030 - Marine ¦ SCG ¦ Marine | Com ¦ Com Code Large Gas Water Heater (100+ Gal, 200+ kBtuh - 0.80 Et) - ZEAS 2030 - Marine | SCG ¦ Marine | SCG | All | Electric & Gas | Large gas WH (avg. 100+ gal 0.80 ET, 200+ kBtuh 0.83 ET) | Average Existing and Code |  | 2030 | 1 | Conventional | WaterHeat | Com - Restaurant | Com | ROB and NEW | 0 | 1000 sqft2 of floor space | 1000 sqft served | 13 | DEER:Indoor_CFL_Ltg | 0 | 0 | 0 | SWWH028-05 | 1195.0371 | 2026 | 936.4641 | 2026 | 0 | 0 | SWWH028-05 | Com Large Gas Water Heaters - ZEAS 2030 - Marine ¦ SCG ¦ Marine | Com Large Gas Water Heaters - ZEAS 2030 - Marine | 0.047202 | 0.546 | 1 | CBSA 2019 | 0 | 2012 | 1 | SWWH028-05
COM-WATERHEAT-FS-20-ZEAS.46 | Com ¦ Com Code Large Gas Water Heater (100+ Gal, 200+ kBtuh - 0.80 Et) - ZEAS 2030 - Marine ¦ SCG ¦ Marine | Com ¦ Com Code Large Gas Water Heater (100+ Gal, 200+ kBtuh - 0.80 Et) - ZEAS 2030 - Marine | SCG ¦ Marine | SCG | All | Electric & Gas | Large gas WH (avg. 100+ gal 0.80 ET, 200+ kBtuh 0.83 ET) | Average Existing and Code |  | 2030 | 1 | Conventional | WaterHeat | Com - Retail | Com | ROB and NEW | 0 | 1000 sqft2 of floor space | 1000 sqft served | 13 | DEER:Indoor_CFL_Ltg | 0 | 0 | 0 | SWWH028-05 | 17.087 | 2026 | 13.3899 | 2026 | 0 | 0 | SWWH028-05 | Com Large Gas Water Heaters - ZEAS 2030 - Marine ¦ SCG ¦ Marine | Com Large Gas Water Heaters - ZEAS 2030 - Marine | 0.004808 | 0.546 | 1 | CBSA 2019 | 0 | 2012 | 1 | SWWH028-05
COM-WATERHEAT-FS-20-ZEAS.47 | Com ¦ Com Code Large Gas Water Heater (100+ Gal, 200+ kBtuh - 0.80 Et) - ZEAS 2030 - Marine ¦ SCG ¦ Marine | Com ¦ Com Code Large Gas Water Heater (100+ Gal, 200+ kBtuh - 0.80 Et) - ZEAS 2030 - Marine | SCG ¦ Marine | SCG | All | Electric & Gas | Large gas WH (avg. 100+ gal 0.80 ET, 200+ kBtuh 0.83 ET) | Average Existing and Code |  | 2030 | 1 | Conventional | WaterHeat | Com - School | Com | ROB and NEW | 0 | 1000 sqft2 of floor space | 1000 sqft served | 13 | DEER:Indoor_CFL_Ltg | 0 | 0 | 0 | SWWH028-05 | 140.7521 | 2026 | 110.2972 | 2026 | 0 | 0 | SWWH028-05 | Com Large Gas Water Heaters - ZEAS 2030 - Marine ¦ SCG ¦ Marine | Com Large Gas Water Heaters - ZEAS 2030 - Marine | 0.072836 | 0.546 | 1 | CBSA 2019 | 0 | 2012 | 1 | SWWH028-05
COM-WATERHEAT-FS-20-ZEAS.48 | Com ¦ Com Code Large Gas Water Heater (100+ Gal, 200+ kBtuh - 0.80 Et) - ZEAS 2030 - Marine ¦ SCG ¦ Marine | Com ¦ Com Code Large Gas Water Heater (100+ Gal, 200+ kBtuh - 0.80 Et) - ZEAS 2030 - Marine | SCG ¦ Marine | SCG | All | Electric & Gas | Large gas WH (avg. 100+ gal 0.80 ET, 200+ kBtuh 0.83 ET) | Average Existing and Code |  | 2030 | 1 | Conventional | WaterHeat | Com - Warehouse | Com | ROB and NEW | 0 | 1000 sqft2 of floor space | 1000 sqft served | 13 | DEER:Indoor_CFL_Ltg | 0 | 0 | 0 | SWWH028-05 | 2.5512 | 2026 | 1.9992 | 2026 | 0 | 0 | SWWH028-05 | Com Large Gas Water Heaters - ZEAS 2030 - Marine ¦ SCG ¦ Marine | Com Large Gas Water Heaters - ZEAS 2030 - Marine | 0.098222 | 0.546 | 1 | CBSA 2019 | 0 | 2012 | 1 | SWWH028-05
COM-WATERHEAT-FS-20-ZEAS.49 | Com ¦ Com Code Large Gas Water Heater (100+ Gal, 200+ kBtuh - 0.80 Et) - ZEAS 2030 - Hot-Dry ¦ SCG ¦ Hot-Dry | Com ¦ Com Code Large Gas Water Heater (100+ Gal, 200+ kBtuh - 0.80 Et) - ZEAS 2030 - Hot-Dry | SCG ¦ Hot-Dry | SCG | All | Electric & Gas | Large gas WH (avg. 100+ gal 0.80 ET, 200+ kBtuh 0.83 ET) | Average Existing and Code |  | 2030 | 1 | Conventional | WaterHeat | Com - College | Com | ROB and NEW | 0 | 1000 sqft2 of floor space | 1000 sqft served | 13 | DEER:Indoor_CFL_Ltg | 0 | 0 | 0 | SWWH028-05 | 88.6522 | 2026 | 69.4703 | 2026 | 0 | 0 | SWWH028-05 | Com Large Gas Water Heaters - ZEAS 2030 - Hot-Dry ¦ SCG ¦ Hot-Dry | Com Large Gas Water Heaters - ZEAS 2030 - Hot-Dry | 0.17915 | 0.546 | 1 | CBSA 2019 | 0 | 2012 | 1 | SWWH028-05
COM-WATERHEAT-FS-20-ZEAS.50 | Com ¦ Com Code Large Gas Water Heater (100+ Gal, 200+ kBtuh - 0.80 Et) - ZEAS 2030 - Hot-Dry ¦ SCG ¦ Hot-Dry | Com ¦ Com Code Large Gas Water Heater (100+ Gal, 200+ kBtuh - 0.80 Et) - ZEAS 2030 - Hot-Dry | SCG ¦ Hot-Dry | SCG | All | Electric & Gas | Large gas WH (avg. 100+ gal 0.80 ET, 200+ kBtuh 0.83 ET) | Average Existing and Code |  | 2030 | 1 | Conventional | WaterHeat | Com - Grocery | Com | ROB and NEW | 0 | 1000 sqft2 of floor space | 1000 sqft served | 13 | DEER:Indoor_CFL_Ltg | 0 | 0 | 0 | SWWH028-05 | 73.5638 | 2026 | 57.6467 | 2026 | 0 | 0 | SWWH028-05 | Com Large Gas Water Heaters - ZEAS 2030 - Hot-Dry ¦ SCG ¦ Hot-Dry | Com Large Gas Water Heaters - ZEAS 2030 - Hot-Dry | 0.039805 | 0.546 | 1 | CBSA 2019 | 0 | 2012 | 1 | SWWH028-05
COM-WATERHEAT-FS-20-ZEAS.51 | Com ¦ Com Code Large Gas Water Heater (100+ Gal, 200+ kBtuh - 0.80 Et) - ZEAS 2030 - Hot-Dry ¦ SCG ¦ Hot-Dry | Com ¦ Com Code Large Gas Water Heater (100+ Gal, 200+ kBtuh - 0.80 Et) - ZEAS 2030 - Hot-Dry | SCG ¦ Hot-Dry | SCG | All | Electric & Gas | Large gas WH (avg. 100+ gal 0.80 ET, 200+ kBtuh 0.83 ET) | Average Existing and Code |  | 2030 | 1 | Conventional | WaterHeat | Com - Health | Com | ROB and NEW | 0 | 1000 sqft2 of floor space | 1000 sqft served | 13 | DEER:Indoor_CFL_Ltg | 0 | 0 | 0 | SWWH028-05 | 134.2789 | 2026 | 105.2246 | 2026 | 0 | 0 | SWWH028-05 | Com Large Gas Water Heaters - ZEAS 2030 - Hot-Dry ¦ SCG ¦ Hot-Dry | Com Large Gas Water Heaters - ZEAS 2030 - Hot-Dry | 0.18279 | 0.546 | 1 | CBSA 2019 | 0 | 2012 | 1 | SWWH028-05
COM-WATERHEAT-FS-20-ZEAS.52 | Com ¦ Com Code Large Gas Water Heater (100+ Gal, 200+ kBtuh - 0.80 Et) - ZEAS 2030 - Hot-Dry ¦ SCG ¦ Hot-Dry | Com ¦ Com Code Large Gas Water Heater (100+ Gal, 200+ kBtuh - 0.80 Et) - ZEAS 2030 - Hot-Dry | SCG ¦ Hot-Dry | SCG | All | Electric & Gas | Large gas WH (avg. 100+ gal 0.80 ET, 200+ kBtuh 0.83 ET) | Average Existing and Code |  | 2030 | 1 | Conventional | WaterHeat | Com - Lodging | Com | ROB and NEW | 0 | 1000 sqft2 of floor space | 1000 sqft served | 13 | DEER:Indoor_CFL_Ltg | 0 | 0 | 0 | SWWH028-05 | 84.4894 | 2026 | 66.2082 | 2026 | 0 | 0 | SWWH028-05 | Com Large Gas Water Heaters - ZEAS 2030 - Hot-Dry ¦ SCG ¦ Hot-Dry | Com Large Gas Water Heaters - ZEAS 2030 - Hot-Dry | 0.29635 | 0.546 | 1 | CBSA 2019 | 0 | 2012 | 1 | SWWH028-05
COM-WATERHEAT-FS-20-ZEAS.53 | Com ¦ Com Code Large Gas Water Heater (100+ Gal, 200+ kBtuh - 0.80 Et) - ZEAS 2030 - Hot-Dry ¦ SCG ¦ Hot-Dry | Com ¦ Com Code Large Gas Water Heater (100+ Gal, 200+ kBtuh - 0.80 Et) - ZEAS 2030 - Hot-Dry | SCG ¦ Hot-Dry | SCG | All | Electric & Gas | Large gas WH (avg. 100+ gal 0.80 ET, 200+ kBtuh 0.83 ET) | Average Existing and Code |  | 2030 | 1 | Conventional | WaterHeat | Com - Office (Large) | Com | ROB and NEW | 0 | 1000 sqft2 of floor space | 1000 sqft served | 13 | DEER:Indoor_CFL_Ltg | 0 | 0 | 0 | SWWH028-05 | 27.5864 | 2026 | 21.6175 | 2026 | 0 | 0 | SWWH028-05 | Com Large Gas Water Heaters - ZEAS 2030 - Hot-Dry ¦ SCG ¦ Hot-Dry | Com Large Gas Water Heaters - ZEAS 2030 - Hot-Dry | 0.04091 | 0.546 | 1 | CBSA 2019 | 0 | 2012 | 1 | SWWH028-05
COM-WATERHEAT-FS-20-ZEAS.54 | Com ¦ Com Code Large Gas Water Heater (100+ Gal, 200+ kBtuh - 0.80 Et) - ZEAS 2030 - Hot-Dry ¦ SCG ¦ Hot-Dry | Com ¦ Com Code Large Gas Water Heater (100+ Gal, 200+ kBtuh - 0.80 Et) - ZEAS 2030 - Hot-Dry | SCG ¦ Hot-Dry | SCG | All | Electric & Gas | Large gas WH (avg. 100+ gal 0.80 ET, 200+ kBtuh 0.83 ET) | Average Existing and Code |  | 2030 | 1 | Conventional | WaterHeat | Com - Office (Small) | Com | ROB and NEW | 0 | 1000 sqft2 of floor space | 1000 sqft served | 13 | DEER:Indoor_CFL_Ltg | 0 | 0 | 0 | SWWH028-05 | 27.5864 | 2026 | 21.6175 | 2026 | 0 | 0 | SWWH028-05 | Com Large Gas Water Heaters - ZEAS 2030 - Hot-Dry ¦ SCG ¦ Hot-Dry | Com Large Gas Water Heaters - ZEAS 2030 - Hot-Dry | 0.04091 | 0.546 | 1 | CBSA 2019 | 0 | 2012 | 1 | SWWH028-05
COM-WATERHEAT-FS-20-ZEAS.55 | Com ¦ Com Code Large Gas Water Heater (100+ Gal, 200+ kBtuh - 0.80 Et) - ZEAS 2030 - Hot-Dry ¦ SCG ¦ Hot-Dry | Com ¦ Com Code Large Gas Water Heater (100+ Gal, 200+ kBtuh - 0.80 Et) - ZEAS 2030 - Hot-Dry | SCG ¦ Hot-Dry | SCG | All | Electric & Gas | Large gas WH (avg. 100+ gal 0.80 ET, 200+ kBtuh 0.83 ET) | Average Existing and Code |  | 2030 | 1 | Conventional | WaterHeat | Com - Other | Com | ROB and NEW | 0 | 1000 sqft2 of floor space | 1000 sqft served | 13 | DEER:Indoor_CFL_Ltg | 0 | 0 | 0 | SWWH028-05 | 228.1549 | 2026 | 178.7885 | 2026 | 0 | 0 | SWWH028-05 | Com Large Gas Water Heaters - ZEAS 2030 - Hot-Dry ¦ SCG ¦ Hot-Dry | Com Large Gas Water Heaters - ZEAS 2030 - Hot-Dry | 0.16753 | 0.546 | 1 | CBSA 2019 | 0 | 2012 | 1 | SWWH028-05
COM-WATERHEAT-FS-20-ZEAS.56 | Com ¦ Com Code Large Gas Water Heater (100+ Gal, 200+ kBtuh - 0.80 Et) - ZEAS 2030 - Hot-Dry ¦ SCG ¦ Hot-Dry | Com ¦ Com Code Large Gas Water Heater (100+ Gal, 200+ kBtuh - 0.80 Et) - ZEAS 2030 - Hot-Dry | SCG ¦ Hot-Dry | SCG | All | Electric & Gas | Large gas WH (avg. 100+ gal 0.80 ET, 200+ kBtuh 0.83 ET) | Average Existing and Code |  | 2030 | 1 | Conventional | WaterHeat | Com - Refrig. Warehouse | Com | ROB and NEW | 0 | 1000 sqft2 of floor space | 1000 sqft served | 13 | DEER:Indoor_CFL_Ltg | 0 | 0 | 0 | SWWH028-05 | 12.756 | 2026 | 9.9959 | 2026 | 0 | 0 | SWWH028-05 | Com Large Gas Water Heaters - ZEAS 2030 - Hot-Dry ¦ SCG ¦ Hot-Dry | Com Large Gas Water Heaters - ZEAS 2030 - Hot-Dry | 0.095771 | 0.546 | 1 | CBSA 2019 | 0 | 2012 | 1 | SWWH028-05
COM-WATERHEAT-FS-20-ZEAS.57 | Com ¦ Com Code Large Gas Water Heater (100+ Gal, 200+ kBtuh - 0.80 Et) - ZEAS 2030 - Hot-Dry ¦ SCG ¦ Hot-Dry | Com ¦ Com Code Large Gas Water Heater (100+ Gal, 200+ kBtuh - 0.80 Et) - ZEAS 2030 - Hot-Dry | SCG ¦ Hot-Dry | SCG | All | Electric & Gas | Large gas WH (avg. 100+ gal 0.80 ET, 200+ kBtuh 0.83 ET) | Average Existing and Code |  | 2030 | 1 | Conventional | WaterHeat | Com - Restaurant | Com | ROB and NEW | 0 | 1000 sqft2 of floor space | 1000 sqft served | 13 | DEER:Indoor_CFL_Ltg | 0 | 0 | 0 | SWWH028-05 | 1195.0371 | 2026 | 936.4641 | 2026 | 0 | 0 | SWWH028-05 | Com Large Gas Water Heaters - ZEAS 2030 - Hot-Dry ¦ SCG ¦ Hot-Dry | Com Large Gas Water Heaters - ZEAS 2030 - Hot-Dry | 0.047202 | 0.546 | 1 | CBSA 2019 | 0 | 2012 | 1 | SWWH028-05
COM-WATERHEAT-FS-20-ZEAS.58 | Com ¦ Com Code Large Gas Water Heater (100+ Gal, 200+ kBtuh - 0.80 Et) - ZEAS 2030 - Hot-Dry ¦ SCG ¦ Hot-Dry | Com ¦ Com Code Large Gas Water Heater (100+ Gal, 200+ kBtuh - 0.80 Et) - ZEAS 2030 - Hot-Dry | SCG ¦ Hot-Dry | SCG | All | Electric & Gas | Large gas WH (avg. 100+ gal 0.80 ET, 200+ kBtuh 0.83 ET) | Average Existing and Code |  | 2030 | 1 | Conventional | WaterHeat | Com - Retail | Com | ROB and NEW | 0 | 1000 sqft2 of floor space | 1000 sqft served | 13 | DEER:Indoor_CFL_Ltg | 0 | 0 | 0 | SWWH028-05 | 17.087 | 2026 | 13.3899 | 2026 | 0 | 0 | SWWH028-05 | Com Large Gas Water Heaters - ZEAS 2030 - Hot-Dry ¦ SCG ¦ Hot-Dry | Com Large Gas Water Heaters - ZEAS 2030 - Hot-Dry | 0.004808 | 0.546 | 1 | CBSA 2019 | 0 | 2012 | 1 | SWWH028-05
COM-WATERHEAT-FS-20-ZEAS.59 | Com ¦ Com Code Large Gas Water Heater (100+ Gal, 200+ kBtuh - 0.80 Et) - ZEAS 2030 - Hot-Dry ¦ SCG ¦ Hot-Dry | Com ¦ Com Code Large Gas Water Heater (100+ Gal, 200+ kBtuh - 0.80 Et) - ZEAS 2030 - Hot-Dry | SCG ¦ Hot-Dry | SCG | All | Electric & Gas | Large gas WH (avg. 100+ gal 0.80 ET, 200+ kBtuh 0.83 ET) | Average Existing and Code |  | 2030 | 1 | Conventional | WaterHeat | Com - School | Com | ROB and NEW | 0 | 1000 sqft2 of floor space | 1000 sqft served | 13 | DEER:Indoor_CFL_Ltg | 0 | 0 | 0 | SWWH028-05 | 140.7521 | 2026 | 110.2972 | 2026 | 0 | 0 | SWWH028-05 | Com Large Gas Water Heaters - ZEAS 2030 - Hot-Dry ¦ SCG ¦ Hot-Dry | Com Large Gas Water Heaters - ZEAS 2030 - Hot-Dry | 0.072836 | 0.546 | 1 | CBSA 2019 | 0 | 2012 | 1 | SWWH028-05
COM-WATERHEAT-FS-20-ZEAS.60 | Com ¦ Com Code Large Gas Water Heater (100+ Gal, 200+ kBtuh - 0.80 Et) - ZEAS 2030 - Hot-Dry ¦ SCG ¦ Hot-Dry | Com ¦ Com Code Large Gas Water Heater (100+ Gal, 200+ kBtuh - 0.80 Et) - ZEAS 2030 - Hot-Dry | SCG ¦ Hot-Dry | SCG | All | Electric & Gas | Large gas WH (avg. 100+ gal 0.80 ET, 200+ kBtuh 0.83 ET) | Average Existing and Code |  | 2030 | 1 | Conventional | WaterHeat | Com - Warehouse | Com | ROB and NEW | 0 | 1000 sqft2 of floor space | 1000 sqft served | 13 | DEER:Indoor_CFL_Ltg | 0 | 0 | 0 | SWWH028-05 | 2.5512 | 2026 | 1.9992 | 2026 | 0 | 0 | SWWH028-05 | Com Large Gas Water Heaters - ZEAS 2030 - Hot-Dry ¦ SCG ¦ Hot-Dry | Com Large Gas Water Heaters - ZEAS 2030 - Hot-Dry | 0.098222 | 0.546 | 1 | CBSA 2019 | 0 | 2012 | 1 | SWWH028-05
COM-WATERHEAT-FS-20-ZEAS.61 | Com ¦ Com Code Large Gas Water Heater (100+ Gal, 200+ kBtuh - 0.80 Et) - ZEAS 2030 - Cold ¦ SCG ¦ Cold | Com ¦ Com Code Large Gas Water Heater (100+ Gal, 200+ kBtuh - 0.80 Et) - ZEAS 2030 - Cold | SCG ¦ Cold | SCG | All | Electric & Gas | Large gas WH (avg. 100+ gal 0.80 ET, 200+ kBtuh 0.83 ET) | Average Existing and Code |  | 2030 | 1 | Conventional | WaterHeat | Com - College | Com | ROB and NEW | 0 | 1000 sqft2 of floor space | 1000 sqft served | 13 | DEER:Indoor_CFL_Ltg | 0 | 0 | 0 | SWWH028-05 | 88.6522 | 2026 | 69.4703 | 2026 | 0 | 0 | SWWH028-05 | Com Large Gas Water Heaters - ZEAS 2030 - Cold ¦ SCG ¦ Cold | Com Large Gas Water Heaters - ZEAS 2030 - Cold | 0.17915 | 0.546 | 1 | CBSA 2019 | 0 | 2012 | 1 | SWWH028-05
COM-WATERHEAT-FS-20-ZEAS.62 | Com ¦ Com Code Large Gas Water Heater (100+ Gal, 200+ kBtuh - 0.80 Et) - ZEAS 2030 - Cold ¦ SCG ¦ Cold | Com ¦ Com Code Large Gas Water Heater (100+ Gal, 200+ kBtuh - 0.80 Et) - ZEAS 2030 - Cold | SCG ¦ Cold | SCG | All | Electric & Gas | Large gas WH (avg. 100+ gal 0.80 ET, 200+ kBtuh 0.83 ET) | Average Existing and Code |  | 2030 | 1 | Conventional | WaterHeat | Com - Grocery | Com | ROB and NEW | 0 | 1000 sqft2 of floor space | 1000 sqft served | 13 | DEER:Indoor_CFL_Ltg | 0 | 0 | 0 | SWWH028-05 | 73.5638 | 2026 | 57.6467 | 2026 | 0 | 0 | SWWH028-05 | Com Large Gas Water Heaters - ZEAS 2030 - Cold ¦ SCG ¦ Cold | Com Large Gas Water Heaters - ZEAS 2030 - Cold | 0.039805 | 0.546 | 1 | CBSA 2019 | 0 | 2012 | 1 | SWWH028-05
COM-WATERHEAT-FS-20-ZEAS.63 | Com ¦ Com Code Large Gas Water Heater (100+ Gal, 200+ kBtuh - 0.80 Et) - ZEAS 2030 - Cold ¦ SCG ¦ Cold | Com ¦ Com Code Large Gas Water Heater (100+ Gal, 200+ kBtuh - 0.80 Et) - ZEAS 2030 - Cold | SCG ¦ Cold | SCG | All | Electric & Gas | Large gas WH (avg. 100+ gal 0.80 ET, 200+ kBtuh 0.83 ET) | Average Existing and Code |  | 2030 | 1 | Conventional | WaterHeat | Com - Health | Com | ROB and NEW | 0 | 1000 sqft2 of floor space | 1000 sqft served | 13 | DEER:Indoor_CFL_Ltg | 0 | 0 | 0 | SWWH028-05 | 134.2789 | 2026 | 105.2246 | 2026 | 0 | 0 | SWWH028-05 | Com Large Gas Water Heaters - ZEAS 2030 - Cold ¦ SCG ¦ Cold | Com Large Gas Water Heaters - ZEAS 2030 - Cold | 0.18279 | 0.546 | 1 | CBSA 2019 | 0 | 2012 | 1 | SWWH028-05
COM-WATERHEAT-FS-20-ZEAS.64 | Com ¦ Com Code Large Gas Water Heater (100+ Gal, 200+ kBtuh - 0.80 Et) - ZEAS 2030 - Cold ¦ SCG ¦ Cold | Com ¦ Com Code Large Gas Water Heater (100+ Gal, 200+ kBtuh - 0.80 Et) - ZEAS 2030 - Cold | SCG ¦ Cold | SCG | All | Electric & Gas | Large gas WH (avg. 100+ gal 0.80 ET, 200+ kBtuh 0.83 ET) | Average Existing and Code |  | 2030 | 1 | Conventional | WaterHeat | Com - Lodging | Com | ROB and NEW | 0 | 1000 sqft2 of floor space | 1000 sqft served | 13 | DEER:Indoor_CFL_Ltg | 0 | 0 | 0 | SWWH028-05 | 84.4894 | 2026 | 66.2082 | 2026 | 0 | 0 | SWWH028-05 | Com Large Gas Water Heaters - ZEAS 2030 - Cold ¦ SCG ¦ Cold | Com Large Gas Water Heaters - ZEAS 2030 - Cold | 0.29635 | 0.546 | 1 | CBSA 2019 | 0 | 2012 | 1 | SWWH028-05
COM-WATERHEAT-FS-20-ZEAS.65 | Com ¦ Com Code Large Gas Water Heater (100+ Gal, 200+ kBtuh - 0.80 Et) - ZEAS 2030 - Cold ¦ SCG ¦ Cold | Com ¦ Com Code Large Gas Water Heater (100+ Gal, 200+ kBtuh - 0.80 Et) - ZEAS 2030 - Cold | SCG ¦ Cold | SCG | All | Electric & Gas | Large gas WH (avg. 100+ gal 0.80 ET, 200+ kBtuh 0.83 ET) | Average Existing and Code |  | 2030 | 1 | Conventional | WaterHeat | Com - Office (Large) | Com | ROB and NEW | 0 | 1000 sqft2 of floor space | 1000 sqft served | 13 | DEER:Indoor_CFL_Ltg | 0 | 0 | 0 | SWWH028-05 | 27.5864 | 2026 | 21.6175 | 2026 | 0 | 0 | SWWH028-05 | Com Large Gas Water Heaters - ZEAS 2030 - Cold ¦ SCG ¦ Cold | Com Large Gas Water Heaters - ZEAS 2030 - Cold | 0.04091 | 0.546 | 1 | CBSA 2019 | 0 | 2012 | 1 | SWWH028-05
COM-WATERHEAT-FS-20-ZEAS.66 | Com ¦ Com Code Large Gas Water Heater (100+ Gal, 200+ kBtuh - 0.80 Et) - ZEAS 2030 - Cold ¦ SCG ¦ Cold | Com ¦ Com Code Large Gas Water Heater (100+ Gal, 200+ kBtuh - 0.80 Et) - ZEAS 2030 - Cold | SCG ¦ Cold | SCG | All | Electric & Gas | Large gas WH (avg. 100+ gal 0.80 ET, 200+ kBtuh 0.83 ET) | Average Existing and Code |  | 2030 | 1 | Conventional | WaterHeat | Com - Office (Small) | Com | ROB and NEW | 0 | 1000 sqft2 of floor space | 1000 sqft served | 13 | DEER:Indoor_CFL_Ltg | 0 | 0 | 0 | SWWH028-05 | 27.5864 | 2026 | 21.6175 | 2026 | 0 | 0 | SWWH028-05 | Com Large Gas Water Heaters - ZEAS 2030 - Cold ¦ SCG ¦ Cold | Com Large Gas Water Heaters - ZEAS 2030 - Cold | 0.04091 | 0.546 | 1 | CBSA 2019 | 0 | 2012 | 1 | SWWH028-05
COM-WATERHEAT-FS-20-ZEAS.67 | Com ¦ Com Code Large Gas Water Heater (100+ Gal, 200+ kBtuh - 0.80 Et) - ZEAS 2030 - Cold ¦ SCG ¦ Cold | Com ¦ Com Code Large Gas Water Heater (100+ Gal, 200+ kBtuh - 0.80 Et) - ZEAS 2030 - Cold | SCG ¦ Cold | SCG | All | Electric & Gas | Large gas WH (avg. 100+ gal 0.80 ET, 200+ kBtuh 0.83 ET) | Average Existing and Code |  | 2030 | 1 | Conventional | WaterHeat | Com - Other | Com | ROB and NEW | 0 | 1000 sqft2 of floor space | 1000 sqft served | 13 | DEER:Indoor_CFL_Ltg | 0 | 0 | 0 | SWWH028-05 | 228.1549 | 2026 | 178.7885 | 2026 | 0 | 0 | SWWH028-05 | Com Large Gas Water Heaters - ZEAS 2030 - Cold ¦ SCG ¦ Cold | Com Large Gas Water Heaters - ZEAS 2030 - Cold | 0.16753 | 0.546 | 1 | CBSA 2019 | 0 | 2012 | 1 | SWWH028-05
COM-WATERHEAT-FS-20-ZEAS.68 | Com ¦ Com Code Large Gas Water Heater (100+ Gal, 200+ kBtuh - 0.80 Et) - ZEAS 2030 - Cold ¦ SCG ¦ Cold | Com ¦ Com Code Large Gas Water Heater (100+ Gal, 200+ kBtuh - 0.80 Et) - ZEAS 2030 - Cold | SCG ¦ Cold | SCG | All | Electric & Gas | Large gas WH (avg. 100+ gal 0.80 ET, 200+ kBtuh 0.83 ET) | Average Existing and Code |  | 2030 | 1 | Conventional | WaterHeat | Com - Refrig. Warehouse | Com | ROB and NEW | 0 | 1000 sqft2 of floor space | 1000 sqft served | 13 | DEER:Indoor_CFL_Ltg | 0 | 0 | 0 | SWWH028-05 | 12.756 | 2026 | 9.9959 | 2026 | 0 | 0 | SWWH028-05 | Com Large Gas Water Heaters - ZEAS 2030 - Cold ¦ SCG ¦ Cold | Com Large Gas Water Heaters - ZEAS 2030 - Cold | 0.095771 | 0.546 | 1 | CBSA 2019 | 0 | 2012 | 1 | SWWH028-05
COM-WATERHEAT-FS-20-ZEAS.69 | Com ¦ Com Code Large Gas Water Heater (100+ Gal, 200+ kBtuh - 0.80 Et) - ZEAS 2030 - Cold ¦ SCG ¦ Cold | Com ¦ Com Code Large Gas Water Heater (100+ Gal, 200+ kBtuh - 0.80 Et) - ZEAS 2030 - Cold | SCG ¦ Cold | SCG | All | Electric & Gas | Large gas WH (avg. 100+ gal 0.80 ET, 200+ kBtuh 0.83 ET) | Average Existing and Code |  | 2030 | 1 | Conventional | WaterHeat | Com - Restaurant | Com | ROB and NEW | 0 | 1000 sqft2 of floor space | 1000 sqft served | 13 | DEER:Indoor_CFL_Ltg | 0 | 0 | 0 | SWWH028-05 | 1195.0371 | 2026 | 936.4641 | 2026 | 0 | 0 | SWWH028-05 | Com Large Gas Water Heaters - ZEAS 2030 - Cold ¦ SCG ¦ Cold | Com Large Gas Water Heaters - ZEAS 2030 - Cold | 0.047202 | 0.546 | 1 | CBSA 2019 | 0 | 2012 | 1 | SWWH028-05
COM-WATERHEAT-FS-20-ZEAS.70 | Com ¦ Com Code Large Gas Water Heater (100+ Gal, 200+ kBtuh - 0.80 Et) - ZEAS 2030 - Cold ¦ SCG ¦ Cold | Com ¦ Com Code Large Gas Water Heater (100+ Gal, 200+ kBtuh - 0.80 Et) - ZEAS 2030 - Cold | SCG ¦ Cold | SCG | All | Electric & Gas | Large gas WH (avg. 100+ gal 0.80 ET, 200+ kBtuh 0.83 ET) | Average Existing and Code |  | 2030 | 1 | Conventional | WaterHeat | Com - Retail | Com | ROB and NEW | 0 | 1000 sqft2 of floor space | 1000 sqft served | 13 | DEER:Indoor_CFL_Ltg | 0 | 0 | 0 | SWWH028-05 | 17.087 | 2026 | 13.3899 | 2026 | 0 | 0 | SWWH028-05 | Com Large Gas Water Heaters - ZEAS 2030 - Cold ¦ SCG ¦ Cold | Com Large Gas Water Heaters - ZEAS 2030 - Cold | 0.004808 | 0.546 | 1 | CBSA 2019 | 0 | 2012 | 1 | SWWH028-05
COM-WATERHEAT-FS-20-ZEAS.71 | Com ¦ Com Code Large Gas Water Heater (100+ Gal, 200+ kBtuh - 0.80 Et) - ZEAS 2030 - Cold ¦ SCG ¦ Cold | Com ¦ Com Code Large Gas Water Heater (100+ Gal, 200+ kBtuh - 0.80 Et) - ZEAS 2030 - Cold | SCG ¦ Cold | SCG | All | Electric & Gas | Large gas WH (avg. 100+ gal 0.80 ET, 200+ kBtuh 0.83 ET) | Average Existing and Code |  | 2030 | 1 | Conventional | WaterHeat | Com - School | Com | ROB and NEW | 0 | 1000 sqft2 of floor space | 1000 sqft served | 13 | DEER:Indoor_CFL_Ltg | 0 | 0 | 0 | SWWH028-05 | 140.7521 | 2026 | 110.2972 | 2026 | 0 | 0 | SWWH028-05 | Com Large Gas Water Heaters - ZEAS 2030 - Cold ¦ SCG ¦ Cold | Com Large Gas Water Heaters - ZEAS 2030 - Cold | 0.072836 | 0.546 | 1 | CBSA 2019 | 0 | 2012 | 1 | SWWH028-05
COM-WATERHEAT-FS-20-ZEAS.72 | Com ¦ Com Code Large Gas Water Heater (100+ Gal, 200+ kBtuh - 0.80 Et) - ZEAS 2030 - Cold ¦ SCG ¦ Cold | Com ¦ Com Code Large Gas Water Heater (100+ Gal, 200+ kBtuh - 0.80 Et) - ZEAS 2030 - Cold | SCG ¦ Cold | SCG | All | Electric & Gas | Large gas WH (avg. 100+ gal 0.80 ET, 200+ kBtuh 0.83 ET) | Average Existing and Code |  | 2030 | 1 | Conventional | WaterHeat | Com - Warehouse | Com | ROB and NEW | 0 | 1000 sqft2 of floor space | 1000 sqft served | 13 | DEER:Indoor_CFL_Ltg | 0 | 0 | 0 | SWWH028-05 | 2.5512 | 2026 | 1.9992 | 2026 | 0 | 0 | SWWH028-05 | Com Large Gas Water Heaters - ZEAS 2030 - Cold ¦ SCG ¦ Cold | Com Large Gas Water Heaters - ZEAS 2030 - Cold | 0.098222 | 0.546 | 1 | CBSA 2019 | 0 | 2012 | 1 | SWWH028-05
COM-WATERHEAT-FS-20-ZEAS.73 | Com ¦ Com Code Large Gas Water Heater (100+ Gal, 200+ kBtuh - 0.80 Et) - ZEAS 2030 - Marine ¦ SDG&E ¦ Marine | Com ¦ Com Code Large Gas Water Heater (100+ Gal, 200+ kBtuh - 0.80 Et) - ZEAS 2030 - Marine | SDG&E ¦ Marine | SDG&E | All | Electric & Gas | Large gas WH (avg. 100+ gal 0.80 ET, 200+ kBtuh 0.83 ET) | Average Existing and Code |  | 2030 | 1 | Conventional | WaterHeat | Com - College | Com | ROB and NEW | 0 | 1000 sqft2 of floor space | 1000 sqft served | 13 | DEER:Indoor_CFL_Ltg | 0 | 0 | 0 | SWWH028-05 | 88.6522 | 2026 | 69.4703 | 2026 | 0 | 0 | SWWH028-05 | Com Large Gas Water Heaters - ZEAS 2030 - Marine ¦ SDG&E ¦ Marine | Com Large Gas Water Heaters - ZEAS 2030 - Marine | 0.17915 | 0.546 | 1 | CBSA 2019 | 0 | 2012 | 1 | SWWH028-05
COM-WATERHEAT-FS-20-ZEAS.74 | Com ¦ Com Code Large Gas Water Heater (100+ Gal, 200+ kBtuh - 0.80 Et) - ZEAS 2030 - Marine ¦ SDG&E ¦ Marine | Com ¦ Com Code Large Gas Water Heater (100+ Gal, 200+ kBtuh - 0.80 Et) - ZEAS 2030 - Marine | SDG&E ¦ Marine | SDG&E | All | Electric & Gas | Large gas WH (avg. 100+ gal 0.80 ET, 200+ kBtuh 0.83 ET) | Average Existing and Code |  | 2030 | 1 | Conventional | WaterHeat | Com - Grocery | Com | ROB and NEW | 0 | 1000 sqft2 of floor space | 1000 sqft served | 13 | DEER:Indoor_CFL_Ltg | 0 | 0 | 0 | SWWH028-05 | 73.5638 | 2026 | 57.6467 | 2026 | 0 | 0 | SWWH028-05 | Com Large Gas Water Heaters - ZEAS 2030 - Marine ¦ SDG&E ¦ Marine | Com Large Gas Water Heaters - ZEAS 2030 - Marine | 0.039805 | 0.546 | 1 | CBSA 2019 | 0 | 2012 | 1 | SWWH028-05
COM-WATERHEAT-FS-20-ZEAS.75 | Com ¦ Com Code Large Gas Water Heater (100+ Gal, 200+ kBtuh - 0.80 Et) - ZEAS 2030 - Marine ¦ SDG&E ¦ Marine | Com ¦ Com Code Large Gas Water Heater (100+ Gal, 200+ kBtuh - 0.80 Et) - ZEAS 2030 - Marine | SDG&E ¦ Marine | SDG&E | All | Electric & Gas | Large gas WH (avg. 100+ gal 0.80 ET, 200+ kBtuh 0.83 ET) | Average Existing and Code |  | 2030 | 1 | Conventional | WaterHeat | Com - Health | Com | ROB and NEW | 0 | 1000 sqft2 of floor space | 1000 sqft served | 13 | DEER:Indoor_CFL_Ltg | 0 | 0 | 0 | SWWH028-05 | 134.2789 | 2026 | 105.2246 | 2026 | 0 | 0 | SWWH028-05 | Com Large Gas Water Heaters - ZEAS 2030 - Marine ¦ SDG&E ¦ Marine | Com Large Gas Water Heaters - ZEAS 2030 - Marine | 0.18279 | 0.546 | 1 | CBSA 2019 | 0 | 2012 | 1 | SWWH028-05
COM-WATERHEAT-FS-20-ZEAS.76 | Com ¦ Com Code Large Gas Water Heater (100+ Gal, 200+ kBtuh - 0.80 Et) - ZEAS 2030 - Marine ¦ SDG&E ¦ Marine | Com ¦ Com Code Large Gas Water Heater (100+ Gal, 200+ kBtuh - 0.80 Et) - ZEAS 2030 - Marine | SDG&E ¦ Marine | SDG&E | All | Electric & Gas | Large gas WH (avg. 100+ gal 0.80 ET, 200+ kBtuh 0.83 ET) | Average Existing and Code |  | 2030 | 1 | Conventional | WaterHeat | Com - Lodging | Com | ROB and NEW | 0 | 1000 sqft2 of floor space | 1000 sqft served | 13 | DEER:Indoor_CFL_Ltg | 0 | 0 | 0 | SWWH028-05 | 84.4894 | 2026 | 66.2082 | 2026 | 0 | 0 | SWWH028-05 | Com Large Gas Water Heaters - ZEAS 2030 - Marine ¦ SDG&E ¦ Marine | Com Large Gas Water Heaters - ZEAS 2030 - Marine | 0.29635 | 0.546 | 1 | CBSA 2019 | 0 | 2012 | 1 | SWWH028-05
COM-WATERHEAT-FS-20-ZEAS.77 | Com ¦ Com Code Large Gas Water Heater (100+ Gal, 200+ kBtuh - 0.80 Et) - ZEAS 2030 - Marine ¦ SDG&E ¦ Marine | Com ¦ Com Code Large Gas Water Heater (100+ Gal, 200+ kBtuh - 0.80 Et) - ZEAS 2030 - Marine | SDG&E ¦ Marine | SDG&E | All | Electric & Gas | Large gas WH (avg. 100+ gal 0.80 ET, 200+ kBtuh 0.83 ET) | Average Existing and Code |  | 2030 | 1 | Conventional | WaterHeat | Com - Office (Large) | Com | ROB and NEW | 0 | 1000 sqft2 of floor space | 1000 sqft served | 13 | DEER:Indoor_CFL_Ltg | 0 | 0 | 0 | SWWH028-05 | 27.5864 | 2026 | 21.6175 | 2026 | 0 | 0 | SWWH028-05 | Com Large Gas Water Heaters - ZEAS 2030 - Marine ¦ SDG&E ¦ Marine | Com Large Gas Water Heaters - ZEAS 2030 - Marine | 0.04091 | 0.546 | 1 | CBSA 2019 | 0 | 2012 | 1 | SWWH028-05
COM-WATERHEAT-FS-20-ZEAS.78 | Com ¦ Com Code Large Gas Water Heater (100+ Gal, 200+ kBtuh - 0.80 Et) - ZEAS 2030 - Marine ¦ SDG&E ¦ Marine | Com ¦ Com Code Large Gas Water Heater (100+ Gal, 200+ kBtuh - 0.80 Et) - ZEAS 2030 - Marine | SDG&E ¦ Marine | SDG&E | All | Electric & Gas | Large gas WH (avg. 100+ gal 0.80 ET, 200+ kBtuh 0.83 ET) | Average Existing and Code |  | 2030 | 1 | Conventional | WaterHeat | Com - Office (Small) | Com | ROB and NEW | 0 | 1000 sqft2 of floor space | 1000 sqft served | 13 | DEER:Indoor_CFL_Ltg | 0 | 0 | 0 | SWWH028-05 | 27.5864 | 2026 | 21.6175 | 2026 | 0 | 0 | SWWH028-05 | Com Large Gas Water Heaters - ZEAS 2030 - Marine ¦ SDG&E ¦ Marine | Com Large Gas Water Heaters - ZEAS 2030 - Marine | 0.04091 | 0.546 | 1 | CBSA 2019 | 0 | 2012 | 1 | SWWH028-05
COM-WATERHEAT-FS-20-ZEAS.79 | Com ¦ Com Code Large Gas Water Heater (100+ Gal, 200+ kBtuh - 0.80 Et) - ZEAS 2030 - Marine ¦ SDG&E ¦ Marine | Com ¦ Com Code Large Gas Water Heater (100+ Gal, 200+ kBtuh - 0.80 Et) - ZEAS 2030 - Marine | SDG&E ¦ Marine | SDG&E | All | Electric & Gas | Large gas WH (avg. 100+ gal 0.80 ET, 200+ kBtuh 0.83 ET) | Average Existing and Code |  | 2030 | 1 | Conventional | WaterHeat | Com - Other | Com | ROB and NEW | 0 | 1000 sqft2 of floor space | 1000 sqft served | 13 | DEER:Indoor_CFL_Ltg | 0 | 0 | 0 | SWWH028-05 | 228.1549 | 2026 | 178.7885 | 2026 | 0 | 0 | SWWH028-05 | Com Large Gas Water Heaters - ZEAS 2030 - Marine ¦ SDG&E ¦ Marine | Com Large Gas Water Heaters - ZEAS 2030 - Marine | 0.16753 | 0.546 | 1 | CBSA 2019 | 0 | 2012 | 1 | SWWH028-05
COM-WATERHEAT-FS-20-ZEAS.80 | Com ¦ Com Code Large Gas Water Heater (100+ Gal, 200+ kBtuh - 0.80 Et) - ZEAS 2030 - Marine ¦ SDG&E ¦ Marine | Com ¦ Com Code Large Gas Water Heater (100+ Gal, 200+ kBtuh - 0.80 Et) - ZEAS 2030 - Marine | SDG&E ¦ Marine | SDG&E | All | Electric & Gas | Large gas WH (avg. 100+ gal 0.80 ET, 200+ kBtuh 0.83 ET) | Average Existing and Code |  | 2030 | 1 | Conventional | WaterHeat | Com - Refrig. Warehouse | Com | ROB and NEW | 0 | 1000 sqft2 of floor space | 1000 sqft served | 13 | DEER:Indoor_CFL_Ltg | 0 | 0 | 0 | SWWH028-05 | 12.756 | 2026 | 9.9959 | 2026 | 0 | 0 | SWWH028-05 | Com Large Gas Water Heaters - ZEAS 2030 - Marine ¦ SDG&E ¦ Marine | Com Large Gas Water Heaters - ZEAS 2030 - Marine | 0.095771 | 0.546 | 1 | CBSA 2019 | 0 | 2012 | 1 | SWWH028-05
COM-WATERHEAT-FS-20-ZEAS.81 | Com ¦ Com Code Large Gas Water Heater (100+ Gal, 200+ kBtuh - 0.80 Et) - ZEAS 2030 - Marine ¦ SDG&E ¦ Marine | Com ¦ Com Code Large Gas Water Heater (100+ Gal, 200+ kBtuh - 0.80 Et) - ZEAS 2030 - Marine | SDG&E ¦ Marine | SDG&E | All | Electric & Gas | Large gas WH (avg. 100+ gal 0.80 ET, 200+ kBtuh 0.83 ET) | Average Existing and Code |  | 2030 | 1 | Conventional | WaterHeat | Com - Restaurant | Com | ROB and NEW | 0 | 1000 sqft2 of floor space | 1000 sqft served | 13 | DEER:Indoor_CFL_Ltg | 0 | 0 | 0 | SWWH028-05 | 1195.0371 | 2026 | 936.4641 | 2026 | 0 | 0 | SWWH028-05 | Com Large Gas Water Heaters - ZEAS 2030 - Marine ¦ SDG&E ¦ Marine | Com Large Gas Water Heaters - ZEAS 2030 - Marine | 0.047202 | 0.546 | 1 | CBSA 2019 | 0 | 2012 | 1 | SWWH028-05
COM-WATERHEAT-FS-20-ZEAS.82 | Com ¦ Com Code Large Gas Water Heater (100+ Gal, 200+ kBtuh - 0.80 Et) - ZEAS 2030 - Marine ¦ SDG&E ¦ Marine | Com ¦ Com Code Large Gas Water Heater (100+ Gal, 200+ kBtuh - 0.80 Et) - ZEAS 2030 - Marine | SDG&E ¦ Marine | SDG&E | All | Electric & Gas | Large gas WH (avg. 100+ gal 0.80 ET, 200+ kBtuh 0.83 ET) | Average Existing and Code |  | 2030 | 1 | Conventional | WaterHeat | Com - Retail | Com | ROB and NEW | 0 | 1000 sqft2 of floor space | 1000 sqft served | 13 | DEER:Indoor_CFL_Ltg | 0 | 0 | 0 | SWWH028-05 | 17.087 | 2026 | 13.3899 | 2026 | 0 | 0 | SWWH028-05 | Com Large Gas Water Heaters - ZEAS 2030 - Marine ¦ SDG&E ¦ Marine | Com Large Gas Water Heaters - ZEAS 2030 - Marine | 0.004808 | 0.546 | 1 | CBSA 2019 | 0 | 2012 | 1 | SWWH028-05
COM-WATERHEAT-FS-20-ZEAS.83 | Com ¦ Com Code Large Gas Water Heater (100+ Gal, 200+ kBtuh - 0.80 Et) - ZEAS 2030 - Marine ¦ SDG&E ¦ Marine | Com ¦ Com Code Large Gas Water Heater (100+ Gal, 200+ kBtuh - 0.80 Et) - ZEAS 2030 - Marine | SDG&E ¦ Marine | SDG&E | All | Electric & Gas | Large gas WH (avg. 100+ gal 0.80 ET, 200+ kBtuh 0.83 ET) | Average Existing and Code |  | 2030 | 1 | Conventional | WaterHeat | Com - School | Com | ROB and NEW | 0 | 1000 sqft2 of floor space | 1000 sqft served | 13 | DEER:Indoor_CFL_Ltg | 0 | 0 | 0 | SWWH028-05 | 140.7521 | 2026 | 110.2972 | 2026 | 0 | 0 | SWWH028-05 | Com Large Gas Water Heaters - ZEAS 2030 - Marine ¦ SDG&E ¦ Marine | Com Large Gas Water Heaters - ZEAS 2030 - Marine | 0.072836 | 0.546 | 1 | CBSA 2019 | 0 | 2012 | 1 | SWWH028-05
COM-WATERHEAT-FS-20-ZEAS.84 | Com ¦ Com Code Large Gas Water Heater (100+ Gal, 200+ kBtuh - 0.80 Et) - ZEAS 2030 - Marine ¦ SDG&E ¦ Marine | Com ¦ Com Code Large Gas Water Heater (100+ Gal, 200+ kBtuh - 0.80 Et) - ZEAS 2030 - Marine | SDG&E ¦ Marine | SDG&E | All | Electric & Gas | Large gas WH (avg. 100+ gal 0.80 ET, 200+ kBtuh 0.83 ET) | Average Existing and Code |  | 2030 | 1 | Conventional | WaterHeat | Com - Warehouse | Com | ROB and NEW | 0 | 1000 sqft2 of floor space | 1000 sqft served | 13 | DEER:Indoor_CFL_Ltg | 0 | 0 | 0 | SWWH028-05 | 2.5512 | 2026 | 1.9992 | 2026 | 0 | 0 | SWWH028-05 | Com Large Gas Water Heaters - ZEAS 2030 - Marine ¦ SDG&E ¦ Marine | Com Large Gas Water Heaters - ZEAS 2030 - Marine | 0.098222 | 0.546 | 1 | CBSA 2019 | 0 | 2012 | 1 | SWWH028-05
COM-WATERHEAT-FS-20-ZEAS.85 | Com ¦ Com Code Large Gas Water Heater (100+ Gal, 200+ kBtuh - 0.80 Et) - ZEAS 2030 - Hot-Dry ¦ SDG&E ¦ Hot-Dry | Com ¦ Com Code Large Gas Water Heater (100+ Gal, 200+ kBtuh - 0.80 Et) - ZEAS 2030 - Hot-Dry | SDG&E ¦ Hot-Dry | SDG&E | All | Electric & Gas | Large gas WH (avg. 100+ gal 0.80 ET, 200+ kBtuh 0.83 ET) | Average Existing and Code |  | 2030 | 1 | Conventional | WaterHeat | Com - College | Com | ROB and NEW | 0 | 1000 sqft2 of floor space | 1000 sqft served | 13 | DEER:Indoor_CFL_Ltg | 0 | 0 | 0 | SWWH028-05 | 88.6522 | 2026 | 69.4703 | 2026 | 0 | 0 | SWWH028-05 | Com Large Gas Water Heaters - ZEAS 2030 - Hot-Dry ¦ SDG&E ¦ Hot-Dry | Com Large Gas Water Heaters - ZEAS 2030 - Hot-Dry | 0.17915 | 0.546 | 1 | CBSA 2019 | 0 | 2012 | 1 | SWWH028-05
COM-WATERHEAT-FS-20-ZEAS.86 | Com ¦ Com Code Large Gas Water Heater (100+ Gal, 200+ kBtuh - 0.80 Et) - ZEAS 2030 - Hot-Dry ¦ SDG&E ¦ Hot-Dry | Com ¦ Com Code Large Gas Water Heater (100+ Gal, 200+ kBtuh - 0.80 Et) - ZEAS 2030 - Hot-Dry | SDG&E ¦ Hot-Dry | SDG&E | All | Electric & Gas | Large gas WH (avg. 100+ gal 0.80 ET, 200+ kBtuh 0.83 ET) | Average Existing and Code |  | 2030 | 1 | Conventional | WaterHeat | Com - Grocery | Com | ROB and NEW | 0 | 1000 sqft2 of floor space | 1000 sqft served | 13 | DEER:Indoor_CFL_Ltg | 0 | 0 | 0 | SWWH028-05 | 73.5638 | 2026 | 57.6467 | 2026 | 0 | 0 | SWWH028-05 | Com Large Gas Water Heaters - ZEAS 2030 - Hot-Dry ¦ SDG&E ¦ Hot-Dry | Com Large Gas Water Heaters - ZEAS 2030 - Hot-Dry | 0.039805 | 0.546 | 1 | CBSA 2019 | 0 | 2012 | 1 | SWWH028-05
COM-WATERHEAT-FS-20-ZEAS.87 | Com ¦ Com Code Large Gas Water Heater (100+ Gal, 200+ kBtuh - 0.80 Et) - ZEAS 2030 - Hot-Dry ¦ SDG&E ¦ Hot-Dry | Com ¦ Com Code Large Gas Water Heater (100+ Gal, 200+ kBtuh - 0.80 Et) - ZEAS 2030 - Hot-Dry | SDG&E ¦ Hot-Dry | SDG&E | All | Electric & Gas | Large gas WH (avg. 100+ gal 0.80 ET, 200+ kBtuh 0.83 ET) | Average Existing and Code |  | 2030 | 1 | Conventional | WaterHeat | Com - Health | Com | ROB and NEW | 0 | 1000 sqft2 of floor space | 1000 sqft served | 13 | DEER:Indoor_CFL_Ltg | 0 | 0 | 0 | SWWH028-05 | 134.2789 | 2026 | 105.2246 | 2026 | 0 | 0 | SWWH028-05 | Com Large Gas Water Heaters - ZEAS 2030 - Hot-Dry ¦ SDG&E ¦ Hot-Dry | Com Large Gas Water Heaters - ZEAS 2030 - Hot-Dry | 0.18279 | 0.546 | 1 | CBSA 2019 | 0 | 2012 | 1 | SWWH028-05
COM-WATERHEAT-FS-20-ZEAS.88 | Com ¦ Com Code Large Gas Water Heater (100+ Gal, 200+ kBtuh - 0.80 Et) - ZEAS 2030 - Hot-Dry ¦ SDG&E ¦ Hot-Dry | Com ¦ Com Code Large Gas Water Heater (100+ Gal, 200+ kBtuh - 0.80 Et) - ZEAS 2030 - Hot-Dry | SDG&E ¦ Hot-Dry | SDG&E | All | Electric & Gas | Large gas WH (avg. 100+ gal 0.80 ET, 200+ kBtuh 0.83 ET) | Average Existing and Code |  | 2030 | 1 | Conventional | WaterHeat | Com - Lodging | Com | ROB and NEW | 0 | 1000 sqft2 of floor space | 1000 sqft served | 13 | DEER:Indoor_CFL_Ltg | 0 | 0 | 0 | SWWH028-05 | 84.4894 | 2026 | 66.2082 | 2026 | 0 | 0 | SWWH028-05 | Com Large Gas Water Heaters - ZEAS 2030 - Hot-Dry ¦ SDG&E ¦ Hot-Dry | Com Large Gas Water Heaters - ZEAS 2030 - Hot-Dry | 0.29635 | 0.546 | 1 | CBSA 2019 | 0 | 2012 | 1 | SWWH028-05
COM-WATERHEAT-FS-20-ZEAS.89 | Com ¦ Com Code Large Gas Water Heater (100+ Gal, 200+ kBtuh - 0.80 Et) - ZEAS 2030 - Hot-Dry ¦ SDG&E ¦ Hot-Dry | Com ¦ Com Code Large Gas Water Heater (100+ Gal, 200+ kBtuh - 0.80 Et) - ZEAS 2030 - Hot-Dry | SDG&E ¦ Hot-Dry | SDG&E | All | Electric & Gas | Large gas WH (avg. 100+ gal 0.80 ET, 200+ kBtuh 0.83 ET) | Average Existing and Code |  | 2030 | 1 | Conventional | WaterHeat | Com - Office (Large) | Com | ROB and NEW | 0 | 1000 sqft2 of floor space | 1000 sqft served | 13 | DEER:Indoor_CFL_Ltg | 0 | 0 | 0 | SWWH028-05 | 27.5864 | 2026 | 21.6175 | 2026 | 0 | 0 | SWWH028-05 | Com Large Gas Water Heaters - ZEAS 2030 - Hot-Dry ¦ SDG&E ¦ Hot-Dry | Com Large Gas Water Heaters - ZEAS 2030 - Hot-Dry | 0.04091 | 0.546 | 1 | CBSA 2019 | 0 | 2012 | 1 | SWWH028-05
COM-WATERHEAT-FS-20-ZEAS.90 | Com ¦ Com Code Large Gas Water Heater (100+ Gal, 200+ kBtuh - 0.80 Et) - ZEAS 2030 - Hot-Dry ¦ SDG&E ¦ Hot-Dry | Com ¦ Com Code Large Gas Water Heater (100+ Gal, 200+ kBtuh - 0.80 Et) - ZEAS 2030 - Hot-Dry | SDG&E ¦ Hot-Dry | SDG&E | All | Electric & Gas | Large gas WH (avg. 100+ gal 0.80 ET, 200+ kBtuh 0.83 ET) | Average Existing and Code |  | 2030 | 1 | Conventional | WaterHeat | Com - Office (Small) | Com | ROB and NEW | 0 | 1000 sqft2 of floor space | 1000 sqft served | 13 | DEER:Indoor_CFL_Ltg | 0 | 0 | 0 | SWWH028-05 | 27.5864 | 2026 | 21.6175 | 2026 | 0 | 0 | SWWH028-05 | Com Large Gas Water Heaters - ZEAS 2030 - Hot-Dry ¦ SDG&E ¦ Hot-Dry | Com Large Gas Water Heaters - ZEAS 2030 - Hot-Dry | 0.04091 | 0.546 | 1 | CBSA 2019 | 0 | 2012 | 1 | SWWH028-05
COM-WATERHEAT-FS-20-ZEAS.91 | Com ¦ Com Code Large Gas Water Heater (100+ Gal, 200+ kBtuh - 0.80 Et) - ZEAS 2030 - Hot-Dry ¦ SDG&E ¦ Hot-Dry | Com ¦ Com Code Large Gas Water Heater (100+ Gal, 200+ kBtuh - 0.80 Et) - ZEAS 2030 - Hot-Dry | SDG&E ¦ Hot-Dry | SDG&E | All | Electric & Gas | Large gas WH (avg. 100+ gal 0.80 ET, 200+ kBtuh 0.83 ET) | Average Existing and Code |  | 2030 | 1 | Conventional | WaterHeat | Com - Other | Com | ROB and NEW | 0 | 1000 sqft2 of floor space | 1000 sqft served | 13 | DEER:Indoor_CFL_Ltg | 0 | 0 | 0 | SWWH028-05 | 228.1549 | 2026 | 178.7885 | 2026 | 0 | 0 | SWWH028-05 | Com Large Gas Water Heaters - ZEAS 2030 - Hot-Dry ¦ SDG&E ¦ Hot-Dry | Com Large Gas Water Heaters - ZEAS 2030 - Hot-Dry | 0.16753 | 0.546 | 1 | CBSA 2019 | 0 | 2012 | 1 | SWWH028-05
COM-WATERHEAT-FS-20-ZEAS.92 | Com ¦ Com Code Large Gas Water Heater (100+ Gal, 200+ kBtuh - 0.80 Et) - ZEAS 2030 - Hot-Dry ¦ SDG&E ¦ Hot-Dry | Com ¦ Com Code Large Gas Water Heater (100+ Gal, 200+ kBtuh - 0.80 Et) - ZEAS 2030 - Hot-Dry | SDG&E ¦ Hot-Dry | SDG&E | All | Electric & Gas | Large gas WH (avg. 100+ gal 0.80 ET, 200+ kBtuh 0.83 ET) | Average Existing and Code |  | 2030 | 1 | Conventional | WaterHeat | Com - Refrig. Warehouse | Com | ROB and NEW | 0 | 1000 sqft2 of floor space | 1000 sqft served | 13 | DEER:Indoor_CFL_Ltg | 0 | 0 | 0 | SWWH028-05 | 12.756 | 2026 | 9.9959 | 2026 | 0 | 0 | SWWH028-05 | Com Large Gas Water Heaters - ZEAS 2030 - Hot-Dry ¦ SDG&E ¦ Hot-Dry | Com Large Gas Water Heaters - ZEAS 2030 - Hot-Dry | 0.095771 | 0.546 | 1 | CBSA 2019 | 0 | 2012 | 1 | SWWH028-05
COM-WATERHEAT-FS-20-ZEAS.93 | Com ¦ Com Code Large Gas Water Heater (100+ Gal, 200+ kBtuh - 0.80 Et) - ZEAS 2030 - Hot-Dry ¦ SDG&E ¦ Hot-Dry | Com ¦ Com Code Large Gas Water Heater (100+ Gal, 200+ kBtuh - 0.80 Et) - ZEAS 2030 - Hot-Dry | SDG&E ¦ Hot-Dry | SDG&E | All | Electric & Gas | Large gas WH (avg. 100+ gal 0.80 ET, 200+ kBtuh 0.83 ET) | Average Existing and Code |  | 2030 | 1 | Conventional | WaterHeat | Com - Restaurant | Com | ROB and NEW | 0 | 1000 sqft2 of floor space | 1000 sqft served | 13 | DEER:Indoor_CFL_Ltg | 0 | 0 | 0 | SWWH028-05 | 1195.0371 | 2026 | 936.4641 | 2026 | 0 | 0 | SWWH028-05 | Com Large Gas Water Heaters - ZEAS 2030 - Hot-Dry ¦ SDG&E ¦ Hot-Dry | Com Large Gas Water Heaters - ZEAS 2030 - Hot-Dry | 0.047202 | 0.546 | 1 | CBSA 2019 | 0 | 2012 | 1 | SWWH028-05
COM-WATERHEAT-FS-20-ZEAS.94 | Com ¦ Com Code Large Gas Water Heater (100+ Gal, 200+ kBtuh - 0.80 Et) - ZEAS 2030 - Hot-Dry ¦ SDG&E ¦ Hot-Dry | Com ¦ Com Code Large Gas Water Heater (100+ Gal, 200+ kBtuh - 0.80 Et) - ZEAS 2030 - Hot-Dry | SDG&E ¦ Hot-Dry | SDG&E | All | Electric & Gas | Large gas WH (avg. 100+ gal 0.80 ET, 200+ kBtuh 0.83 ET) | Average Existing and Code |  | 2030 | 1 | Conventional | WaterHeat | Com - Retail | Com | ROB and NEW | 0 | 1000 sqft2 of floor space | 1000 sqft served | 13 | DEER:Indoor_CFL_Ltg | 0 | 0 | 0 | SWWH028-05 | 17.087 | 2026 | 13.3899 | 2026 | 0 | 0 | SWWH028-05 | Com Large Gas Water Heaters - ZEAS 2030 - Hot-Dry ¦ SDG&E ¦ Hot-Dry | Com Large Gas Water Heaters - ZEAS 2030 - Hot-Dry | 0.004808 | 0.546 | 1 | CBSA 2019 | 0 | 2012 | 1 | SWWH028-05
COM-WATERHEAT-FS-20-ZEAS.95 | Com ¦ Com Code Large Gas Water Heater (100+ Gal, 200+ kBtuh - 0.80 Et) - ZEAS 2030 - Hot-Dry ¦ SDG&E ¦ Hot-Dry | Com ¦ Com Code Large Gas Water Heater (100+ Gal, 200+ kBtuh - 0.80 Et) - ZEAS 2030 - Hot-Dry | SDG&E ¦ Hot-Dry | SDG&E | All | Electric & Gas | Large gas WH (avg. 100+ gal 0.80 ET, 200+ kBtuh 0.83 ET) | Average Existing and Code |  | 2030 | 1 | Conventional | WaterHeat | Com - School | Com | ROB and NEW | 0 | 1000 sqft2 of floor space | 1000 sqft served | 13 | DEER:Indoor_CFL_Ltg | 0 | 0 | 0 | SWWH028-05 | 140.7521 | 2026 | 110.2972 | 2026 | 0 | 0 | SWWH028-05 | Com Large Gas Water Heaters - ZEAS 2030 - Hot-Dry ¦ SDG&E ¦ Hot-Dry | Com Large Gas Water Heaters - ZEAS 2030 - Hot-Dry | 0.072836 | 0.546 | 1 | CBSA 2019 | 0 | 2012 | 1 | SWWH028-05
COM-WATERHEAT-FS-20-ZEAS.96 | Com ¦ Com Code Large Gas Water Heater (100+ Gal, 200+ kBtuh - 0.80 Et) - ZEAS 2030 - Hot-Dry ¦ SDG&E ¦ Hot-Dry | Com ¦ Com Code Large Gas Water Heater (100+ Gal, 200+ kBtuh - 0.80 Et) - ZEAS 2030 - Hot-Dry | SDG&E ¦ Hot-Dry | SDG&E | All | Electric & Gas | Large gas WH (avg. 100+ gal 0.80 ET, 200+ kBtuh 0.83 ET) | Average Existing and Code |  | 2030 | 1 | Conventional | WaterHeat | Com - Warehouse | Com | ROB and NEW | 0 | 1000 sqft2 of floor space | 1000 sqft served | 13 | DEER:Indoor_CFL_Ltg | 0 | 0 | 0 | SWWH028-05 | 2.5512 | 2026 | 1.9992 | 2026 | 0 | 0 | SWWH028-05 | Com Large Gas Water Heaters - ZEAS 2030 - Hot-Dry ¦ SDG&E ¦ Hot-Dry | Com Large Gas Water Heaters - ZEAS 2030 - Hot-Dry | 0.098222 | 0.546 | 1 | CBSA 2019 | 0 | 2012 | 1 | SWWH028-05
COM-WATERHEAT-FS-21-ZEAS.1 | Com ¦ Com Heat Pump Water Heater (100+ Gal, 200+ kBtuh - 4.3 COP) - Fuel Sub - ZEAS 2030 - Marine ¦ PG&E ¦ Marine | Com ¦ Com Heat Pump Water Heater (100+ Gal, 200+ kBtuh - 4.3 COP) - Fuel Sub - ZEAS 2030 - Marine | PG&E ¦ Marine | PG&E | All | Electric & Gas | Large HPWH 4.3 COP Com (100+ gal) | Efficient | 2030 |  | 1 | Conventional | WaterHeat | Com - College | Com | ROB Only | 1 | 1000 sqft2 of floor space | 1000 sqft served | 13 | DEER:Indoor_CFL_Ltg | 459.5123 | 0 | -62.1415 | SWWH028-05 | 329.5357 | 2026 | 116.059 | 2026 | 0 | -55.1835 | SWWH028-05 | Com Large Gas Water Heaters - ZEAS 2030 - Marine ¦ PG&E ¦ Marine | Com Large Gas Water Heaters - ZEAS 2030 - Marine | 0.17915 | 0.546 | 0 | CBSA 2019 | 170.2909 | 2032 | 1 | SWWH028-05
COM-WATERHEAT-FS-21-ZEAS.2 | Com ¦ Com Heat Pump Water Heater (100+ Gal, 200+ kBtuh - 4.3 COP) - Fuel Sub - ZEAS 2030 - Marine ¦ PG&E ¦ Marine | Com ¦ Com Heat Pump Water Heater (100+ Gal, 200+ kBtuh - 4.3 COP) - Fuel Sub - ZEAS 2030 - Marine | PG&E ¦ Marine | PG&E | All | Electric & Gas | Large HPWH 4.3 COP Com (100+ gal) | Efficient | 2030 |  | 1 | Conventional | WaterHeat | Com - Grocery | Com | ROB Only | 1 | 1000 sqft2 of floor space | 1000 sqft served | 13 | DEER:Indoor_CFL_Ltg | 630.5472 | 0 | -84.8995 | SWWH028-05 | 273.4497 | 2026 | 96.306 | 2026 | 0 | -45.7914 | SWWH028-05 | Com Large Gas Water Heaters - ZEAS 2030 - Marine ¦ PG&E ¦ Marine | Com Large Gas Water Heaters - ZEAS 2030 - Marine | 0.039805 | 0.546 | 0 | CBSA 2019 | 163.8928 | 2032 | 1 | SWWH028-05
COM-WATERHEAT-FS-21-ZEAS.3 | Com ¦ Com Heat Pump Water Heater (100+ Gal, 200+ kBtuh - 4.3 COP) - Fuel Sub - ZEAS 2030 - Marine ¦ PG&E ¦ Marine | Com ¦ Com Heat Pump Water Heater (100+ Gal, 200+ kBtuh - 4.3 COP) - Fuel Sub - ZEAS 2030 - Marine | PG&E ¦ Marine | PG&E | All | Electric & Gas | Large HPWH 4.3 COP Com (100+ gal) | Efficient | 2030 |  | 1 | Conventional | WaterHeat | Com - Health | Com | ROB Only | 1 | 1000 sqft2 of floor space | 1000 sqft served | 13 | DEER:Indoor_CFL_Ltg | 1291.3281 | 0 | -178.2042 | SWWH028-05 | 499.138 | 2026 | 175.7911 | 2026 | 0 | -83.5848 | SWWH028-05 | Com Large Gas Water Heaters - ZEAS 2030 - Marine ¦ PG&E ¦ Marine | Com Large Gas Water Heaters - ZEAS 2030 - Marine | 0.18279 | 0.546 | 0 | CBSA 2019 | 418.8519 | 2032 | 1 | SWWH028-05
COM-WATERHEAT-FS-21-ZEAS.4 | Com ¦ Com Heat Pump Water Heater (100+ Gal, 200+ kBtuh - 4.3 COP) - Fuel Sub - ZEAS 2030 - Marine ¦ PG&E ¦ Marine | Com ¦ Com Heat Pump Water Heater (100+ Gal, 200+ kBtuh - 4.3 COP) - Fuel Sub - ZEAS 2030 - Marine | PG&E ¦ Marine | PG&E | All | Electric & Gas | Large HPWH 4.3 COP Com (100+ gal) | Efficient | 2030 |  | 1 | Conventional | WaterHeat | Com - Lodging | Com | ROB Only | 1 | 1000 sqft2 of floor space | 1000 sqft served | 13 | DEER:Indoor_CFL_Ltg | 1013.023 | 0 | -136.7437 | SWWH028-05 | 314.0619 | 2026 | 110.6093 | 2026 | 0 | -52.5923 | SWWH028-05 | Com Large Gas Water Heaters - ZEAS 2030 - Marine ¦ PG&E ¦ Marine | Com Large Gas Water Heaters - ZEAS 2030 - Marine | 0.29635 | 0.546 | 0 | CBSA 2019 | 1191.0658 | 2032 | 1 | SWWH028-05
COM-WATERHEAT-FS-21-ZEAS.5 | Com ¦ Com Heat Pump Water Heater (100+ Gal, 200+ kBtuh - 4.3 COP) - Fuel Sub - ZEAS 2030 - Marine ¦ PG&E ¦ Marine | Com ¦ Com Heat Pump Water Heater (100+ Gal, 200+ kBtuh - 4.3 COP) - Fuel Sub - ZEAS 2030 - Marine | PG&E ¦ Marine | PG&E | All | Electric & Gas | Large HPWH 4.3 COP Com (100+ gal) | Efficient | 2030 |  | 1 | Conventional | WaterHeat | Com - Office (Large) | Com | ROB Only | 1 | 1000 sqft2 of floor space | 1000 sqft served | 13 | DEER:Indoor_CFL_Ltg | 126.6408 | 0 | -17.4906 | SWWH028-05 | 102.5436 | 2026 | 36.1148 | 2026 | 0 | -17.1718 | SWWH028-05 | Com Large Gas Water Heaters - ZEAS 2030 - Marine ¦ PG&E ¦ Marine | Com Large Gas Water Heaters - ZEAS 2030 - Marine | 0.04091 | 0.546 | 0 | CBSA 2019 | 65.9503 | 2032 | 1 | SWWH028-05
COM-WATERHEAT-FS-21-ZEAS.6 | Com ¦ Com Heat Pump Water Heater (100+ Gal, 200+ kBtuh - 4.3 COP) - Fuel Sub - ZEAS 2030 - Marine ¦ PG&E ¦ Marine | Com ¦ Com Heat Pump Water Heater (100+ Gal, 200+ kBtuh - 4.3 COP) - Fuel Sub - ZEAS 2030 - Marine | PG&E ¦ Marine | PG&E | All | Electric & Gas | Large HPWH 4.3 COP Com (100+ gal) | Efficient | 2030 |  | 1 | Conventional | WaterHeat | Com - Office (Small) | Com | ROB Only | 1 | 1000 sqft2 of floor space | 1000 sqft served | 13 | DEER:Indoor_CFL_Ltg | 118.6704 | 0 | -16.0736 | SWWH028-05 | 102.5436 | 2026 | 36.1148 | 2026 | 0 | -17.1718 | SWWH028-05 | Com Large Gas Water Heaters - ZEAS 2030 - Marine ¦ PG&E ¦ Marine | Com Large Gas Water Heaters - ZEAS 2030 - Marine | 0.04091 | 0.546 | 0 | CBSA 2019 | 26.3798 | 2032 | 1 | SWWH028-05
COM-WATERHEAT-FS-21-ZEAS.7 | Com ¦ Com Heat Pump Water Heater (100+ Gal, 200+ kBtuh - 4.3 COP) - Fuel Sub - ZEAS 2030 - Marine ¦ PG&E ¦ Marine | Com ¦ Com Heat Pump Water Heater (100+ Gal, 200+ kBtuh - 4.3 COP) - Fuel Sub - ZEAS 2030 - Marine | PG&E ¦ Marine | PG&E | All | Electric & Gas | Large HPWH 4.3 COP Com (100+ gal) | Efficient | 2030 |  | 1 | Conventional | WaterHeat | Com - Other | Com | ROB Only | 1 | 1000 sqft2 of floor space | 1000 sqft served | 13 | DEER:Indoor_CFL_Ltg | 1560.0962 | 0 | -205.8155 | SWWH028-05 | 848.0917 | 2026 | 298.6888 | 2026 | 0 | -142.02 | SWWH028-05 | Com Large Gas Water Heaters - ZEAS 2030 - Marine ¦ PG&E ¦ Marine | Com Large Gas Water Heaters - ZEAS 2030 - Marine | 0.16753 | 0.546 | 0 | CBSA 2019 | 760.0728 | 2032 | 1 | SWWH028-05
COM-WATERHEAT-FS-21-ZEAS.8 | Com ¦ Com Heat Pump Water Heater (100+ Gal, 200+ kBtuh - 4.3 COP) - Fuel Sub - ZEAS 2030 - Marine ¦ PG&E ¦ Marine | Com ¦ Com Heat Pump Water Heater (100+ Gal, 200+ kBtuh - 4.3 COP) - Fuel Sub - ZEAS 2030 - Marine | PG&E ¦ Marine | PG&E | All | Electric & Gas | Large HPWH 4.3 COP Com (100+ gal) | Efficient | 2030 |  | 1 | Conventional | WaterHeat | Com - Refrig. Warehouse | Com | ROB Only | 1 | 1000 sqft2 of floor space | 1000 sqft served | 13 | DEER:Indoor_CFL_Ltg | 128.174 | 0 | -17.8952 | SWWH028-05 | 47.4162 | 2026 | 16.6995 | 2026 | 0 | -7.9402 | SWWH028-05 | Com Large Gas Water Heaters - ZEAS 2030 - Marine ¦ PG&E ¦ Marine | Com Large Gas Water Heaters - ZEAS 2030 - Marine | 0.095771 | 0.546 | 0 | CBSA 2019 | 11.1453 | 2032 | 1 | SWWH028-05
COM-WATERHEAT-FS-21-ZEAS.9 | Com ¦ Com Heat Pump Water Heater (100+ Gal, 200+ kBtuh - 4.3 COP) - Fuel Sub - ZEAS 2030 - Marine ¦ PG&E ¦ Marine | Com ¦ Com Heat Pump Water Heater (100+ Gal, 200+ kBtuh - 4.3 COP) - Fuel Sub - ZEAS 2030 - Marine | PG&E ¦ Marine | PG&E | All | Electric & Gas | Large HPWH 4.3 COP Com (100+ gal) | Efficient | 2030 |  | 1 | Conventional | WaterHeat | Com - Restaurant | Com | ROB Only | 1 | 1000 sqft2 of floor space | 1000 sqft served | 13 | DEER:Indoor_CFL_Ltg | 5372.0497 | 0 | -780.3079 | SWWH028-05 | 4442.1621 | 2026 | 1564.482 | 2026 | 0 | -743.8771 | SWWH028-05 | Com Large Gas Water Heaters - ZEAS 2030 - Marine ¦ PG&E ¦ Marine | Com Large Gas Water Heaters - ZEAS 2030 - Marine | 0.047202 | 0.546 | 0 | CBSA 2019 | 490.7293 | 2032 | 1 | SWWH028-05
COM-WATERHEAT-FS-21-ZEAS.10 | Com ¦ Com Heat Pump Water Heater (100+ Gal, 200+ kBtuh - 4.3 COP) - Fuel Sub - ZEAS 2030 - Marine ¦ PG&E ¦ Marine | Com ¦ Com Heat Pump Water Heater (100+ Gal, 200+ kBtuh - 4.3 COP) - Fuel Sub - ZEAS 2030 - Marine | PG&E ¦ Marine | PG&E | All | Electric & Gas | Large HPWH 4.3 COP Com (100+ gal) | Efficient | 2030 |  | 1 | Conventional | WaterHeat | Com - Retail | Com | ROB Only | 1 | 1000 sqft2 of floor space | 1000 sqft served | 13 | DEER:Indoor_CFL_Ltg | 86.3386 | 0 | -11.5324 | SWWH028-05 | 63.5154 | 2026 | 22.3694 | 2026 | 0 | -10.6362 | SWWH028-05 | Com Large Gas Water Heaters - ZEAS 2030 - Marine ¦ PG&E ¦ Marine | Com Large Gas Water Heaters - ZEAS 2030 - Marine | 0.004808 | 0.546 | 0 | CBSA 2019 | 26.6508 | 2032 | 1 | SWWH028-05
COM-WATERHEAT-FS-21-ZEAS.11 | Com ¦ Com Heat Pump Water Heater (100+ Gal, 200+ kBtuh - 4.3 COP) - Fuel Sub - ZEAS 2030 - Marine ¦ PG&E ¦ Marine | Com ¦ Com Heat Pump Water Heater (100+ Gal, 200+ kBtuh - 4.3 COP) - Fuel Sub - ZEAS 2030 - Marine | PG&E ¦ Marine | PG&E | All | Electric & Gas | Large HPWH 4.3 COP Com (100+ gal) | Efficient | 2030 |  | 1 | Conventional | WaterHeat | Com - School | Com | ROB Only | 1 | 1000 sqft2 of floor space | 1000 sqft served | 13 | DEER:Indoor_CFL_Ltg | 468.6269 | 0 | -62.775 | SWWH028-05 | 523.2002 | 2026 | 184.2655 | 2026 | 0 | -87.6142 | SWWH028-05 | Com Large Gas Water Heaters - ZEAS 2030 - Marine ¦ PG&E ¦ Marine | Com Large Gas Water Heaters - ZEAS 2030 - Marine | 0.072836 | 0.546 | 0 | CBSA 2019 | 66.2671 | 2032 | 1 | SWWH028-05
COM-WATERHEAT-FS-21-ZEAS.12 | Com ¦ Com Heat Pump Water Heater (100+ Gal, 200+ kBtuh - 4.3 COP) - Fuel Sub - ZEAS 2030 - Marine ¦ PG&E ¦ Marine | Com ¦ Com Heat Pump Water Heater (100+ Gal, 200+ kBtuh - 4.3 COP) - Fuel Sub - ZEAS 2030 - Marine | PG&E ¦ Marine | PG&E | All | Electric & Gas | Large HPWH 4.3 COP Com (100+ gal) | Efficient | 2030 |  | 1 | Conventional | WaterHeat | Com - Warehouse | Com | ROB Only | 1 | 1000 sqft2 of floor space | 1000 sqft served | 13 | DEER:Indoor_CFL_Ltg | 14.2507 | 0 | -1.8591 | SWWH028-05 | 9.4832 | 2026 | 3.3399 | 2026 | 0 | -1.588 | SWWH028-05 | Com Large Gas Water Heaters - ZEAS 2030 - Marine ¦ PG&E ¦ Marine | Com Large Gas Water Heaters - ZEAS 2030 - Marine | 0.098222 | 0.546 | 0 | CBSA 2019 | 3.5659 | 2032 | 1 | SWWH028-05
COM-WATERHEAT-FS-21-ZEAS.13 | Com ¦ Com Heat Pump Water Heater (100+ Gal, 200+ kBtuh - 4.3 COP) - Fuel Sub - ZEAS 2030 - Hot-Dry ¦ PG&E ¦ Hot-Dry | Com ¦ Com Heat Pump Water Heater (100+ Gal, 200+ kBtuh - 4.3 COP) - Fuel Sub - ZEAS 2030 - Hot-Dry | PG&E ¦ Hot-Dry | PG&E | All | Electric & Gas | Large HPWH 4.3 COP Com (100+ gal) | Efficient | 2030 |  | 1 | Conventional | WaterHeat | Com - College | Com | ROB Only | 1 | 1000 sqft2 of floor space | 1000 sqft served | 13 | DEER:Indoor_CFL_Ltg | 443.3366 | 0 | -59.3856 | SWWH028-05 | 329.5357 | 2026 | 116.059 | 2026 | 0 | -55.1835 | SWWH028-05 | Com Large Gas Water Heaters - ZEAS 2030 - Hot-Dry ¦ PG&E ¦ Hot-Dry | Com Large Gas Water Heaters - ZEAS 2030 - Hot-Dry | 0.17915 | 0.546 | 0 | CBSA 2019 | 162.4212 | 2032 | 1 | SWWH028-05
COM-WATERHEAT-FS-21-ZEAS.14 | Com ¦ Com Heat Pump Water Heater (100+ Gal, 200+ kBtuh - 4.3 COP) - Fuel Sub - ZEAS 2030 - Hot-Dry ¦ PG&E ¦ Hot-Dry | Com ¦ Com Heat Pump Water Heater (100+ Gal, 200+ kBtuh - 4.3 COP) - Fuel Sub - ZEAS 2030 - Hot-Dry | PG&E ¦ Hot-Dry | PG&E | All | Electric & Gas | Large HPWH 4.3 COP Com (100+ gal) | Efficient | 2030 |  | 1 | Conventional | WaterHeat | Com - Grocery | Com | ROB Only | 1 | 1000 sqft2 of floor space | 1000 sqft served | 13 | DEER:Indoor_CFL_Ltg | 604.5696 | 0 | -80.7667 | SWWH028-05 | 273.4497 | 2026 | 96.306 | 2026 | 0 | -45.7914 | SWWH028-05 | Com Large Gas Water Heaters - ZEAS 2030 - Hot-Dry ¦ PG&E ¦ Hot-Dry | Com Large Gas Water Heaters - ZEAS 2030 - Hot-Dry | 0.039805 | 0.546 | 0 | CBSA 2019 | 155.6494 | 2032 | 1 | SWWH028-05
COM-WATERHEAT-FS-21-ZEAS.15 | Com ¦ Com Heat Pump Water Heater (100+ Gal, 200+ kBtuh - 4.3 COP) - Fuel Sub - ZEAS 2030 - Hot-Dry ¦ PG&E ¦ Hot-Dry | Com ¦ Com Heat Pump Water Heater (100+ Gal, 200+ kBtuh - 4.3 COP) - Fuel Sub - ZEAS 2030 - Hot-Dry | PG&E ¦ Hot-Dry | PG&E | All | Electric & Gas | Large HPWH 4.3 COP Com (100+ gal) | Efficient | 2030 |  | 1 | Conventional | WaterHeat | Com - Health | Com | ROB Only | 1 | 1000 sqft2 of floor space | 1000 sqft served | 13 | DEER:Indoor_CFL_Ltg | 1244.5596 | 0 | -169.3406 | SWWH028-05 | 499.138 | 2026 | 175.7911 | 2026 | 0 | -83.5848 | SWWH028-05 | Com Large Gas Water Heaters - ZEAS 2030 - Hot-Dry ¦ PG&E ¦ Hot-Dry | Com Large Gas Water Heaters - ZEAS 2030 - Hot-Dry | 0.18279 | 0.546 | 0 | CBSA 2019 | 396.8764 | 2032 | 1 | SWWH028-05
COM-WATERHEAT-FS-21-ZEAS.16 | Com ¦ Com Heat Pump Water Heater (100+ Gal, 200+ kBtuh - 4.3 COP) - Fuel Sub - ZEAS 2030 - Hot-Dry ¦ PG&E ¦ Hot-Dry | Com ¦ Com Heat Pump Water Heater (100+ Gal, 200+ kBtuh - 4.3 COP) - Fuel Sub - ZEAS 2030 - Hot-Dry | PG&E ¦ Hot-Dry | PG&E | All | Electric & Gas | Large HPWH 4.3 COP Com (100+ gal) | Efficient | 2030 |  | 1 | Conventional | WaterHeat | Com - Lodging | Com | ROB Only | 1 | 1000 sqft2 of floor space | 1000 sqft served | 13 | DEER:Indoor_CFL_Ltg | 975.7076 | 0 | -130.0696 | SWWH028-05 | 314.0619 | 2026 | 110.6093 | 2026 | 0 | -52.5923 | SWWH028-05 | Com Large Gas Water Heaters - ZEAS 2030 - Hot-Dry ¦ PG&E ¦ Hot-Dry | Com Large Gas Water Heaters - ZEAS 2030 - Hot-Dry | 0.29635 | 0.546 | 0 | CBSA 2019 | 1131.0214 | 2032 | 1 | SWWH028-05
COM-WATERHEAT-FS-21-ZEAS.17 | Com ¦ Com Heat Pump Water Heater (100+ Gal, 200+ kBtuh - 4.3 COP) - Fuel Sub - ZEAS 2030 - Hot-Dry ¦ PG&E ¦ Hot-Dry | Com ¦ Com Heat Pump Water Heater (100+ Gal, 200+ kBtuh - 4.3 COP) - Fuel Sub - ZEAS 2030 - Hot-Dry | PG&E ¦ Hot-Dry | PG&E | All | Electric & Gas | Large HPWH 4.3 COP Com (100+ gal) | Efficient | 2030 |  | 1 | Conventional | WaterHeat | Com - Office (Large) | Com | ROB Only | 1 | 1000 sqft2 of floor space | 1000 sqft served | 13 | DEER:Indoor_CFL_Ltg | 123.0984 | 0 | -16.6493 | SWWH028-05 | 102.5436 | 2026 | 36.1148 | 2026 | 0 | -17.1718 | SWWH028-05 | Com Large Gas Water Heaters - ZEAS 2030 - Hot-Dry ¦ PG&E ¦ Hot-Dry | Com Large Gas Water Heaters - ZEAS 2030 - Hot-Dry | 0.04091 | 0.546 | 0 | CBSA 2019 | 62.5245 | 2032 | 1 | SWWH028-05
COM-WATERHEAT-FS-21-ZEAS.18 | Com ¦ Com Heat Pump Water Heater (100+ Gal, 200+ kBtuh - 4.3 COP) - Fuel Sub - ZEAS 2030 - Hot-Dry ¦ PG&E ¦ Hot-Dry | Com ¦ Com Heat Pump Water Heater (100+ Gal, 200+ kBtuh - 4.3 COP) - Fuel Sub - ZEAS 2030 - Hot-Dry | PG&E ¦ Hot-Dry | PG&E | All | Electric & Gas | Large HPWH 4.3 COP Com (100+ gal) | Efficient | 2030 |  | 1 | Conventional | WaterHeat | Com - Office (Small) | Com | ROB Only | 1 | 1000 sqft2 of floor space | 1000 sqft served | 13 | DEER:Indoor_CFL_Ltg | 114.2424 | 0 | -15.3209 | SWWH028-05 | 102.5436 | 2026 | 36.1148 | 2026 | 0 | -17.1718 | SWWH028-05 | Com Large Gas Water Heaters - ZEAS 2030 - Hot-Dry ¦ PG&E ¦ Hot-Dry | Com Large Gas Water Heaters - ZEAS 2030 - Hot-Dry | 0.04091 | 0.546 | 0 | CBSA 2019 | 25.0926 | 2032 | 1 | SWWH028-05
COM-WATERHEAT-FS-21-ZEAS.19 | Com ¦ Com Heat Pump Water Heater (100+ Gal, 200+ kBtuh - 4.3 COP) - Fuel Sub - ZEAS 2030 - Hot-Dry ¦ PG&E ¦ Hot-Dry | Com ¦ Com Heat Pump Water Heater (100+ Gal, 200+ kBtuh - 4.3 COP) - Fuel Sub - ZEAS 2030 - Hot-Dry | PG&E ¦ Hot-Dry | PG&E | All | Electric & Gas | Large HPWH 4.3 COP Com (100+ gal) | Efficient | 2030 |  | 1 | Conventional | WaterHeat | Com - Other | Com | ROB Only | 1 | 1000 sqft2 of floor space | 1000 sqft served | 13 | DEER:Indoor_CFL_Ltg | 1508.8254 | 0 | -195.5613 | SWWH028-05 | 848.0917 | 2026 | 298.6888 | 2026 | 0 | -142.02 | SWWH028-05 | Com Large Gas Water Heaters - ZEAS 2030 - Hot-Dry ¦ PG&E ¦ Hot-Dry | Com Large Gas Water Heaters - ZEAS 2030 - Hot-Dry | 0.16753 | 0.546 | 0 | CBSA 2019 | 719.283 | 2032 | 1 | SWWH028-05
COM-WATERHEAT-FS-21-ZEAS.20 | Com ¦ Com Heat Pump Water Heater (100+ Gal, 200+ kBtuh - 4.3 COP) - Fuel Sub - ZEAS 2030 - Hot-Dry ¦ PG&E ¦ Hot-Dry | Com ¦ Com Heat Pump Water Heater (100+ Gal, 200+ kBtuh - 4.3 COP) - Fuel Sub - ZEAS 2030 - Hot-Dry | PG&E ¦ Hot-Dry | PG&E | All | Electric & Gas | Large HPWH 4.3 COP Com (100+ gal) | Efficient | 2030 |  | 1 | Conventional | WaterHeat | Com - Refrig. Warehouse | Com | ROB Only | 1 | 1000 sqft2 of floor space | 1000 sqft served | 13 | DEER:Indoor_CFL_Ltg | 123.6694 | 0 | -17.0148 | SWWH028-05 | 47.4162 | 2026 | 16.6995 | 2026 | 0 | -7.9402 | SWWH028-05 | Com Large Gas Water Heaters - ZEAS 2030 - Hot-Dry ¦ PG&E ¦ Hot-Dry | Com Large Gas Water Heaters - ZEAS 2030 - Hot-Dry | 0.095771 | 0.546 | 0 | CBSA 2019 | 10.5648 | 2032 | 1 | SWWH028-05
COM-WATERHEAT-FS-21-ZEAS.21 | Com ¦ Com Heat Pump Water Heater (100+ Gal, 200+ kBtuh - 4.3 COP) - Fuel Sub - ZEAS 2030 - Hot-Dry ¦ PG&E ¦ Hot-Dry | Com ¦ Com Heat Pump Water Heater (100+ Gal, 200+ kBtuh - 4.3 COP) - Fuel Sub - ZEAS 2030 - Hot-Dry | PG&E ¦ Hot-Dry | PG&E | All | Electric & Gas | Large HPWH 4.3 COP Com (100+ gal) | Efficient | 2030 |  | 1 | Conventional | WaterHeat | Com - Restaurant | Com | ROB Only | 1 | 1000 sqft2 of floor space | 1000 sqft served | 13 | DEER:Indoor_CFL_Ltg | 5180.2299 | 0 | -742.1133 | SWWH028-05 | 4442.1621 | 2026 | 1564.482 | 2026 | 0 | -743.8771 | SWWH028-05 | Com Large Gas Water Heaters - ZEAS 2030 - Hot-Dry ¦ PG&E ¦ Hot-Dry | Com Large Gas Water Heaters - ZEAS 2030 - Hot-Dry | 0.047202 | 0.546 | 0 | CBSA 2019 | 465.445 | 2032 | 1 | SWWH028-05
COM-WATERHEAT-FS-21-ZEAS.22 | Com ¦ Com Heat Pump Water Heater (100+ Gal, 200+ kBtuh - 4.3 COP) - Fuel Sub - ZEAS 2030 - Hot-Dry ¦ PG&E ¦ Hot-Dry | Com ¦ Com Heat Pump Water Heater (100+ Gal, 200+ kBtuh - 4.3 COP) - Fuel Sub - ZEAS 2030 - Hot-Dry | PG&E ¦ Hot-Dry | PG&E | All | Electric & Gas | Large HPWH 4.3 COP Com (100+ gal) | Efficient | 2030 |  | 1 | Conventional | WaterHeat | Com - Retail | Com | ROB Only | 1 | 1000 sqft2 of floor space | 1000 sqft served | 13 | DEER:Indoor_CFL_Ltg | 82.935 | 0 | -10.9599 | SWWH028-05 | 63.5154 | 2026 | 22.3694 | 2026 | 0 | -10.6362 | SWWH028-05 | Com Large Gas Water Heaters - ZEAS 2030 - Hot-Dry ¦ PG&E ¦ Hot-Dry | Com Large Gas Water Heaters - ZEAS 2030 - Hot-Dry | 0.004808 | 0.546 | 0 | CBSA 2019 | 25.0179 | 2032 | 1 | SWWH028-05
COM-WATERHEAT-FS-21-ZEAS.23 | Com ¦ Com Heat Pump Water Heater (100+ Gal, 200+ kBtuh - 4.3 COP) - Fuel Sub - ZEAS 2030 - Hot-Dry ¦ PG&E ¦ Hot-Dry | Com ¦ Com Heat Pump Water Heater (100+ Gal, 200+ kBtuh - 4.3 COP) - Fuel Sub - ZEAS 2030 - Hot-Dry | PG&E ¦ Hot-Dry | PG&E | All | Electric & Gas | Large HPWH 4.3 COP Com (100+ gal) | Efficient | 2030 |  | 1 | Conventional | WaterHeat | Com - School | Com | ROB Only | 1 | 1000 sqft2 of floor space | 1000 sqft served | 13 | DEER:Indoor_CFL_Ltg | 454.7464 | 0 | -60.0964 | SWWH028-05 | 523.2002 | 2026 | 184.2655 | 2026 | 0 | -87.6142 | SWWH028-05 | Com Large Gas Water Heaters - ZEAS 2030 - Hot-Dry ¦ PG&E ¦ Hot-Dry | Com Large Gas Water Heaters - ZEAS 2030 - Hot-Dry | 0.072836 | 0.546 | 0 | CBSA 2019 | 62.4326 | 2032 | 1 | SWWH028-05
COM-WATERHEAT-FS-21-ZEAS.24 | Com ¦ Com Heat Pump Water Heater (100+ Gal, 200+ kBtuh - 4.3 COP) - Fuel Sub - ZEAS 2030 - Hot-Dry ¦ PG&E ¦ Hot-Dry | Com ¦ Com Heat Pump Water Heater (100+ Gal, 200+ kBtuh - 4.3 COP) - Fuel Sub - ZEAS 2030 - Hot-Dry | PG&E ¦ Hot-Dry | PG&E | All | Electric & Gas | Large HPWH 4.3 COP Com (100+ gal) | Efficient | 2030 |  | 1 | Conventional | WaterHeat | Com - Warehouse | Com | ROB Only | 1 | 1000 sqft2 of floor space | 1000 sqft served | 13 | DEER:Indoor_CFL_Ltg | 13.6773 | 0 | -1.7609 | SWWH028-05 | 9.4832 | 2026 | 3.3399 | 2026 | 0 | -1.588 | SWWH028-05 | Com Large Gas Water Heaters - ZEAS 2030 - Hot-Dry ¦ PG&E ¦ Hot-Dry | Com Large Gas Water Heaters - ZEAS 2030 - Hot-Dry | 0.098222 | 0.546 | 0 | CBSA 2019 | 3.3234 | 2032 | 1 | SWWH028-05
COM-WATERHEAT-FS-21-ZEAS.25 | Com ¦ Com Heat Pump Water Heater (100+ Gal, 200+ kBtuh - 4.3 COP) - Fuel Sub - ZEAS 2030 - Cold ¦ PG&E ¦ Cold | Com ¦ Com Heat Pump Water Heater (100+ Gal, 200+ kBtuh - 4.3 COP) - Fuel Sub - ZEAS 2030 - Cold | PG&E ¦ Cold | PG&E | All | Electric & Gas | Large HPWH 4.3 COP Com (100+ gal) | Efficient | 2030 |  | 1 | Conventional | WaterHeat | Com - College | Com | ROB Only | 1 | 1000 sqft2 of floor space | 1000 sqft served | 13 | DEER:Indoor_CFL_Ltg | 558.6581 | 0 | -66.6196 | SWWH028-05 | 329.5357 | 2026 | 116.059 | 2026 | 0 | -55.1835 | SWWH028-05 | Com Large Gas Water Heaters - ZEAS 2030 - Cold ¦ PG&E ¦ Cold | Com Large Gas Water Heaters - ZEAS 2030 - Cold | 0.17915 | 0.546 | 0 | CBSA 2019 | 177.5773 | 2032 | 1 | SWWH028-05
COM-WATERHEAT-FS-21-ZEAS.26 | Com ¦ Com Heat Pump Water Heater (100+ Gal, 200+ kBtuh - 4.3 COP) - Fuel Sub - ZEAS 2030 - Cold ¦ PG&E ¦ Cold | Com ¦ Com Heat Pump Water Heater (100+ Gal, 200+ kBtuh - 4.3 COP) - Fuel Sub - ZEAS 2030 - Cold | PG&E ¦ Cold | PG&E | All | Electric & Gas | Large HPWH 4.3 COP Com (100+ gal) | Efficient | 2030 |  | 1 | Conventional | WaterHeat | Com - Grocery | Com | ROB Only | 1 | 1000 sqft2 of floor space | 1000 sqft served | 13 | DEER:Indoor_CFL_Ltg | 725.0112 | 0 | -90.4493 | SWWH028-05 | 273.4497 | 2026 | 96.306 | 2026 | 0 | -45.7914 | SWWH028-05 | Com Large Gas Water Heaters - ZEAS 2030 - Cold ¦ PG&E ¦ Cold | Com Large Gas Water Heaters - ZEAS 2030 - Cold | 0.039805 | 0.546 | 0 | CBSA 2019 | 171.6112 | 2032 | 1 | SWWH028-05
COM-WATERHEAT-FS-21-ZEAS.27 | Com ¦ Com Heat Pump Water Heater (100+ Gal, 200+ kBtuh - 4.3 COP) - Fuel Sub - ZEAS 2030 - Cold ¦ PG&E ¦ Cold | Com ¦ Com Heat Pump Water Heater (100+ Gal, 200+ kBtuh - 4.3 COP) - Fuel Sub - ZEAS 2030 - Cold | PG&E ¦ Cold | PG&E | All | Electric & Gas | Large HPWH 4.3 COP Com (100+ gal) | Efficient | 2030 |  | 1 | Conventional | WaterHeat | Com - Health | Com | ROB Only | 1 | 1000 sqft2 of floor space | 1000 sqft served | 13 | DEER:Indoor_CFL_Ltg | 1485.8422 | 0 | -189.9612 | SWWH028-05 | 499.138 | 2026 | 175.7911 | 2026 | 0 | -83.5848 | SWWH028-05 | Com Large Gas Water Heaters - ZEAS 2030 - Cold ¦ PG&E ¦ Cold | Com Large Gas Water Heaters - ZEAS 2030 - Cold | 0.18279 | 0.546 | 0 | CBSA 2019 | 439.3323 | 2032 | 1 | SWWH028-05
COM-WATERHEAT-FS-21-ZEAS.28 | Com ¦ Com Heat Pump Water Heater (100+ Gal, 200+ kBtuh - 4.3 COP) - Fuel Sub - ZEAS 2030 - Cold ¦ PG&E ¦ Cold | Com ¦ Com Heat Pump Water Heater (100+ Gal, 200+ kBtuh - 4.3 COP) - Fuel Sub - ZEAS 2030 - Cold | PG&E ¦ Cold | PG&E | All | Electric & Gas | Large HPWH 4.3 COP Com (100+ gal) | Efficient | 2030 |  | 1 | Conventional | WaterHeat | Com - Lodging | Com | ROB Only | 1 | 1000 sqft2 of floor space | 1000 sqft served | 13 | DEER:Indoor_CFL_Ltg | 1162.449 | 0 | -145.8259 | SWWH028-05 | 314.0619 | 2026 | 110.6093 | 2026 | 0 | -52.5923 | SWWH028-05 | Com Large Gas Water Heaters - ZEAS 2030 - Cold ¦ PG&E ¦ Cold | Com Large Gas Water Heaters - ZEAS 2030 - Cold | 0.29635 | 0.546 | 0 | CBSA 2019 | 1257.2218 | 2032 | 1 | SWWH028-05
COM-WATERHEAT-FS-21-ZEAS.29 | Com ¦ Com Heat Pump Water Heater (100+ Gal, 200+ kBtuh - 4.3 COP) - Fuel Sub - ZEAS 2030 - Cold ¦ PG&E ¦ Cold | Com ¦ Com Heat Pump Water Heater (100+ Gal, 200+ kBtuh - 4.3 COP) - Fuel Sub - ZEAS 2030 - Cold | PG&E ¦ Cold | PG&E | All | Electric & Gas | Large HPWH 4.3 COP Com (100+ gal) | Efficient | 2030 |  | 1 | Conventional | WaterHeat | Com - Office (Large) | Com | ROB Only | 1 | 1000 sqft2 of floor space | 1000 sqft served | 13 | DEER:Indoor_CFL_Ltg | 157.6368 | 0 | -18.6419 | SWWH028-05 | 102.5436 | 2026 | 36.1148 | 2026 | 0 | -17.1718 | SWWH028-05 | Com Large Gas Water Heaters - ZEAS 2030 - Cold ¦ PG&E ¦ Cold | Com Large Gas Water Heaters - ZEAS 2030 - Cold | 0.04091 | 0.546 | 0 | CBSA 2019 | 68.0378 | 2032 | 1 | SWWH028-05
COM-WATERHEAT-FS-21-ZEAS.30 | Com ¦ Com Heat Pump Water Heater (100+ Gal, 200+ kBtuh - 4.3 COP) - Fuel Sub - ZEAS 2030 - Cold ¦ PG&E ¦ Cold | Com ¦ Com Heat Pump Water Heater (100+ Gal, 200+ kBtuh - 4.3 COP) - Fuel Sub - ZEAS 2030 - Cold | PG&E ¦ Cold | PG&E | All | Electric & Gas | Large HPWH 4.3 COP Com (100+ gal) | Efficient | 2030 |  | 1 | Conventional | WaterHeat | Com - Office (Small) | Com | ROB Only | 1 | 1000 sqft2 of floor space | 1000 sqft served | 13 | DEER:Indoor_CFL_Ltg | 147.8952 | 0 | -17.0921 | SWWH028-05 | 102.5436 | 2026 | 36.1148 | 2026 | 0 | -17.1718 | SWWH028-05 | Com Large Gas Water Heaters - ZEAS 2030 - Cold ¦ PG&E ¦ Cold | Com Large Gas Water Heaters - ZEAS 2030 - Cold | 0.04091 | 0.546 | 0 | CBSA 2019 | 27.0561 | 2032 | 1 | SWWH028-05
COM-WATERHEAT-FS-21-ZEAS.31 | Com ¦ Com Heat Pump Water Heater (100+ Gal, 200+ kBtuh - 4.3 COP) - Fuel Sub - ZEAS 2030 - Cold ¦ PG&E ¦ Cold | Com ¦ Com Heat Pump Water Heater (100+ Gal, 200+ kBtuh - 4.3 COP) - Fuel Sub - ZEAS 2030 - Cold | PG&E ¦ Cold | PG&E | All | Electric & Gas | Large HPWH 4.3 COP Com (100+ gal) | Efficient | 2030 |  | 1 | Conventional | WaterHeat | Com - Other | Com | ROB Only | 1 | 1000 sqft2 of floor space | 1000 sqft served | 13 | DEER:Indoor_CFL_Ltg | 1801.8012 | 0 | -219.3656 | SWWH028-05 | 848.0917 | 2026 | 298.6888 | 2026 | 0 | -142.02 | SWWH028-05 | Com Large Gas Water Heaters - ZEAS 2030 - Cold ¦ PG&E ¦ Cold | Com Large Gas Water Heaters - ZEAS 2030 - Cold | 0.16753 | 0.546 | 0 | CBSA 2019 | 794.7648 | 2032 | 1 | SWWH028-05
COM-WATERHEAT-FS-21-ZEAS.32 | Com ¦ Com Heat Pump Water Heater (100+ Gal, 200+ kBtuh - 4.3 COP) - Fuel Sub - ZEAS 2030 - Cold ¦ PG&E ¦ Cold | Com ¦ Com Heat Pump Water Heater (100+ Gal, 200+ kBtuh - 4.3 COP) - Fuel Sub - ZEAS 2030 - Cold | PG&E ¦ Cold | PG&E | All | Electric & Gas | Large HPWH 4.3 COP Com (100+ gal) | Efficient | 2030 |  | 1 | Conventional | WaterHeat | Com - Refrig. Warehouse | Com | ROB Only | 1 | 1000 sqft2 of floor space | 1000 sqft served | 13 | DEER:Indoor_CFL_Ltg | 159.2961 | 0 | -19.0828 | SWWH028-05 | 47.4162 | 2026 | 16.6995 | 2026 | 0 | -7.9402 | SWWH028-05 | Com Large Gas Water Heaters - ZEAS 2030 - Cold ¦ PG&E ¦ Cold | Com Large Gas Water Heaters - ZEAS 2030 - Cold | 0.095771 | 0.546 | 0 | CBSA 2019 | 11.4808 | 2032 | 1 | SWWH028-05
COM-WATERHEAT-FS-21-ZEAS.33 | Com ¦ Com Heat Pump Water Heater (100+ Gal, 200+ kBtuh - 4.3 COP) - Fuel Sub - ZEAS 2030 - Cold ¦ PG&E ¦ Cold | Com ¦ Com Heat Pump Water Heater (100+ Gal, 200+ kBtuh - 4.3 COP) - Fuel Sub - ZEAS 2030 - Cold | PG&E ¦ Cold | PG&E | All | Electric & Gas | Large HPWH 4.3 COP Com (100+ gal) | Efficient | 2030 |  | 1 | Conventional | WaterHeat | Com - Restaurant | Com | ROB Only | 1 | 1000 sqft2 of floor space | 1000 sqft served | 13 | DEER:Indoor_CFL_Ltg | 6107.7408 | 0 | -831.7604 | SWWH028-05 | 4442.1621 | 2026 | 1564.482 | 2026 | 0 | -743.8771 | SWWH028-05 | Com Large Gas Water Heaters - ZEAS 2030 - Cold ¦ PG&E ¦ Cold | Com Large Gas Water Heaters - ZEAS 2030 - Cold | 0.047202 | 0.546 | 0 | CBSA 2019 | 516.3083 | 2032 | 1 | SWWH028-05
COM-WATERHEAT-FS-21-ZEAS.34 | Com ¦ Com Heat Pump Water Heater (100+ Gal, 200+ kBtuh - 4.3 COP) - Fuel Sub - ZEAS 2030 - Cold ¦ PG&E ¦ Cold | Com ¦ Com Heat Pump Water Heater (100+ Gal, 200+ kBtuh - 4.3 COP) - Fuel Sub - ZEAS 2030 - Cold | PG&E ¦ Cold | PG&E | All | Electric & Gas | Large HPWH 4.3 COP Com (100+ gal) | Efficient | 2030 |  | 1 | Conventional | WaterHeat | Com - Retail | Com | ROB Only | 1 | 1000 sqft2 of floor space | 1000 sqft served | 13 | DEER:Indoor_CFL_Ltg | 98.0348 | 0 | -12.2727 | SWWH028-05 | 63.5154 | 2026 | 22.3694 | 2026 | 0 | -10.6362 | SWWH028-05 | Com Large Gas Water Heaters - ZEAS 2030 - Cold ¦ PG&E ¦ Cold | Com Large Gas Water Heaters - ZEAS 2030 - Cold | 0.004808 | 0.546 | 0 | CBSA 2019 | 26.1996 | 2032 | 1 | SWWH028-05
COM-WATERHEAT-FS-21-ZEAS.35 | Com ¦ Com Heat Pump Water Heater (100+ Gal, 200+ kBtuh - 4.3 COP) - Fuel Sub - ZEAS 2030 - Cold ¦ PG&E ¦ Cold | Com ¦ Com Heat Pump Water Heater (100+ Gal, 200+ kBtuh - 4.3 COP) - Fuel Sub - ZEAS 2030 - Cold | PG&E ¦ Cold | PG&E | All | Electric & Gas | Large HPWH 4.3 COP Com (100+ gal) | Efficient | 2030 |  | 1 | Conventional | WaterHeat | Com - School | Com | ROB Only | 1 | 1000 sqft2 of floor space | 1000 sqft served | 13 | DEER:Indoor_CFL_Ltg | 595.0837 | 0 | -67.326 | SWWH028-05 | 523.2002 | 2026 | 184.2655 | 2026 | 0 | -87.6142 | SWWH028-05 | Com Large Gas Water Heaters - ZEAS 2030 - Cold ¦ PG&E ¦ Cold | Com Large Gas Water Heaters - ZEAS 2030 - Cold | 0.072836 | 0.546 | 0 | CBSA 2019 | 55.8444 | 2032 | 1 | SWWH028-05
COM-WATERHEAT-FS-21-ZEAS.36 | Com ¦ Com Heat Pump Water Heater (100+ Gal, 200+ kBtuh - 4.3 COP) - Fuel Sub - ZEAS 2030 - Cold ¦ PG&E ¦ Cold | Com ¦ Com Heat Pump Water Heater (100+ Gal, 200+ kBtuh - 4.3 COP) - Fuel Sub - ZEAS 2030 - Cold | PG&E ¦ Cold | PG&E | All | Electric & Gas | Large HPWH 4.3 COP Com (100+ gal) | Efficient | 2030 |  | 1 | Conventional | WaterHeat | Com - Warehouse | Com | ROB Only | 1 | 1000 sqft2 of floor space | 1000 sqft served | 13 | DEER:Indoor_CFL_Ltg | 18.7552 | 0 | -1.9738 | SWWH028-05 | 9.4832 | 2026 | 3.3399 | 2026 | 0 | -1.588 | SWWH028-05 | Com Large Gas Water Heaters - ZEAS 2030 - Cold ¦ PG&E ¦ Cold | Com Large Gas Water Heaters - ZEAS 2030 - Cold | 0.098222 | 0.546 | 0 | CBSA 2019 | 2.6991 | 2032 | 1 | SWWH028-05
COM-WATERHEAT-FS-21-ZEAS.37 | Com ¦ Com Heat Pump Water Heater (100+ Gal, 200+ kBtuh - 4.3 COP) - Fuel Sub - ZEAS 2030 - Marine ¦ SCG ¦ Marine | Com ¦ Com Heat Pump Water Heater (100+ Gal, 200+ kBtuh - 4.3 COP) - Fuel Sub - ZEAS 2030 - Marine | SCG ¦ Marine | SCG | All | Electric & Gas | Large HPWH 4.3 COP Com (100+ gal) | Efficient | 2030 |  | 1 | Conventional | WaterHeat | Com - College | Com | ROB Only | 1 | 1000 sqft2 of floor space | 1000 sqft served | 13 | DEER:Indoor_CFL_Ltg | 419.5231 | 0 | -57.2888 | SWWH028-05 | 329.5357 | 2026 | 116.059 | 2026 | 0 | -55.1835 | SWWH028-05 | Com Large Gas Water Heaters - ZEAS 2030 - Marine ¦ SCG ¦ Marine | Com Large Gas Water Heaters - ZEAS 2030 - Marine | 0.17915 | 0.546 | 0 | CBSA 2019 | 157.3026 | 2032 | 1 | SWWH028-05
COM-WATERHEAT-FS-21-ZEAS.38 | Com ¦ Com Heat Pump Water Heater (100+ Gal, 200+ kBtuh - 4.3 COP) - Fuel Sub - ZEAS 2030 - Marine ¦ SCG ¦ Marine | Com ¦ Com Heat Pump Water Heater (100+ Gal, 200+ kBtuh - 4.3 COP) - Fuel Sub - ZEAS 2030 - Marine | SCG ¦ Marine | SCG | All | Electric & Gas | Large HPWH 4.3 COP Com (100+ gal) | Efficient | 2030 |  | 1 | Conventional | WaterHeat | Com - Grocery | Com | ROB Only | 1 | 1000 sqft2 of floor space | 1000 sqft served | 13 | DEER:Indoor_CFL_Ltg | 576.2304 | 0 | -78.169 | SWWH028-05 | 273.4497 | 2026 | 96.306 | 2026 | 0 | -45.7914 | SWWH028-05 | Com Large Gas Water Heaters - ZEAS 2030 - Marine ¦ SCG ¦ Marine | Com Large Gas Water Heaters - ZEAS 2030 - Marine | 0.039805 | 0.546 | 0 | CBSA 2019 | 151.1434 | 2032 | 1 | SWWH028-05
COM-WATERHEAT-FS-21-ZEAS.39 | Com ¦ Com Heat Pump Water Heater (100+ Gal, 200+ kBtuh - 4.3 COP) - Fuel Sub - ZEAS 2030 - Marine ¦ SCG ¦ Marine | Com ¦ Com Heat Pump Water Heater (100+ Gal, 200+ kBtuh - 4.3 COP) - Fuel Sub - ZEAS 2030 - Marine | SCG ¦ Marine | SCG | All | Electric & Gas | Large HPWH 4.3 COP Com (100+ gal) | Efficient | 2030 |  | 1 | Conventional | WaterHeat | Com - Health | Com | ROB Only | 1 | 1000 sqft2 of floor space | 1000 sqft served | 13 | DEER:Indoor_CFL_Ltg | 1191.0004 | 0 | -164.3242 | SWWH028-05 | 499.138 | 2026 | 175.7911 | 2026 | 0 | -83.5848 | SWWH028-05 | Com Large Gas Water Heaters - ZEAS 2030 - Marine ¦ SCG ¦ Marine | Com Large Gas Water Heaters - ZEAS 2030 - Marine | 0.18279 | 0.546 | 0 | CBSA 2019 | 386.212 | 2032 | 1 | SWWH028-05
COM-WATERHEAT-FS-21-ZEAS.40 | Com ¦ Com Heat Pump Water Heater (100+ Gal, 200+ kBtuh - 4.3 COP) - Fuel Sub - ZEAS 2030 - Marine ¦ SCG ¦ Marine | Com ¦ Com Heat Pump Water Heater (100+ Gal, 200+ kBtuh - 4.3 COP) - Fuel Sub - ZEAS 2030 - Marine | SCG ¦ Marine | SCG | All | Electric & Gas | Large HPWH 4.3 COP Com (100+ gal) | Efficient | 2030 |  | 1 | Conventional | WaterHeat | Com - Lodging | Com | ROB Only | 1 | 1000 sqft2 of floor space | 1000 sqft served | 13 | DEER:Indoor_CFL_Ltg | 935.5977 | 0 | -126.0627 | SWWH028-05 | 314.0619 | 2026 | 110.6093 | 2026 | 0 | -52.5923 | SWWH028-05 | Com Large Gas Water Heaters - ZEAS 2030 - Marine ¦ SCG ¦ Marine | Com Large Gas Water Heaters - ZEAS 2030 - Marine | 0.29635 | 0.546 | 0 | CBSA 2019 | 1097.7646 | 2032 | 1 | SWWH028-05
COM-WATERHEAT-FS-21-ZEAS.41 | Com ¦ Com Heat Pump Water Heater (100+ Gal, 200+ kBtuh - 4.3 COP) - Fuel Sub - ZEAS 2030 - Marine ¦ SCG ¦ Marine | Com ¦ Com Heat Pump Water Heater (100+ Gal, 200+ kBtuh - 4.3 COP) - Fuel Sub - ZEAS 2030 - Marine | SCG ¦ Marine | SCG | All | Electric & Gas | Large HPWH 4.3 COP Com (100+ gal) | Efficient | 2030 |  | 1 | Conventional | WaterHeat | Com - Office (Large) | Com | ROB Only | 1 | 1000 sqft2 of floor space | 1000 sqft served | 13 | DEER:Indoor_CFL_Ltg | 116.8992 | 0 | -16.1179 | SWWH028-05 | 102.5436 | 2026 | 36.1148 | 2026 | 0 | -17.1718 | SWWH028-05 | Com Large Gas Water Heaters - ZEAS 2030 - Marine ¦ SCG ¦ Marine | Com Large Gas Water Heaters - ZEAS 2030 - Marine | 0.04091 | 0.546 | 0 | CBSA 2019 | 60.7549 | 2032 | 1 | SWWH028-05
COM-WATERHEAT-FS-21-ZEAS.42 | Com ¦ Com Heat Pump Water Heater (100+ Gal, 200+ kBtuh - 4.3 COP) - Fuel Sub - ZEAS 2030 - Marine ¦ SCG ¦ Marine | Com ¦ Com Heat Pump Water Heater (100+ Gal, 200+ kBtuh - 4.3 COP) - Fuel Sub - ZEAS 2030 - Marine | SCG ¦ Marine | SCG | All | Electric & Gas | Large HPWH 4.3 COP Com (100+ gal) | Efficient | 2030 |  | 1 | Conventional | WaterHeat | Com - Office (Small) | Com | ROB Only | 1 | 1000 sqft2 of floor space | 1000 sqft served | 13 | DEER:Indoor_CFL_Ltg | 108.9288 | 0 | -14.8338 | SWWH028-05 | 102.5436 | 2026 | 36.1148 | 2026 | 0 | -17.1718 | SWWH028-05 | Com Large Gas Water Heaters - ZEAS 2030 - Marine ¦ SCG ¦ Marine | Com Large Gas Water Heaters - ZEAS 2030 - Marine | 0.04091 | 0.546 | 0 | CBSA 2019 | 24.3719 | 2032 | 1 | SWWH028-05
COM-WATERHEAT-FS-21-ZEAS.43 | Com ¦ Com Heat Pump Water Heater (100+ Gal, 200+ kBtuh - 4.3 COP) - Fuel Sub - ZEAS 2030 - Marine ¦ SCG ¦ Marine | Com ¦ Com Heat Pump Water Heater (100+ Gal, 200+ kBtuh - 4.3 COP) - Fuel Sub - ZEAS 2030 - Marine | SCG ¦ Marine | SCG | All | Electric & Gas | Large HPWH 4.3 COP Com (100+ gal) | Efficient | 2030 |  | 1 | Conventional | WaterHeat | Com - Other | Com | ROB Only | 1 | 1000 sqft2 of floor space | 1000 sqft served | 13 | DEER:Indoor_CFL_Ltg | 1435.5814 | 0 | -189.7018 | SWWH028-05 | 848.0917 | 2026 | 298.6888 | 2026 | 0 | -142.02 | SWWH028-05 | Com Large Gas Water Heaters - ZEAS 2030 - Marine ¦ SCG ¦ Marine | Com Large Gas Water Heaters - ZEAS 2030 - Marine | 0.16753 | 0.546 | 0 | CBSA 2019 | 700.8273 | 2032 | 1 | SWWH028-05
COM-WATERHEAT-FS-21-ZEAS.44 | Com ¦ Com Heat Pump Water Heater (100+ Gal, 200+ kBtuh - 4.3 COP) - Fuel Sub - ZEAS 2030 - Marine ¦ SCG ¦ Marine | Com ¦ Com Heat Pump Water Heater (100+ Gal, 200+ kBtuh - 4.3 COP) - Fuel Sub - ZEAS 2030 - Marine | SCG ¦ Marine | SCG | All | Electric & Gas | Large HPWH 4.3 COP Com (100+ gal) | Efficient | 2030 |  | 1 | Conventional | WaterHeat | Com - Refrig. Warehouse | Com | ROB Only | 1 | 1000 sqft2 of floor space | 1000 sqft served | 13 | DEER:Indoor_CFL_Ltg | 118.3459 | 0 | -16.5029 | SWWH028-05 | 47.4162 | 2026 | 16.6995 | 2026 | 0 | -7.9402 | SWWH028-05 | Com Large Gas Water Heaters - ZEAS 2030 - Marine ¦ SCG ¦ Marine | Com Large Gas Water Heaters - ZEAS 2030 - Marine | 0.095771 | 0.546 | 0 | CBSA 2019 | 10.2756 | 2032 | 1 | SWWH028-05
COM-WATERHEAT-FS-21-ZEAS.45 | Com ¦ Com Heat Pump Water Heater (100+ Gal, 200+ kBtuh - 4.3 COP) - Fuel Sub - ZEAS 2030 - Marine ¦ SCG ¦ Marine | Com ¦ Com Heat Pump Water Heater (100+ Gal, 200+ kBtuh - 4.3 COP) - Fuel Sub - ZEAS 2030 - Marine | SCG ¦ Marine | SCG | All | Electric & Gas | Large HPWH 4.3 COP Com (100+ gal) | Efficient | 2030 |  | 1 | Conventional | WaterHeat | Com - Restaurant | Com | ROB Only | 1 | 1000 sqft2 of floor space | 1000 sqft served | 13 | DEER:Indoor_CFL_Ltg | 4915.0702 | 0 | -719.2643 | SWWH028-05 | 4442.1621 | 2026 | 1564.482 | 2026 | 0 | -743.8771 | SWWH028-05 | Com Large Gas Water Heaters - ZEAS 2030 - Marine ¦ SCG ¦ Marine | Com Large Gas Water Heaters - ZEAS 2030 - Marine | 0.047202 | 0.546 | 0 | CBSA 2019 | 452.9921 | 2032 | 1 | SWWH028-05
COM-WATERHEAT-FS-21-ZEAS.46 | Com ¦ Com Heat Pump Water Heater (100+ Gal, 200+ kBtuh - 4.3 COP) - Fuel Sub - ZEAS 2030 - Marine ¦ SCG ¦ Marine | Com ¦ Com Heat Pump Water Heater (100+ Gal, 200+ kBtuh - 4.3 COP) - Fuel Sub - ZEAS 2030 - Marine | SCG ¦ Marine | SCG | All | Electric & Gas | Large HPWH 4.3 COP Com (100+ gal) | Efficient | 2030 |  | 1 | Conventional | WaterHeat | Com - Retail | Com | ROB Only | 1 | 1000 sqft2 of floor space | 1000 sqft served | 13 | DEER:Indoor_CFL_Ltg | 78.5938 | 0 | -10.6228 | SWWH028-05 | 63.5154 | 2026 | 22.3694 | 2026 | 0 | -10.6362 | SWWH028-05 | Com Large Gas Water Heaters - ZEAS 2030 - Marine ¦ SCG ¦ Marine | Com Large Gas Water Heaters - ZEAS 2030 - Marine | 0.004808 | 0.546 | 0 | CBSA 2019 | 24.8773 | 2032 | 1 | SWWH028-05
COM-WATERHEAT-FS-21-ZEAS.47 | Com ¦ Com Heat Pump Water Heater (100+ Gal, 200+ kBtuh - 4.3 COP) - Fuel Sub - ZEAS 2030 - Marine ¦ SCG ¦ Marine | Com ¦ Com Heat Pump Water Heater (100+ Gal, 200+ kBtuh - 4.3 COP) - Fuel Sub - ZEAS 2030 - Marine | SCG ¦ Marine | SCG | All | Electric & Gas | Large HPWH 4.3 COP Com (100+ gal) | Efficient | 2030 |  | 1 | Conventional | WaterHeat | Com - School | Com | ROB Only | 1 | 1000 sqft2 of floor space | 1000 sqft served | 13 | DEER:Indoor_CFL_Ltg | 431.7019 | 0 | -58.0306 | SWWH028-05 | 523.2002 | 2026 | 184.2655 | 2026 | 0 | -87.6142 | SWWH028-05 | Com Large Gas Water Heaters - ZEAS 2030 - Marine ¦ SCG ¦ Marine | Com Large Gas Water Heaters - ZEAS 2030 - Marine | 0.072836 | 0.546 | 0 | CBSA 2019 | 61.5068 | 2032 | 1 | SWWH028-05
COM-WATERHEAT-FS-21-ZEAS.48 | Com ¦ Com Heat Pump Water Heater (100+ Gal, 200+ kBtuh - 4.3 COP) - Fuel Sub - ZEAS 2030 - Marine ¦ SCG ¦ Marine | Com ¦ Com Heat Pump Water Heater (100+ Gal, 200+ kBtuh - 4.3 COP) - Fuel Sub - ZEAS 2030 - Marine | SCG ¦ Marine | SCG | All | Electric & Gas | Large HPWH 4.3 COP Com (100+ gal) | Efficient | 2030 |  | 1 | Conventional | WaterHeat | Com - Warehouse | Com | ROB Only | 1 | 1000 sqft2 of floor space | 1000 sqft served | 13 | DEER:Indoor_CFL_Ltg | 13.0221 | 0 | -1.7117 | SWWH028-05 | 9.4832 | 2026 | 3.3399 | 2026 | 0 | -1.588 | SWWH028-05 | Com Large Gas Water Heaters - ZEAS 2030 - Marine ¦ SCG ¦ Marine | Com Large Gas Water Heaters - ZEAS 2030 - Marine | 0.098222 | 0.546 | 0 | CBSA 2019 | 3.3126 | 2032 | 1 | SWWH028-05
COM-WATERHEAT-FS-21-ZEAS.49 | Com ¦ Com Heat Pump Water Heater (100+ Gal, 200+ kBtuh - 4.3 COP) - Fuel Sub - ZEAS 2030 - Hot-Dry ¦ SCG ¦ Hot-Dry | Com ¦ Com Heat Pump Water Heater (100+ Gal, 200+ kBtuh - 4.3 COP) - Fuel Sub - ZEAS 2030 - Hot-Dry | SCG ¦ Hot-Dry | SCG | All | Electric & Gas | Large HPWH 4.3 COP Com (100+ gal) | Efficient | 2030 |  | 1 | Conventional | WaterHeat | Com - College | Com | ROB Only | 1 | 1000 sqft2 of floor space | 1000 sqft served | 13 | DEER:Indoor_CFL_Ltg | 425.2151 | 0 | -56.2404 | SWWH028-05 | 329.5357 | 2026 | 116.059 | 2026 | 0 | -55.1835 | SWWH028-05 | Com Large Gas Water Heaters - ZEAS 2030 - Hot-Dry ¦ SCG ¦ Hot-Dry | Com Large Gas Water Heaters - ZEAS 2030 - Hot-Dry | 0.17915 | 0.546 | 0 | CBSA 2019 | 153.4147 | 2032 | 1 | SWWH028-05
COM-WATERHEAT-FS-21-ZEAS.50 | Com ¦ Com Heat Pump Water Heater (100+ Gal, 200+ kBtuh - 4.3 COP) - Fuel Sub - ZEAS 2030 - Hot-Dry ¦ SCG ¦ Hot-Dry | Com ¦ Com Heat Pump Water Heater (100+ Gal, 200+ kBtuh - 4.3 COP) - Fuel Sub - ZEAS 2030 - Hot-Dry | SCG ¦ Hot-Dry | SCG | All | Electric & Gas | Large HPWH 4.3 COP Com (100+ gal) | Efficient | 2030 |  | 1 | Conventional | WaterHeat | Com - Grocery | Com | ROB Only | 1 | 1000 sqft2 of floor space | 1000 sqft served | 13 | DEER:Indoor_CFL_Ltg | 580.9536 | 0 | -76.752 | SWWH028-05 | 273.4497 | 2026 | 96.306 | 2026 | 0 | -45.7914 | SWWH028-05 | Com Large Gas Water Heaters - ZEAS 2030 - Hot-Dry ¦ SCG ¦ Hot-Dry | Com Large Gas Water Heaters - ZEAS 2030 - Hot-Dry | 0.039805 | 0.546 | 0 | CBSA 2019 | 147.5504 | 2032 | 1 | SWWH028-05
COM-WATERHEAT-FS-21-ZEAS.51 | Com ¦ Com Heat Pump Water Heater (100+ Gal, 200+ kBtuh - 4.3 COP) - Fuel Sub - ZEAS 2030 - Hot-Dry ¦ SCG ¦ Hot-Dry | Com ¦ Com Heat Pump Water Heater (100+ Gal, 200+ kBtuh - 4.3 COP) - Fuel Sub - ZEAS 2030 - Hot-Dry | SCG ¦ Hot-Dry | SCG | All | Electric & Gas | Large HPWH 4.3 COP Com (100+ gal) | Efficient | 2030 |  | 1 | Conventional | WaterHeat | Com - Health | Com | ROB Only | 1 | 1000 sqft2 of floor space | 1000 sqft served | 13 | DEER:Indoor_CFL_Ltg | 1197.7912 | 0 | -160.9996 | SWWH028-05 | 499.138 | 2026 | 175.7911 | 2026 | 0 | -83.5848 | SWWH028-05 | Com Large Gas Water Heaters - ZEAS 2030 - Hot-Dry ¦ SCG ¦ Hot-Dry | Com Large Gas Water Heaters - ZEAS 2030 - Hot-Dry | 0.18279 | 0.546 | 0 | CBSA 2019 | 376.3771 | 2032 | 1 | SWWH028-05
COM-WATERHEAT-FS-21-ZEAS.52 | Com ¦ Com Heat Pump Water Heater (100+ Gal, 200+ kBtuh - 4.3 COP) - Fuel Sub - ZEAS 2030 - Hot-Dry ¦ SCG ¦ Hot-Dry | Com ¦ Com Heat Pump Water Heater (100+ Gal, 200+ kBtuh - 4.3 COP) - Fuel Sub - ZEAS 2030 - Hot-Dry | SCG ¦ Hot-Dry | SCG | All | Electric & Gas | Large HPWH 4.3 COP Com (100+ gal) | Efficient | 2030 |  | 1 | Conventional | WaterHeat | Com - Lodging | Com | ROB Only | 1 | 1000 sqft2 of floor space | 1000 sqft served | 13 | DEER:Indoor_CFL_Ltg | 938.31 | 0 | -123.5271 | SWWH028-05 | 314.0619 | 2026 | 110.6093 | 2026 | 0 | -52.5923 | SWWH028-05 | Com Large Gas Water Heaters - ZEAS 2030 - Hot-Dry ¦ SCG ¦ Hot-Dry | Com Large Gas Water Heaters - ZEAS 2030 - Hot-Dry | 0.29635 | 0.546 | 0 | CBSA 2019 | 1072.289 | 2032 | 1 | SWWH028-05
COM-WATERHEAT-FS-21-ZEAS.53 | Com ¦ Com Heat Pump Water Heater (100+ Gal, 200+ kBtuh - 4.3 COP) - Fuel Sub - ZEAS 2030 - Hot-Dry ¦ SCG ¦ Hot-Dry | Com ¦ Com Heat Pump Water Heater (100+ Gal, 200+ kBtuh - 4.3 COP) - Fuel Sub - ZEAS 2030 - Hot-Dry | SCG ¦ Hot-Dry | SCG | All | Electric & Gas | Large HPWH 4.3 COP Com (100+ gal) | Efficient | 2030 |  | 1 | Conventional | WaterHeat | Com - Office (Large) | Com | ROB Only | 1 | 1000 sqft2 of floor space | 1000 sqft served | 13 | DEER:Indoor_CFL_Ltg | 118.6704 | 0 | -15.8522 | SWWH028-05 | 102.5436 | 2026 | 36.1148 | 2026 | 0 | -17.1718 | SWWH028-05 | Com Large Gas Water Heaters - ZEAS 2030 - Hot-Dry ¦ SCG ¦ Hot-Dry | Com Large Gas Water Heaters - ZEAS 2030 - Hot-Dry | 0.04091 | 0.546 | 0 | CBSA 2019 | 59.3856 | 2032 | 1 | SWWH028-05
COM-WATERHEAT-FS-21-ZEAS.54 | Com ¦ Com Heat Pump Water Heater (100+ Gal, 200+ kBtuh - 4.3 COP) - Fuel Sub - ZEAS 2030 - Hot-Dry ¦ SCG ¦ Hot-Dry | Com ¦ Com Heat Pump Water Heater (100+ Gal, 200+ kBtuh - 4.3 COP) - Fuel Sub - ZEAS 2030 - Hot-Dry | SCG ¦ Hot-Dry | SCG | All | Electric & Gas | Large HPWH 4.3 COP Com (100+ gal) | Efficient | 2030 |  | 1 | Conventional | WaterHeat | Com - Office (Small) | Com | ROB Only | 1 | 1000 sqft2 of floor space | 1000 sqft served | 13 | DEER:Indoor_CFL_Ltg | 110.7 | 0 | -14.5238 | SWWH028-05 | 102.5436 | 2026 | 36.1148 | 2026 | 0 | -17.1718 | SWWH028-05 | Com Large Gas Water Heaters - ZEAS 2030 - Hot-Dry ¦ SCG ¦ Hot-Dry | Com Large Gas Water Heaters - ZEAS 2030 - Hot-Dry | 0.04091 | 0.546 | 0 | CBSA 2019 | 23.6771 | 2032 | 1 | SWWH028-05
COM-WATERHEAT-FS-21-ZEAS.55 | Com ¦ Com Heat Pump Water Heater (100+ Gal, 200+ kBtuh - 4.3 COP) - Fuel Sub - ZEAS 2030 - Hot-Dry ¦ SCG ¦ Hot-Dry | Com ¦ Com Heat Pump Water Heater (100+ Gal, 200+ kBtuh - 4.3 COP) - Fuel Sub - ZEAS 2030 - Hot-Dry | SCG ¦ Hot-Dry | SCG | All | Electric & Gas | Large HPWH 4.3 COP Com (100+ gal) | Efficient | 2030 |  | 1 | Conventional | WaterHeat | Com - Other | Com | ROB Only | 1 | 1000 sqft2 of floor space | 1000 sqft served | 13 | DEER:Indoor_CFL_Ltg | 1457.5546 | 0 | -186.0396 | SWWH028-05 | 848.0917 | 2026 | 298.6888 | 2026 | 0 | -142.02 | SWWH028-05 | Com Large Gas Water Heaters - ZEAS 2030 - Hot-Dry ¦ SCG ¦ Hot-Dry | Com Large Gas Water Heaters - ZEAS 2030 - Hot-Dry | 0.16753 | 0.546 | 0 | CBSA 2019 | 681.8111 | 2032 | 1 | SWWH028-05
COM-WATERHEAT-FS-21-ZEAS.56 | Com ¦ Com Heat Pump Water Heater (100+ Gal, 200+ kBtuh - 4.3 COP) - Fuel Sub - ZEAS 2030 - Hot-Dry ¦ SCG ¦ Hot-Dry | Com ¦ Com Heat Pump Water Heater (100+ Gal, 200+ kBtuh - 4.3 COP) - Fuel Sub - ZEAS 2030 - Hot-Dry | SCG ¦ Hot-Dry | SCG | All | Electric & Gas | Large HPWH 4.3 COP Com (100+ gal) | Efficient | 2030 |  | 1 | Conventional | WaterHeat | Com - Refrig. Warehouse | Com | ROB Only | 1 | 1000 sqft2 of floor space | 1000 sqft served | 13 | DEER:Indoor_CFL_Ltg | 119.1649 | 0 | -16.1753 | SWWH028-05 | 47.4162 | 2026 | 16.6995 | 2026 | 0 | -7.9402 | SWWH028-05 | Com Large Gas Water Heaters - ZEAS 2030 - Hot-Dry ¦ SCG ¦ Hot-Dry | Com Large Gas Water Heaters - ZEAS 2030 - Hot-Dry | 0.095771 | 0.546 | 0 | CBSA 2019 | 10.015 | 2032 | 1 | SWWH028-05
COM-WATERHEAT-FS-21-ZEAS.57 | Com ¦ Com Heat Pump Water Heater (100+ Gal, 200+ kBtuh - 4.3 COP) - Fuel Sub - ZEAS 2030 - Hot-Dry ¦ SCG ¦ Hot-Dry | Com ¦ Com Heat Pump Water Heater (100+ Gal, 200+ kBtuh - 4.3 COP) - Fuel Sub - ZEAS 2030 - Hot-Dry | SCG ¦ Hot-Dry | SCG | All | Electric & Gas | Large HPWH 4.3 COP Com (100+ gal) | Efficient | 2030 |  | 1 | Conventional | WaterHeat | Com - Restaurant | Com | ROB Only | 1 | 1000 sqft2 of floor space | 1000 sqft served | 13 | DEER:Indoor_CFL_Ltg | 4988.4102 | 0 | -705.837 | SWWH028-05 | 4442.1621 | 2026 | 1564.482 | 2026 | 0 | -743.8771 | SWWH028-05 | Com Large Gas Water Heaters - ZEAS 2030 - Hot-Dry ¦ SCG ¦ Hot-Dry | Com Large Gas Water Heaters - ZEAS 2030 - Hot-Dry | 0.047202 | 0.546 | 0 | CBSA 2019 | 441.6017 | 2032 | 1 | SWWH028-05
COM-WATERHEAT-FS-21-ZEAS.58 | Com ¦ Com Heat Pump Water Heater (100+ Gal, 200+ kBtuh - 4.3 COP) - Fuel Sub - ZEAS 2030 - Hot-Dry ¦ SCG ¦ Hot-Dry | Com ¦ Com Heat Pump Water Heater (100+ Gal, 200+ kBtuh - 4.3 COP) - Fuel Sub - ZEAS 2030 - Hot-Dry | SCG ¦ Hot-Dry | SCG | All | Electric & Gas | Large HPWH 4.3 COP Com (100+ gal) | Efficient | 2030 |  | 1 | Conventional | WaterHeat | Com - Retail | Com | ROB Only | 1 | 1000 sqft2 of floor space | 1000 sqft served | 13 | DEER:Indoor_CFL_Ltg | 79.6437 | 0 | -10.4205 | SWWH028-05 | 63.5154 | 2026 | 22.3694 | 2026 | 0 | -10.6362 | SWWH028-05 | Com Large Gas Water Heaters - ZEAS 2030 - Hot-Dry ¦ SCG ¦ Hot-Dry | Com Large Gas Water Heaters - ZEAS 2030 - Hot-Dry | 0.004808 | 0.546 | 0 | CBSA 2019 | 23.5088 | 2032 | 1 | SWWH028-05
COM-WATERHEAT-FS-21-ZEAS.59 | Com ¦ Com Heat Pump Water Heater (100+ Gal, 200+ kBtuh - 4.3 COP) - Fuel Sub - ZEAS 2030 - Hot-Dry ¦ SCG ¦ Hot-Dry | Com ¦ Com Heat Pump Water Heater (100+ Gal, 200+ kBtuh - 4.3 COP) - Fuel Sub - ZEAS 2030 - Hot-Dry | SCG ¦ Hot-Dry | SCG | All | Electric & Gas | Large HPWH 4.3 COP Com (100+ gal) | Efficient | 2030 |  | 1 | Conventional | WaterHeat | Com - School | Com | ROB Only | 1 | 1000 sqft2 of floor space | 1000 sqft served | 13 | DEER:Indoor_CFL_Ltg | 437.8979 | 0 | -56.9334 | SWWH028-05 | 523.2002 | 2026 | 184.2655 | 2026 | 0 | -87.6142 | SWWH028-05 | Com Large Gas Water Heaters - ZEAS 2030 - Hot-Dry ¦ SCG ¦ Hot-Dry | Com Large Gas Water Heaters - ZEAS 2030 - Hot-Dry | 0.072836 | 0.546 | 0 | CBSA 2019 | 57.98 | 2032 | 1 | SWWH028-05
COM-WATERHEAT-FS-21-ZEAS.60 | Com ¦ Com Heat Pump Water Heater (100+ Gal, 200+ kBtuh - 4.3 COP) - Fuel Sub - ZEAS 2030 - Hot-Dry ¦ SCG ¦ Hot-Dry | Com ¦ Com Heat Pump Water Heater (100+ Gal, 200+ kBtuh - 4.3 COP) - Fuel Sub - ZEAS 2030 - Hot-Dry | SCG ¦ Hot-Dry | SCG | All | Electric & Gas | Large HPWH 4.3 COP Com (100+ gal) | Efficient | 2030 |  | 1 | Conventional | WaterHeat | Com - Warehouse | Com | ROB Only | 1 | 1000 sqft2 of floor space | 1000 sqft served | 13 | DEER:Indoor_CFL_Ltg | 13.1859 | 0 | -1.679 | SWWH028-05 | 9.4832 | 2026 | 3.3399 | 2026 | 0 | -1.588 | SWWH028-05 | Com Large Gas Water Heaters - ZEAS 2030 - Hot-Dry ¦ SCG ¦ Hot-Dry | Com Large Gas Water Heaters - ZEAS 2030 - Hot-Dry | 0.098222 | 0.546 | 0 | CBSA 2019 | 3.1255 | 2032 | 1 | SWWH028-05
COM-WATERHEAT-FS-21-ZEAS.61 | Com ¦ Com Heat Pump Water Heater (100+ Gal, 200+ kBtuh - 4.3 COP) - Fuel Sub - ZEAS 2030 - Cold ¦ SCG ¦ Cold | Com ¦ Com Heat Pump Water Heater (100+ Gal, 200+ kBtuh - 4.3 COP) - Fuel Sub - ZEAS 2030 - Cold | SCG ¦ Cold | SCG | All | Electric & Gas | Large HPWH 4.3 COP Com (100+ gal) | Efficient | 2030 |  | 1 | Conventional | WaterHeat | Com - College | Com | ROB Only | 1 | 1000 sqft2 of floor space | 1000 sqft served | 13 | DEER:Indoor_CFL_Ltg | 558.6581 | 0 | -66.6196 | SWWH028-05 | 329.5357 | 2026 | 116.059 | 2026 | 0 | -55.1835 | SWWH028-05 | Com Large Gas Water Heaters - ZEAS 2030 - Cold ¦ SCG ¦ Cold | Com Large Gas Water Heaters - ZEAS 2030 - Cold | 0.17915 | 0.546 | 0 | CBSA 2019 | 177.5773 | 2032 | 1 | SWWH028-05
COM-WATERHEAT-FS-21-ZEAS.62 | Com ¦ Com Heat Pump Water Heater (100+ Gal, 200+ kBtuh - 4.3 COP) - Fuel Sub - ZEAS 2030 - Cold ¦ SCG ¦ Cold | Com ¦ Com Heat Pump Water Heater (100+ Gal, 200+ kBtuh - 4.3 COP) - Fuel Sub - ZEAS 2030 - Cold | SCG ¦ Cold | SCG | All | Electric & Gas | Large HPWH 4.3 COP Com (100+ gal) | Efficient | 2030 |  | 1 | Conventional | WaterHeat | Com - Grocery | Com | ROB Only | 1 | 1000 sqft2 of floor space | 1000 sqft served | 13 | DEER:Indoor_CFL_Ltg | 725.0112 | 0 | -90.4493 | SWWH028-05 | 273.4497 | 2026 | 96.306 | 2026 | 0 | -45.7914 | SWWH028-05 | Com Large Gas Water Heaters - ZEAS 2030 - Cold ¦ SCG ¦ Cold | Com Large Gas Water Heaters - ZEAS 2030 - Cold | 0.039805 | 0.546 | 0 | CBSA 2019 | 171.6112 | 2032 | 1 | SWWH028-05
COM-WATERHEAT-FS-21-ZEAS.63 | Com ¦ Com Heat Pump Water Heater (100+ Gal, 200+ kBtuh - 4.3 COP) - Fuel Sub - ZEAS 2030 - Cold ¦ SCG ¦ Cold | Com ¦ Com Heat Pump Water Heater (100+ Gal, 200+ kBtuh - 4.3 COP) - Fuel Sub - ZEAS 2030 - Cold | SCG ¦ Cold | SCG | All | Electric & Gas | Large HPWH 4.3 COP Com (100+ gal) | Efficient | 2030 |  | 1 | Conventional | WaterHeat | Com - Health | Com | ROB Only | 1 | 1000 sqft2 of floor space | 1000 sqft served | 13 | DEER:Indoor_CFL_Ltg | 1485.8422 | 0 | -189.9612 | SWWH028-05 | 499.138 | 2026 | 175.7911 | 2026 | 0 | -83.5848 | SWWH028-05 | Com Large Gas Water Heaters - ZEAS 2030 - Cold ¦ SCG ¦ Cold | Com Large Gas Water Heaters - ZEAS 2030 - Cold | 0.18279 | 0.546 | 0 | CBSA 2019 | 439.3323 | 2032 | 1 | SWWH028-05
COM-WATERHEAT-FS-21-ZEAS.64 | Com ¦ Com Heat Pump Water Heater (100+ Gal, 200+ kBtuh - 4.3 COP) - Fuel Sub - ZEAS 2030 - Cold ¦ SCG ¦ Cold | Com ¦ Com Heat Pump Water Heater (100+ Gal, 200+ kBtuh - 4.3 COP) - Fuel Sub - ZEAS 2030 - Cold | SCG ¦ Cold | SCG | All | Electric & Gas | Large HPWH 4.3 COP Com (100+ gal) | Efficient | 2030 |  | 1 | Conventional | WaterHeat | Com - Lodging | Com | ROB Only | 1 | 1000 sqft2 of floor space | 1000 sqft served | 13 | DEER:Indoor_CFL_Ltg | 1162.449 | 0 | -145.8259 | SWWH028-05 | 314.0619 | 2026 | 110.6093 | 2026 | 0 | -52.5923 | SWWH028-05 | Com Large Gas Water Heaters - ZEAS 2030 - Cold ¦ SCG ¦ Cold | Com Large Gas Water Heaters - ZEAS 2030 - Cold | 0.29635 | 0.546 | 0 | CBSA 2019 | 1257.2218 | 2032 | 1 | SWWH028-05
COM-WATERHEAT-FS-21-ZEAS.65 | Com ¦ Com Heat Pump Water Heater (100+ Gal, 200+ kBtuh - 4.3 COP) - Fuel Sub - ZEAS 2030 - Cold ¦ SCG ¦ Cold | Com ¦ Com Heat Pump Water Heater (100+ Gal, 200+ kBtuh - 4.3 COP) - Fuel Sub - ZEAS 2030 - Cold | SCG ¦ Cold | SCG | All | Electric & Gas | Large HPWH 4.3 COP Com (100+ gal) | Efficient | 2030 |  | 1 | Conventional | WaterHeat | Com - Office (Large) | Com | ROB Only | 1 | 1000 sqft2 of floor space | 1000 sqft served | 13 | DEER:Indoor_CFL_Ltg | 157.6368 | 0 | -18.6419 | SWWH028-05 | 102.5436 | 2026 | 36.1148 | 2026 | 0 | -17.1718 | SWWH028-05 | Com Large Gas Water Heaters - ZEAS 2030 - Cold ¦ SCG ¦ Cold | Com Large Gas Water Heaters - ZEAS 2030 - Cold | 0.04091 | 0.546 | 0 | CBSA 2019 | 68.0378 | 2032 | 1 | SWWH028-05
COM-WATERHEAT-FS-21-ZEAS.66 | Com ¦ Com Heat Pump Water Heater (100+ Gal, 200+ kBtuh - 4.3 COP) - Fuel Sub - ZEAS 2030 - Cold ¦ SCG ¦ Cold | Com ¦ Com Heat Pump Water Heater (100+ Gal, 200+ kBtuh - 4.3 COP) - Fuel Sub - ZEAS 2030 - Cold | SCG ¦ Cold | SCG | All | Electric & Gas | Large HPWH 4.3 COP Com (100+ gal) | Efficient | 2030 |  | 1 | Conventional | WaterHeat | Com - Office (Small) | Com | ROB Only | 1 | 1000 sqft2 of floor space | 1000 sqft served | 13 | DEER:Indoor_CFL_Ltg | 147.8952 | 0 | -17.0921 | SWWH028-05 | 102.5436 | 2026 | 36.1148 | 2026 | 0 | -17.1718 | SWWH028-05 | Com Large Gas Water Heaters - ZEAS 2030 - Cold ¦ SCG ¦ Cold | Com Large Gas Water Heaters - ZEAS 2030 - Cold | 0.04091 | 0.546 | 0 | CBSA 2019 | 27.0561 | 2032 | 1 | SWWH028-05
COM-WATERHEAT-FS-21-ZEAS.67 | Com ¦ Com Heat Pump Water Heater (100+ Gal, 200+ kBtuh - 4.3 COP) - Fuel Sub - ZEAS 2030 - Cold ¦ SCG ¦ Cold | Com ¦ Com Heat Pump Water Heater (100+ Gal, 200+ kBtuh - 4.3 COP) - Fuel Sub - ZEAS 2030 - Cold | SCG ¦ Cold | SCG | All | Electric & Gas | Large HPWH 4.3 COP Com (100+ gal) | Efficient | 2030 |  | 1 | Conventional | WaterHeat | Com - Other | Com | ROB Only | 1 | 1000 sqft2 of floor space | 1000 sqft served | 13 | DEER:Indoor_CFL_Ltg | 1801.8012 | 0 | -219.3656 | SWWH028-05 | 848.0917 | 2026 | 298.6888 | 2026 | 0 | -142.02 | SWWH028-05 | Com Large Gas Water Heaters - ZEAS 2030 - Cold ¦ SCG ¦ Cold | Com Large Gas Water Heaters - ZEAS 2030 - Cold | 0.16753 | 0.546 | 0 | CBSA 2019 | 794.7648 | 2032 | 1 | SWWH028-05
COM-WATERHEAT-FS-21-ZEAS.68 | Com ¦ Com Heat Pump Water Heater (100+ Gal, 200+ kBtuh - 4.3 COP) - Fuel Sub - ZEAS 2030 - Cold ¦ SCG ¦ Cold | Com ¦ Com Heat Pump Water Heater (100+ Gal, 200+ kBtuh - 4.3 COP) - Fuel Sub - ZEAS 2030 - Cold | SCG ¦ Cold | SCG | All | Electric & Gas | Large HPWH 4.3 COP Com (100+ gal) | Efficient | 2030 |  | 1 | Conventional | WaterHeat | Com - Refrig. Warehouse | Com | ROB Only | 1 | 1000 sqft2 of floor space | 1000 sqft served | 13 | DEER:Indoor_CFL_Ltg | 159.2961 | 0 | -19.0828 | SWWH028-05 | 47.4162 | 2026 | 16.6995 | 2026 | 0 | -7.9402 | SWWH028-05 | Com Large Gas Water Heaters - ZEAS 2030 - Cold ¦ SCG ¦ Cold | Com Large Gas Water Heaters - ZEAS 2030 - Cold | 0.095771 | 0.546 | 0 | CBSA 2019 | 11.4808 | 2032 | 1 | SWWH028-05
COM-WATERHEAT-FS-21-ZEAS.69 | Com ¦ Com Heat Pump Water Heater (100+ Gal, 200+ kBtuh - 4.3 COP) - Fuel Sub - ZEAS 2030 - Cold ¦ SCG ¦ Cold | Com ¦ Com Heat Pump Water Heater (100+ Gal, 200+ kBtuh - 4.3 COP) - Fuel Sub - ZEAS 2030 - Cold | SCG ¦ Cold | SCG | All | Electric & Gas | Large HPWH 4.3 COP Com (100+ gal) | Efficient | 2030 |  | 1 | Conventional | WaterHeat | Com - Restaurant | Com | ROB Only | 1 | 1000 sqft2 of floor space | 1000 sqft served | 13 | DEER:Indoor_CFL_Ltg | 6107.7408 | 0 | -831.7604 | SWWH028-05 | 4442.1621 | 2026 | 1564.482 | 2026 | 0 | -743.8771 | SWWH028-05 | Com Large Gas Water Heaters - ZEAS 2030 - Cold ¦ SCG ¦ Cold | Com Large Gas Water Heaters - ZEAS 2030 - Cold | 0.047202 | 0.546 | 0 | CBSA 2019 | 516.3083 | 2032 | 1 | SWWH028-05
COM-WATERHEAT-FS-21-ZEAS.70 | Com ¦ Com Heat Pump Water Heater (100+ Gal, 200+ kBtuh - 4.3 COP) - Fuel Sub - ZEAS 2030 - Cold ¦ SCG ¦ Cold | Com ¦ Com Heat Pump Water Heater (100+ Gal, 200+ kBtuh - 4.3 COP) - Fuel Sub - ZEAS 2030 - Cold | SCG ¦ Cold | SCG | All | Electric & Gas | Large HPWH 4.3 COP Com (100+ gal) | Efficient | 2030 |  | 1 | Conventional | WaterHeat | Com - Retail | Com | ROB Only | 1 | 1000 sqft2 of floor space | 1000 sqft served | 13 | DEER:Indoor_CFL_Ltg | 98.0348 | 0 | -12.2727 | SWWH028-05 | 63.5154 | 2026 | 22.3694 | 2026 | 0 | -10.6362 | SWWH028-05 | Com Large Gas Water Heaters - ZEAS 2030 - Cold ¦ SCG ¦ Cold | Com Large Gas Water Heaters - ZEAS 2030 - Cold | 0.004808 | 0.546 | 0 | CBSA 2019 | 26.1996 | 2032 | 1 | SWWH028-05
COM-WATERHEAT-FS-21-ZEAS.71 | Com ¦ Com Heat Pump Water Heater (100+ Gal, 200+ kBtuh - 4.3 COP) - Fuel Sub - ZEAS 2030 - Cold ¦ SCG ¦ Cold | Com ¦ Com Heat Pump Water Heater (100+ Gal, 200+ kBtuh - 4.3 COP) - Fuel Sub - ZEAS 2030 - Cold | SCG ¦ Cold | SCG | All | Electric & Gas | Large HPWH 4.3 COP Com (100+ gal) | Efficient | 2030 |  | 1 | Conventional | WaterHeat | Com - School | Com | ROB Only | 1 | 1000 sqft2 of floor space | 1000 sqft served | 13 | DEER:Indoor_CFL_Ltg | 595.0837 | 0 | -67.326 | SWWH028-05 | 523.2002 | 2026 | 184.2655 | 2026 | 0 | -87.6142 | SWWH028-05 | Com Large Gas Water Heaters - ZEAS 2030 - Cold ¦ SCG ¦ Cold | Com Large Gas Water Heaters - ZEAS 2030 - Cold | 0.072836 | 0.546 | 0 | CBSA 2019 | 55.8444 | 2032 | 1 | SWWH028-05
COM-WATERHEAT-FS-21-ZEAS.72 | Com ¦ Com Heat Pump Water Heater (100+ Gal, 200+ kBtuh - 4.3 COP) - Fuel Sub - ZEAS 2030 - Cold ¦ SCG ¦ Cold | Com ¦ Com Heat Pump Water Heater (100+ Gal, 200+ kBtuh - 4.3 COP) - Fuel Sub - ZEAS 2030 - Cold | SCG ¦ Cold | SCG | All | Electric & Gas | Large HPWH 4.3 COP Com (100+ gal) | Efficient | 2030 |  | 1 | Conventional | WaterHeat | Com - Warehouse | Com | ROB Only | 1 | 1000 sqft2 of floor space | 1000 sqft served | 13 | DEER:Indoor_CFL_Ltg | 18.7552 | 0 | -1.9738 | SWWH028-05 | 9.4832 | 2026 | 3.3399 | 2026 | 0 | -1.588 | SWWH028-05 | Com Large Gas Water Heaters - ZEAS 2030 - Cold ¦ SCG ¦ Cold | Com Large Gas Water Heaters - ZEAS 2030 - Cold | 0.098222 | 0.546 | 0 | CBSA 2019 | 2.6991 | 2032 | 1 | SWWH028-05
COM-WATERHEAT-FS-21-ZEAS.73 | Com ¦ Com Heat Pump Water Heater (100+ Gal, 200+ kBtuh - 4.3 COP) - Fuel Sub - ZEAS 2030 - Marine ¦ SDG&E ¦ Marine | Com ¦ Com Heat Pump Water Heater (100+ Gal, 200+ kBtuh - 4.3 COP) - Fuel Sub - ZEAS 2030 - Marine | SDG&E ¦ Marine | SDG&E | All | Electric & Gas | Large HPWH 4.3 COP Com (100+ gal) | Efficient | 2030 |  | 1 | Conventional | WaterHeat | Com - College | Com | ROB Only | 1 | 1000 sqft2 of floor space | 1000 sqft served | 13 | DEER:Indoor_CFL_Ltg | 419.5231 | 0 | -57.2888 | SWWH028-05 | 329.5357 | 2026 | 116.059 | 2026 | 0 | -55.1835 | SWWH028-05 | Com Large Gas Water Heaters - ZEAS 2030 - Marine ¦ SDG&E ¦ Marine | Com Large Gas Water Heaters - ZEAS 2030 - Marine | 0.17915 | 0.546 | 0 | CBSA 2019 | 157.3026 | 2032 | 1 | SWWH028-05
COM-WATERHEAT-FS-21-ZEAS.74 | Com ¦ Com Heat Pump Water Heater (100+ Gal, 200+ kBtuh - 4.3 COP) - Fuel Sub - ZEAS 2030 - Marine ¦ SDG&E ¦ Marine | Com ¦ Com Heat Pump Water Heater (100+ Gal, 200+ kBtuh - 4.3 COP) - Fuel Sub - ZEAS 2030 - Marine | SDG&E ¦ Marine | SDG&E | All | Electric & Gas | Large HPWH 4.3 COP Com (100+ gal) | Efficient | 2030 |  | 1 | Conventional | WaterHeat | Com - Grocery | Com | ROB Only | 1 | 1000 sqft2 of floor space | 1000 sqft served | 13 | DEER:Indoor_CFL_Ltg | 576.2304 | 0 | -78.169 | SWWH028-05 | 273.4497 | 2026 | 96.306 | 2026 | 0 | -45.7914 | SWWH028-05 | Com Large Gas Water Heaters - ZEAS 2030 - Marine ¦ SDG&E ¦ Marine | Com Large Gas Water Heaters - ZEAS 2030 - Marine | 0.039805 | 0.546 | 0 | CBSA 2019 | 151.1434 | 2032 | 1 | SWWH028-05
COM-WATERHEAT-FS-21-ZEAS.75 | Com ¦ Com Heat Pump Water Heater (100+ Gal, 200+ kBtuh - 4.3 COP) - Fuel Sub - ZEAS 2030 - Marine ¦ SDG&E ¦ Marine | Com ¦ Com Heat Pump Water Heater (100+ Gal, 200+ kBtuh - 4.3 COP) - Fuel Sub - ZEAS 2030 - Marine | SDG&E ¦ Marine | SDG&E | All | Electric & Gas | Large HPWH 4.3 COP Com (100+ gal) | Efficient | 2030 |  | 1 | Conventional | WaterHeat | Com - Health | Com | ROB Only | 1 | 1000 sqft2 of floor space | 1000 sqft served | 13 | DEER:Indoor_CFL_Ltg | 1191.0004 | 0 | -164.3242 | SWWH028-05 | 499.138 | 2026 | 175.7911 | 2026 | 0 | -83.5848 | SWWH028-05 | Com Large Gas Water Heaters - ZEAS 2030 - Marine ¦ SDG&E ¦ Marine | Com Large Gas Water Heaters - ZEAS 2030 - Marine | 0.18279 | 0.546 | 0 | CBSA 2019 | 386.212 | 2032 | 1 | SWWH028-05
COM-WATERHEAT-FS-21-ZEAS.76 | Com ¦ Com Heat Pump Water Heater (100+ Gal, 200+ kBtuh - 4.3 COP) - Fuel Sub - ZEAS 2030 - Marine ¦ SDG&E ¦ Marine | Com ¦ Com Heat Pump Water Heater (100+ Gal, 200+ kBtuh - 4.3 COP) - Fuel Sub - ZEAS 2030 - Marine | SDG&E ¦ Marine | SDG&E | All | Electric & Gas | Large HPWH 4.3 COP Com (100+ gal) | Efficient | 2030 |  | 1 | Conventional | WaterHeat | Com - Lodging | Com | ROB Only | 1 | 1000 sqft2 of floor space | 1000 sqft served | 13 | DEER:Indoor_CFL_Ltg | 935.5977 | 0 | -126.0627 | SWWH028-05 | 314.0619 | 2026 | 110.6093 | 2026 | 0 | -52.5923 | SWWH028-05 | Com Large Gas Water Heaters - ZEAS 2030 - Marine ¦ SDG&E ¦ Marine | Com Large Gas Water Heaters - ZEAS 2030 - Marine | 0.29635 | 0.546 | 0 | CBSA 2019 | 1097.7646 | 2032 | 1 | SWWH028-05
COM-WATERHEAT-FS-21-ZEAS.77 | Com ¦ Com Heat Pump Water Heater (100+ Gal, 200+ kBtuh - 4.3 COP) - Fuel Sub - ZEAS 2030 - Marine ¦ SDG&E ¦ Marine | Com ¦ Com Heat Pump Water Heater (100+ Gal, 200+ kBtuh - 4.3 COP) - Fuel Sub - ZEAS 2030 - Marine | SDG&E ¦ Marine | SDG&E | All | Electric & Gas | Large HPWH 4.3 COP Com (100+ gal) | Efficient | 2030 |  | 1 | Conventional | WaterHeat | Com - Office (Large) | Com | ROB Only | 1 | 1000 sqft2 of floor space | 1000 sqft served | 13 | DEER:Indoor_CFL_Ltg | 116.8992 | 0 | -16.1179 | SWWH028-05 | 102.5436 | 2026 | 36.1148 | 2026 | 0 | -17.1718 | SWWH028-05 | Com Large Gas Water Heaters - ZEAS 2030 - Marine ¦ SDG&E ¦ Marine | Com Large Gas Water Heaters - ZEAS 2030 - Marine | 0.04091 | 0.546 | 0 | CBSA 2019 | 60.7549 | 2032 | 1 | SWWH028-05
COM-WATERHEAT-FS-21-ZEAS.78 | Com ¦ Com Heat Pump Water Heater (100+ Gal, 200+ kBtuh - 4.3 COP) - Fuel Sub - ZEAS 2030 - Marine ¦ SDG&E ¦ Marine | Com ¦ Com Heat Pump Water Heater (100+ Gal, 200+ kBtuh - 4.3 COP) - Fuel Sub - ZEAS 2030 - Marine | SDG&E ¦ Marine | SDG&E | All | Electric & Gas | Large HPWH 4.3 COP Com (100+ gal) | Efficient | 2030 |  | 1 | Conventional | WaterHeat | Com - Office (Small) | Com | ROB Only | 1 | 1000 sqft2 of floor space | 1000 sqft served | 13 | DEER:Indoor_CFL_Ltg | 108.9288 | 0 | -14.8338 | SWWH028-05 | 102.5436 | 2026 | 36.1148 | 2026 | 0 | -17.1718 | SWWH028-05 | Com Large Gas Water Heaters - ZEAS 2030 - Marine ¦ SDG&E ¦ Marine | Com Large Gas Water Heaters - ZEAS 2030 - Marine | 0.04091 | 0.546 | 0 | CBSA 2019 | 24.3719 | 2032 | 1 | SWWH028-05
COM-WATERHEAT-FS-21-ZEAS.79 | Com ¦ Com Heat Pump Water Heater (100+ Gal, 200+ kBtuh - 4.3 COP) - Fuel Sub - ZEAS 2030 - Marine ¦ SDG&E ¦ Marine | Com ¦ Com Heat Pump Water Heater (100+ Gal, 200+ kBtuh - 4.3 COP) - Fuel Sub - ZEAS 2030 - Marine | SDG&E ¦ Marine | SDG&E | All | Electric & Gas | Large HPWH 4.3 COP Com (100+ gal) | Efficient | 2030 |  | 1 | Conventional | WaterHeat | Com - Other | Com | ROB Only | 1 | 1000 sqft2 of floor space | 1000 sqft served | 13 | DEER:Indoor_CFL_Ltg | 1435.5814 | 0 | -189.7018 | SWWH028-05 | 848.0917 | 2026 | 298.6888 | 2026 | 0 | -142.02 | SWWH028-05 | Com Large Gas Water Heaters - ZEAS 2030 - Marine ¦ SDG&E ¦ Marine | Com Large Gas Water Heaters - ZEAS 2030 - Marine | 0.16753 | 0.546 | 0 | CBSA 2019 | 700.8273 | 2032 | 1 | SWWH028-05
COM-WATERHEAT-FS-21-ZEAS.80 | Com ¦ Com Heat Pump Water Heater (100+ Gal, 200+ kBtuh - 4.3 COP) - Fuel Sub - ZEAS 2030 - Marine ¦ SDG&E ¦ Marine | Com ¦ Com Heat Pump Water Heater (100+ Gal, 200+ kBtuh - 4.3 COP) - Fuel Sub - ZEAS 2030 - Marine | SDG&E ¦ Marine | SDG&E | All | Electric & Gas | Large HPWH 4.3 COP Com (100+ gal) | Efficient | 2030 |  | 1 | Conventional | WaterHeat | Com - Refrig. Warehouse | Com | ROB Only | 1 | 1000 sqft2 of floor space | 1000 sqft served | 13 | DEER:Indoor_CFL_Ltg | 118.3459 | 0 | -16.5029 | SWWH028-05 | 47.4162 | 2026 | 16.6995 | 2026 | 0 | -7.9402 | SWWH028-05 | Com Large Gas Water Heaters - ZEAS 2030 - Marine ¦ SDG&E ¦ Marine | Com Large Gas Water Heaters - ZEAS 2030 - Marine | 0.095771 | 0.546 | 0 | CBSA 2019 | 10.2756 | 2032 | 1 | SWWH028-05
COM-WATERHEAT-FS-21-ZEAS.81 | Com ¦ Com Heat Pump Water Heater (100+ Gal, 200+ kBtuh - 4.3 COP) - Fuel Sub - ZEAS 2030 - Marine ¦ SDG&E ¦ Marine | Com ¦ Com Heat Pump Water Heater (100+ Gal, 200+ kBtuh - 4.3 COP) - Fuel Sub - ZEAS 2030 - Marine | SDG&E ¦ Marine | SDG&E | All | Electric & Gas | Large HPWH 4.3 COP Com (100+ gal) | Efficient | 2030 |  | 1 | Conventional | WaterHeat | Com - Restaurant | Com | ROB Only | 1 | 1000 sqft2 of floor space | 1000 sqft served | 13 | DEER:Indoor_CFL_Ltg | 4915.0702 | 0 | -719.2643 | SWWH028-05 | 4442.1621 | 2026 | 1564.482 | 2026 | 0 | -743.8771 | SWWH028-05 | Com Large Gas Water Heaters - ZEAS 2030 - Marine ¦ SDG&E ¦ Marine | Com Large Gas Water Heaters - ZEAS 2030 - Marine | 0.047202 | 0.546 | 0 | CBSA 2019 | 452.9921 | 2032 | 1 | SWWH028-05
COM-WATERHEAT-FS-21-ZEAS.82 | Com ¦ Com Heat Pump Water Heater (100+ Gal, 200+ kBtuh - 4.3 COP) - Fuel Sub - ZEAS 2030 - Marine ¦ SDG&E ¦ Marine | Com ¦ Com Heat Pump Water Heater (100+ Gal, 200+ kBtuh - 4.3 COP) - Fuel Sub - ZEAS 2030 - Marine | SDG&E ¦ Marine | SDG&E | All | Electric & Gas | Large HPWH 4.3 COP Com (100+ gal) | Efficient | 2030 |  | 1 | Conventional | WaterHeat | Com - Retail | Com | ROB Only | 1 | 1000 sqft2 of floor space | 1000 sqft served | 13 | DEER:Indoor_CFL_Ltg | 78.5938 | 0 | -10.6228 | SWWH028-05 | 63.5154 | 2026 | 22.3694 | 2026 | 0 | -10.6362 | SWWH028-05 | Com Large Gas Water Heaters - ZEAS 2030 - Marine ¦ SDG&E ¦ Marine | Com Large Gas Water Heaters - ZEAS 2030 - Marine | 0.004808 | 0.546 | 0 | CBSA 2019 | 24.8773 | 2032 | 1 | SWWH028-05
COM-WATERHEAT-FS-21-ZEAS.83 | Com ¦ Com Heat Pump Water Heater (100+ Gal, 200+ kBtuh - 4.3 COP) - Fuel Sub - ZEAS 2030 - Marine ¦ SDG&E ¦ Marine | Com ¦ Com Heat Pump Water Heater (100+ Gal, 200+ kBtuh - 4.3 COP) - Fuel Sub - ZEAS 2030 - Marine | SDG&E ¦ Marine | SDG&E | All | Electric & Gas | Large HPWH 4.3 COP Com (100+ gal) | Efficient | 2030 |  | 1 | Conventional | WaterHeat | Com - School | Com | ROB Only | 1 | 1000 sqft2 of floor space | 1000 sqft served | 13 | DEER:Indoor_CFL_Ltg | 431.7019 | 0 | -58.0306 | SWWH028-05 | 523.2002 | 2026 | 184.2655 | 2026 | 0 | -87.6142 | SWWH028-05 | Com Large Gas Water Heaters - ZEAS 2030 - Marine ¦ SDG&E ¦ Marine | Com Large Gas Water Heaters - ZEAS 2030 - Marine | 0.072836 | 0.546 | 0 | CBSA 2019 | 61.5068 | 2032 | 1 | SWWH028-05
COM-WATERHEAT-FS-21-ZEAS.84 | Com ¦ Com Heat Pump Water Heater (100+ Gal, 200+ kBtuh - 4.3 COP) - Fuel Sub - ZEAS 2030 - Marine ¦ SDG&E ¦ Marine | Com ¦ Com Heat Pump Water Heater (100+ Gal, 200+ kBtuh - 4.3 COP) - Fuel Sub - ZEAS 2030 - Marine | SDG&E ¦ Marine | SDG&E | All | Electric & Gas | Large HPWH 4.3 COP Com (100+ gal) | Efficient | 2030 |  | 1 | Conventional | WaterHeat | Com - Warehouse | Com | ROB Only | 1 | 1000 sqft2 of floor space | 1000 sqft served | 13 | DEER:Indoor_CFL_Ltg | 13.0221 | 0 | -1.7117 | SWWH028-05 | 9.4832 | 2026 | 3.3399 | 2026 | 0 | -1.588 | SWWH028-05 | Com Large Gas Water Heaters - ZEAS 2030 - Marine ¦ SDG&E ¦ Marine | Com Large Gas Water Heaters - ZEAS 2030 - Marine | 0.098222 | 0.546 | 0 | CBSA 2019 | 3.3126 | 2032 | 1 | SWWH028-05
COM-WATERHEAT-FS-21-ZEAS.85 | Com ¦ Com Heat Pump Water Heater (100+ Gal, 200+ kBtuh - 4.3 COP) - Fuel Sub - ZEAS 2030 - Hot-Dry ¦ SDG&E ¦ Hot-Dry | Com ¦ Com Heat Pump Water Heater (100+ Gal, 200+ kBtuh - 4.3 COP) - Fuel Sub - ZEAS 2030 - Hot-Dry | SDG&E ¦ Hot-Dry | SDG&E | All | Electric & Gas | Large HPWH 4.3 COP Com (100+ gal) | Efficient | 2030 |  | 1 | Conventional | WaterHeat | Com - College | Com | ROB Only | 1 | 1000 sqft2 of floor space | 1000 sqft served | 13 | DEER:Indoor_CFL_Ltg | 419.5231 | 0 | -57.2888 | SWWH028-05 | 329.5357 | 2026 | 116.059 | 2026 | 0 | -55.1835 | SWWH028-05 | Com Large Gas Water Heaters - ZEAS 2030 - Hot-Dry ¦ SDG&E ¦ Hot-Dry | Com Large Gas Water Heaters - ZEAS 2030 - Hot-Dry | 0.17915 | 0.546 | 0 | CBSA 2019 | 157.3026 | 2032 | 1 | SWWH028-05
COM-WATERHEAT-FS-21-ZEAS.86 | Com ¦ Com Heat Pump Water Heater (100+ Gal, 200+ kBtuh - 4.3 COP) - Fuel Sub - ZEAS 2030 - Hot-Dry ¦ SDG&E ¦ Hot-Dry | Com ¦ Com Heat Pump Water Heater (100+ Gal, 200+ kBtuh - 4.3 COP) - Fuel Sub - ZEAS 2030 - Hot-Dry | SDG&E ¦ Hot-Dry | SDG&E | All | Electric & Gas | Large HPWH 4.3 COP Com (100+ gal) | Efficient | 2030 |  | 1 | Conventional | WaterHeat | Com - Grocery | Com | ROB Only | 1 | 1000 sqft2 of floor space | 1000 sqft served | 13 | DEER:Indoor_CFL_Ltg | 576.2304 | 0 | -78.0509 | SWWH028-05 | 273.4497 | 2026 | 96.306 | 2026 | 0 | -45.7914 | SWWH028-05 | Com Large Gas Water Heaters - ZEAS 2030 - Hot-Dry ¦ SDG&E ¦ Hot-Dry | Com Large Gas Water Heaters - ZEAS 2030 - Hot-Dry | 0.039805 | 0.546 | 0 | CBSA 2019 | 150.8661 | 2032 | 1 | SWWH028-05
COM-WATERHEAT-FS-21-ZEAS.87 | Com ¦ Com Heat Pump Water Heater (100+ Gal, 200+ kBtuh - 4.3 COP) - Fuel Sub - ZEAS 2030 - Hot-Dry ¦ SDG&E ¦ Hot-Dry | Com ¦ Com Heat Pump Water Heater (100+ Gal, 200+ kBtuh - 4.3 COP) - Fuel Sub - ZEAS 2030 - Hot-Dry | SDG&E ¦ Hot-Dry | SDG&E | All | Electric & Gas | Large HPWH 4.3 COP Com (100+ gal) | Efficient | 2030 |  | 1 | Conventional | WaterHeat | Com - Health | Com | ROB Only | 1 | 1000 sqft2 of floor space | 1000 sqft served | 13 | DEER:Indoor_CFL_Ltg | 1186.6897 | 0 | -163.8931 | SWWH028-05 | 499.138 | 2026 | 175.7911 | 2026 | 0 | -83.5848 | SWWH028-05 | Com Large Gas Water Heaters - ZEAS 2030 - Hot-Dry ¦ SDG&E ¦ Hot-Dry | Com Large Gas Water Heaters - ZEAS 2030 - Hot-Dry | 0.18279 | 0.546 | 0 | CBSA 2019 | 385.2765 | 2032 | 1 | SWWH028-05
COM-WATERHEAT-FS-21-ZEAS.88 | Com ¦ Com Heat Pump Water Heater (100+ Gal, 200+ kBtuh - 4.3 COP) - Fuel Sub - ZEAS 2030 - Hot-Dry ¦ SDG&E ¦ Hot-Dry | Com ¦ Com Heat Pump Water Heater (100+ Gal, 200+ kBtuh - 4.3 COP) - Fuel Sub - ZEAS 2030 - Hot-Dry | SDG&E ¦ Hot-Dry | SDG&E | All | Electric & Gas | Large HPWH 4.3 COP Com (100+ gal) | Efficient | 2030 |  | 1 | Conventional | WaterHeat | Com - Lodging | Com | ROB Only | 1 | 1000 sqft2 of floor space | 1000 sqft served | 13 | DEER:Indoor_CFL_Ltg | 932.9675 | 0 | -125.6641 | SWWH028-05 | 314.0619 | 2026 | 110.6093 | 2026 | 0 | -52.5923 | SWWH028-05 | Com Large Gas Water Heaters - ZEAS 2030 - Hot-Dry ¦ SDG&E ¦ Hot-Dry | Com Large Gas Water Heaters - ZEAS 2030 - Hot-Dry | 0.29635 | 0.546 | 0 | CBSA 2019 | 1094.2415 | 2032 | 1 | SWWH028-05
COM-WATERHEAT-FS-21-ZEAS.89 | Com ¦ Com Heat Pump Water Heater (100+ Gal, 200+ kBtuh - 4.3 COP) - Fuel Sub - ZEAS 2030 - Hot-Dry ¦ SDG&E ¦ Hot-Dry | Com ¦ Com Heat Pump Water Heater (100+ Gal, 200+ kBtuh - 4.3 COP) - Fuel Sub - ZEAS 2030 - Hot-Dry | SDG&E ¦ Hot-Dry | SDG&E | All | Electric & Gas | Large HPWH 4.3 COP Com (100+ gal) | Efficient | 2030 |  | 1 | Conventional | WaterHeat | Com - Office (Large) | Com | ROB Only | 1 | 1000 sqft2 of floor space | 1000 sqft served | 13 | DEER:Indoor_CFL_Ltg | 116.8992 | 0 | -16.1179 | SWWH028-05 | 102.5436 | 2026 | 36.1148 | 2026 | 0 | -17.1718 | SWWH028-05 | Com Large Gas Water Heaters - ZEAS 2030 - Hot-Dry ¦ SDG&E ¦ Hot-Dry | Com Large Gas Water Heaters - ZEAS 2030 - Hot-Dry | 0.04091 | 0.546 | 0 | CBSA 2019 | 60.7549 | 2032 | 1 | SWWH028-05
COM-WATERHEAT-FS-21-ZEAS.90 | Com ¦ Com Heat Pump Water Heater (100+ Gal, 200+ kBtuh - 4.3 COP) - Fuel Sub - ZEAS 2030 - Hot-Dry ¦ SDG&E ¦ Hot-Dry | Com ¦ Com Heat Pump Water Heater (100+ Gal, 200+ kBtuh - 4.3 COP) - Fuel Sub - ZEAS 2030 - Hot-Dry | SDG&E ¦ Hot-Dry | SDG&E | All | Electric & Gas | Large HPWH 4.3 COP Com (100+ gal) | Efficient | 2030 |  | 1 | Conventional | WaterHeat | Com - Office (Small) | Com | ROB Only | 1 | 1000 sqft2 of floor space | 1000 sqft served | 13 | DEER:Indoor_CFL_Ltg | 108.9288 | 0 | -14.7895 | SWWH028-05 | 102.5436 | 2026 | 36.1148 | 2026 | 0 | -17.1718 | SWWH028-05 | Com Large Gas Water Heaters - ZEAS 2030 - Hot-Dry ¦ SDG&E ¦ Hot-Dry | Com Large Gas Water Heaters - ZEAS 2030 - Hot-Dry | 0.04091 | 0.546 | 0 | CBSA 2019 | 24.2843 | 2032 | 1 | SWWH028-05
COM-WATERHEAT-FS-21-ZEAS.91 | Com ¦ Com Heat Pump Water Heater (100+ Gal, 200+ kBtuh - 4.3 COP) - Fuel Sub - ZEAS 2030 - Hot-Dry ¦ SDG&E ¦ Hot-Dry | Com ¦ Com Heat Pump Water Heater (100+ Gal, 200+ kBtuh - 4.3 COP) - Fuel Sub - ZEAS 2030 - Hot-Dry | SDG&E ¦ Hot-Dry | SDG&E | All | Electric & Gas | Large HPWH 4.3 COP Com (100+ gal) | Efficient | 2030 |  | 1 | Conventional | WaterHeat | Com - Other | Com | ROB Only | 1 | 1000 sqft2 of floor space | 1000 sqft served | 13 | DEER:Indoor_CFL_Ltg | 1435.5814 | 0 | -188.9694 | SWWH028-05 | 848.0917 | 2026 | 298.6888 | 2026 | 0 | -142.02 | SWWH028-05 | Com Large Gas Water Heaters - ZEAS 2030 - Hot-Dry ¦ SDG&E ¦ Hot-Dry | Com Large Gas Water Heaters - ZEAS 2030 - Hot-Dry | 0.16753 | 0.546 | 0 | CBSA 2019 | 697.5093 | 2032 | 1 | SWWH028-05
COM-WATERHEAT-FS-21-ZEAS.92 | Com ¦ Com Heat Pump Water Heater (100+ Gal, 200+ kBtuh - 4.3 COP) - Fuel Sub - ZEAS 2030 - Hot-Dry ¦ SDG&E ¦ Hot-Dry | Com ¦ Com Heat Pump Water Heater (100+ Gal, 200+ kBtuh - 4.3 COP) - Fuel Sub - ZEAS 2030 - Hot-Dry | SDG&E ¦ Hot-Dry | SDG&E | All | Electric & Gas | Large HPWH 4.3 COP Com (100+ gal) | Efficient | 2030 |  | 1 | Conventional | WaterHeat | Com - Refrig. Warehouse | Com | ROB Only | 1 | 1000 sqft2 of floor space | 1000 sqft served | 13 | DEER:Indoor_CFL_Ltg | 117.9364 | 0 | -16.4415 | SWWH028-05 | 47.4162 | 2026 | 16.6995 | 2026 | 0 | -7.9402 | SWWH028-05 | Com Large Gas Water Heaters - ZEAS 2030 - Hot-Dry ¦ SDG&E ¦ Hot-Dry | Com Large Gas Water Heaters - ZEAS 2030 - Hot-Dry | 0.095771 | 0.546 | 0 | CBSA 2019 | 10.2368 | 2032 | 1 | SWWH028-05
COM-WATERHEAT-FS-21-ZEAS.93 | Com ¦ Com Heat Pump Water Heater (100+ Gal, 200+ kBtuh - 4.3 COP) - Fuel Sub - ZEAS 2030 - Hot-Dry ¦ SDG&E ¦ Hot-Dry | Com ¦ Com Heat Pump Water Heater (100+ Gal, 200+ kBtuh - 4.3 COP) - Fuel Sub - ZEAS 2030 - Hot-Dry | SDG&E ¦ Hot-Dry | SDG&E | All | Electric & Gas | Large HPWH 4.3 COP Com (100+ gal) | Efficient | 2030 |  | 1 | Conventional | WaterHeat | Com - Restaurant | Com | ROB Only | 1 | 1000 sqft2 of floor space | 1000 sqft served | 13 | DEER:Indoor_CFL_Ltg | 4876.7063 | 0 | -717.3462 | SWWH028-05 | 4442.1621 | 2026 | 1564.482 | 2026 | 0 | -743.8771 | SWWH028-05 | Com Large Gas Water Heaters - ZEAS 2030 - Hot-Dry ¦ SDG&E ¦ Hot-Dry | Com Large Gas Water Heaters - ZEAS 2030 - Hot-Dry | 0.047202 | 0.546 | 0 | CBSA 2019 | 452.2329 | 2032 | 1 | SWWH028-05
COM-WATERHEAT-FS-21-ZEAS.94 | Com ¦ Com Heat Pump Water Heater (100+ Gal, 200+ kBtuh - 4.3 COP) - Fuel Sub - ZEAS 2030 - Hot-Dry ¦ SDG&E ¦ Hot-Dry | Com ¦ Com Heat Pump Water Heater (100+ Gal, 200+ kBtuh - 4.3 COP) - Fuel Sub - ZEAS 2030 - Hot-Dry | SDG&E ¦ Hot-Dry | SDG&E | All | Electric & Gas | Large HPWH 4.3 COP Com (100+ gal) | Efficient | 2030 |  | 1 | Conventional | WaterHeat | Com - Retail | Com | ROB Only | 1 | 1000 sqft2 of floor space | 1000 sqft served | 13 | DEER:Indoor_CFL_Ltg | 78.5286 | 0 | -10.6149 | SWWH028-05 | 63.5154 | 2026 | 22.3694 | 2026 | 0 | -10.6362 | SWWH028-05 | Com Large Gas Water Heaters - ZEAS 2030 - Hot-Dry ¦ SDG&E ¦ Hot-Dry | Com Large Gas Water Heaters - ZEAS 2030 - Hot-Dry | 0.004808 | 0.546 | 0 | CBSA 2019 | 24.8608 | 2032 | 1 | SWWH028-05
COM-WATERHEAT-FS-21-ZEAS.95 | Com ¦ Com Heat Pump Water Heater (100+ Gal, 200+ kBtuh - 4.3 COP) - Fuel Sub - ZEAS 2030 - Hot-Dry ¦ SDG&E ¦ Hot-Dry | Com ¦ Com Heat Pump Water Heater (100+ Gal, 200+ kBtuh - 4.3 COP) - Fuel Sub - ZEAS 2030 - Hot-Dry | SDG&E ¦ Hot-Dry | SDG&E | All | Electric & Gas | Large HPWH 4.3 COP Com (100+ gal) | Efficient | 2030 |  | 1 | Conventional | WaterHeat | Com - School | Com | ROB Only | 1 | 1000 sqft2 of floor space | 1000 sqft served | 13 | DEER:Indoor_CFL_Ltg | 430.2813 | 0 | -57.8046 | SWWH028-05 | 523.2002 | 2026 | 184.2655 | 2026 | 0 | -87.6142 | SWWH028-05 | Com Large Gas Water Heaters - ZEAS 2030 - Hot-Dry ¦ SDG&E ¦ Hot-Dry | Com Large Gas Water Heaters - ZEAS 2030 - Hot-Dry | 0.072836 | 0.546 | 0 | CBSA 2019 | 61.2245 | 2032 | 1 | SWWH028-05
COM-WATERHEAT-FS-21-ZEAS.96 | Com ¦ Com Heat Pump Water Heater (100+ Gal, 200+ kBtuh - 4.3 COP) - Fuel Sub - ZEAS 2030 - Hot-Dry ¦ SDG&E ¦ Hot-Dry | Com ¦ Com Heat Pump Water Heater (100+ Gal, 200+ kBtuh - 4.3 COP) - Fuel Sub - ZEAS 2030 - Hot-Dry | SDG&E ¦ Hot-Dry | SDG&E | All | Electric & Gas | Large HPWH 4.3 COP Com (100+ gal) | Efficient | 2030 |  | 1 | Conventional | WaterHeat | Com - Warehouse | Com | ROB Only | 1 | 1000 sqft2 of floor space | 1000 sqft served | 13 | DEER:Indoor_CFL_Ltg | 13.0221 | 0 | -1.7076 | SWWH028-05 | 9.4832 | 2026 | 3.3399 | 2026 | 0 | -1.588 | SWWH028-05 | Com Large Gas Water Heaters - ZEAS 2030 - Hot-Dry ¦ SDG&E ¦ Hot-Dry | Com Large Gas Water Heaters - ZEAS 2030 - Hot-Dry | 0.098222 | 0.546 | 0 | CBSA 2019 | 3.2954 | 2032 | 1 | SWWH028-05
COM-WATERHEAT-FS-PU-20-ZEAS.1 | Com ¦ Com Code Large Gas Water Heater (100+ Gal, 200+ kBtuh - 0.80 Et) - Panel Upgrade - ZEAS 2030 - Marine ¦ PG&E ¦ Marine | Com ¦ Com Code Large Gas Water Heater (100+ Gal, 200+ kBtuh - 0.80 Et) - Panel Upgrade - ZEAS 2030 - Marine | PG&E ¦ Marine | PG&E | All | Electric & Gas | Large gas WH (avg. 100+ gal 0.80 ET, 200+ kBtuh 0.83 ET) | Average Existing and Code |  | 2030 | 1 | Conventional | WaterHeat | Com - College | Com | ROB and NEW | 0 | 1000 sqft2 of floor space | 1000 sqft served | 13 | DEER:Indoor_CFL_Ltg | 0 | 0 | 0 | SWWH028-05 | 88.6522 | 2026 | 69.4703 | 2026 | 0 | 0 | SWWH028-05 | Com Large Gas Water Heaters - Panel Upgrade - ZEAS 2030 - Marine ¦ PG&E ¦ Marine | Com Large Gas Water Heaters - Panel Upgrade - ZEAS 2030 - Marine | 0.17915 | 0.453 | 1 | CBSA 2019 | 0 | 2012 | 1 | SWWH028-05
COM-WATERHEAT-FS-PU-20-ZEAS.2 | Com ¦ Com Code Large Gas Water Heater (100+ Gal, 200+ kBtuh - 0.80 Et) - Panel Upgrade - ZEAS 2030 - Marine ¦ PG&E ¦ Marine | Com ¦ Com Code Large Gas Water Heater (100+ Gal, 200+ kBtuh - 0.80 Et) - Panel Upgrade - ZEAS 2030 - Marine | PG&E ¦ Marine | PG&E | All | Electric & Gas | Large gas WH (avg. 100+ gal 0.80 ET, 200+ kBtuh 0.83 ET) | Average Existing and Code |  | 2030 | 1 | Conventional | WaterHeat | Com - Grocery | Com | ROB and NEW | 0 | 1000 sqft2 of floor space | 1000 sqft served | 13 | DEER:Indoor_CFL_Ltg | 0 | 0 | 0 | SWWH028-05 | 73.5638 | 2026 | 57.6467 | 2026 | 0 | 0 | SWWH028-05 | Com Large Gas Water Heaters - Panel Upgrade - ZEAS 2030 - Marine ¦ PG&E ¦ Marine | Com Large Gas Water Heaters - Panel Upgrade - ZEAS 2030 - Marine | 0.039805 | 0.453 | 1 | CBSA 2019 | 0 | 2012 | 1 | SWWH028-05
COM-WATERHEAT-FS-PU-20-ZEAS.3 | Com ¦ Com Code Large Gas Water Heater (100+ Gal, 200+ kBtuh - 0.80 Et) - Panel Upgrade - ZEAS 2030 - Marine ¦ PG&E ¦ Marine | Com ¦ Com Code Large Gas Water Heater (100+ Gal, 200+ kBtuh - 0.80 Et) - Panel Upgrade - ZEAS 2030 - Marine | PG&E ¦ Marine | PG&E | All | Electric & Gas | Large gas WH (avg. 100+ gal 0.80 ET, 200+ kBtuh 0.83 ET) | Average Existing and Code |  | 2030 | 1 | Conventional | WaterHeat | Com - Health | Com | ROB and NEW | 0 | 1000 sqft2 of floor space | 1000 sqft served | 13 | DEER:Indoor_CFL_Ltg | 0 | 0 | 0 | SWWH028-05 | 134.2789 | 2026 | 105.2246 | 2026 | 0 | 0 | SWWH028-05 | Com Large Gas Water Heaters - Panel Upgrade - ZEAS 2030 - Marine ¦ PG&E ¦ Marine | Com Large Gas Water Heaters - Panel Upgrade - ZEAS 2030 - Marine | 0.18279 | 0.453 | 1 | CBSA 2019 | 0 | 2012 | 1 | SWWH028-05
COM-WATERHEAT-FS-PU-20-ZEAS.4 | Com ¦ Com Code Large Gas Water Heater (100+ Gal, 200+ kBtuh - 0.80 Et) - Panel Upgrade - ZEAS 2030 - Marine ¦ PG&E ¦ Marine | Com ¦ Com Code Large Gas Water Heater (100+ Gal, 200+ kBtuh - 0.80 Et) - Panel Upgrade - ZEAS 2030 - Marine | PG&E ¦ Marine | PG&E | All | Electric & Gas | Large gas WH (avg. 100+ gal 0.80 ET, 200+ kBtuh 0.83 ET) | Average Existing and Code |  | 2030 | 1 | Conventional | WaterHeat | Com - Lodging | Com | ROB and NEW | 0 | 1000 sqft2 of floor space | 1000 sqft served | 13 | DEER:Indoor_CFL_Ltg | 0 | 0 | 0 | SWWH028-05 | 84.4894 | 2026 | 66.2082 | 2026 | 0 | 0 | SWWH028-05 | Com Large Gas Water Heaters - Panel Upgrade - ZEAS 2030 - Marine ¦ PG&E ¦ Marine | Com Large Gas Water Heaters - Panel Upgrade - ZEAS 2030 - Marine | 0.29635 | 0.453 | 1 | CBSA 2019 | 0 | 2012 | 1 | SWWH028-05
COM-WATERHEAT-FS-PU-20-ZEAS.5 | Com ¦ Com Code Large Gas Water Heater (100+ Gal, 200+ kBtuh - 0.80 Et) - Panel Upgrade - ZEAS 2030 - Marine ¦ PG&E ¦ Marine | Com ¦ Com Code Large Gas Water Heater (100+ Gal, 200+ kBtuh - 0.80 Et) - Panel Upgrade - ZEAS 2030 - Marine | PG&E ¦ Marine | PG&E | All | Electric & Gas | Large gas WH (avg. 100+ gal 0.80 ET, 200+ kBtuh 0.83 ET) | Average Existing and Code |  | 2030 | 1 | Conventional | WaterHeat | Com - Office (Large) | Com | ROB and NEW | 0 | 1000 sqft2 of floor space | 1000 sqft served | 13 | DEER:Indoor_CFL_Ltg | 0 | 0 | 0 | SWWH028-05 | 27.5864 | 2026 | 21.6175 | 2026 | 0 | 0 | SWWH028-05 | Com Large Gas Water Heaters - Panel Upgrade - ZEAS 2030 - Marine ¦ PG&E ¦ Marine | Com Large Gas Water Heaters - Panel Upgrade - ZEAS 2030 - Marine | 0.04091 | 0.453 | 1 | CBSA 2019 | 0 | 2012 | 1 | SWWH028-05
COM-WATERHEAT-FS-PU-20-ZEAS.6 | Com ¦ Com Code Large Gas Water Heater (100+ Gal, 200+ kBtuh - 0.80 Et) - Panel Upgrade - ZEAS 2030 - Marine ¦ PG&E ¦ Marine | Com ¦ Com Code Large Gas Water Heater (100+ Gal, 200+ kBtuh - 0.80 Et) - Panel Upgrade - ZEAS 2030 - Marine | PG&E ¦ Marine | PG&E | All | Electric & Gas | Large gas WH (avg. 100+ gal 0.80 ET, 200+ kBtuh 0.83 ET) | Average Existing and Code |  | 2030 | 1 | Conventional | WaterHeat | Com - Office (Small) | Com | ROB and NEW | 0 | 1000 sqft2 of floor space | 1000 sqft served | 13 | DEER:Indoor_CFL_Ltg | 0 | 0 | 0 | SWWH028-05 | 27.5864 | 2026 | 21.6175 | 2026 | 0 | 0 | SWWH028-05 | Com Large Gas Water Heaters - Panel Upgrade - ZEAS 2030 - Marine ¦ PG&E ¦ Marine | Com Large Gas Water Heaters - Panel Upgrade - ZEAS 2030 - Marine | 0.04091 | 0.453 | 1 | CBSA 2019 | 0 | 2012 | 1 | SWWH028-05
COM-WATERHEAT-FS-PU-20-ZEAS.7 | Com ¦ Com Code Large Gas Water Heater (100+ Gal, 200+ kBtuh - 0.80 Et) - Panel Upgrade - ZEAS 2030 - Marine ¦ PG&E ¦ Marine | Com ¦ Com Code Large Gas Water Heater (100+ Gal, 200+ kBtuh - 0.80 Et) - Panel Upgrade - ZEAS 2030 - Marine | PG&E ¦ Marine | PG&E | All | Electric & Gas | Large gas WH (avg. 100+ gal 0.80 ET, 200+ kBtuh 0.83 ET) | Average Existing and Code |  | 2030 | 1 | Conventional | WaterHeat | Com - Other | Com | ROB and NEW | 0 | 1000 sqft2 of floor space | 1000 sqft served | 13 | DEER:Indoor_CFL_Ltg | 0 | 0 | 0 | SWWH028-05 | 228.1549 | 2026 | 178.7885 | 2026 | 0 | 0 | SWWH028-05 | Com Large Gas Water Heaters - Panel Upgrade - ZEAS 2030 - Marine ¦ PG&E ¦ Marine | Com Large Gas Water Heaters - Panel Upgrade - ZEAS 2030 - Marine | 0.16753 | 0.453 | 1 | CBSA 2019 | 0 | 2012 | 1 | SWWH028-05
COM-WATERHEAT-FS-PU-20-ZEAS.8 | Com ¦ Com Code Large Gas Water Heater (100+ Gal, 200+ kBtuh - 0.80 Et) - Panel Upgrade - ZEAS 2030 - Marine ¦ PG&E ¦ Marine | Com ¦ Com Code Large Gas Water Heater (100+ Gal, 200+ kBtuh - 0.80 Et) - Panel Upgrade - ZEAS 2030 - Marine | PG&E ¦ Marine | PG&E | All | Electric & Gas | Large gas WH (avg. 100+ gal 0.80 ET, 200+ kBtuh 0.83 ET) | Average Existing and Code |  | 2030 | 1 | Conventional | WaterHeat | Com - Refrig. Warehouse | Com | ROB and NEW | 0 | 1000 sqft2 of floor space | 1000 sqft served | 13 | DEER:Indoor_CFL_Ltg | 0 | 0 | 0 | SWWH028-05 | 12.756 | 2026 | 9.9959 | 2026 | 0 | 0 | SWWH028-05 | Com Large Gas Water Heaters - Panel Upgrade - ZEAS 2030 - Marine ¦ PG&E ¦ Marine | Com Large Gas Water Heaters - Panel Upgrade - ZEAS 2030 - Marine | 0.095771 | 0.453 | 1 | CBSA 2019 | 0 | 2012 | 1 | SWWH028-05
COM-WATERHEAT-FS-PU-20-ZEAS.9 | Com ¦ Com Code Large Gas Water Heater (100+ Gal, 200+ kBtuh - 0.80 Et) - Panel Upgrade - ZEAS 2030 - Marine ¦ PG&E ¦ Marine | Com ¦ Com Code Large Gas Water Heater (100+ Gal, 200+ kBtuh - 0.80 Et) - Panel Upgrade - ZEAS 2030 - Marine | PG&E ¦ Marine | PG&E | All | Electric & Gas | Large gas WH (avg. 100+ gal 0.80 ET, 200+ kBtuh 0.83 ET) | Average Existing and Code |  | 2030 | 1 | Conventional | WaterHeat | Com - Restaurant | Com | ROB and NEW | 0 | 1000 sqft2 of floor space | 1000 sqft served | 13 | DEER:Indoor_CFL_Ltg | 0 | 0 | 0 | SWWH028-05 | 1195.0371 | 2026 | 936.4641 | 2026 | 0 | 0 | SWWH028-05 | Com Large Gas Water Heaters - Panel Upgrade - ZEAS 2030 - Marine ¦ PG&E ¦ Marine | Com Large Gas Water Heaters - Panel Upgrade - ZEAS 2030 - Marine | 0.047202 | 0.453 | 1 | CBSA 2019 | 0 | 2012 | 1 | SWWH028-05
COM-WATERHEAT-FS-PU-20-ZEAS.10 | Com ¦ Com Code Large Gas Water Heater (100+ Gal, 200+ kBtuh - 0.80 Et) - Panel Upgrade - ZEAS 2030 - Marine ¦ PG&E ¦ Marine | Com ¦ Com Code Large Gas Water Heater (100+ Gal, 200+ kBtuh - 0.80 Et) - Panel Upgrade - ZEAS 2030 - Marine | PG&E ¦ Marine | PG&E | All | Electric & Gas | Large gas WH (avg. 100+ gal 0.80 ET, 200+ kBtuh 0.83 ET) | Average Existing and Code |  | 2030 | 1 | Conventional | WaterHeat | Com - Retail | Com | ROB and NEW | 0 | 1000 sqft2 of floor space | 1000 sqft served | 13 | DEER:Indoor_CFL_Ltg | 0 | 0 | 0 | SWWH028-05 | 17.087 | 2026 | 13.3899 | 2026 | 0 | 0 | SWWH028-05 | Com Large Gas Water Heaters - Panel Upgrade - ZEAS 2030 - Marine ¦ PG&E ¦ Marine | Com Large Gas Water Heaters - Panel Upgrade - ZEAS 2030 - Marine | 0.004808 | 0.453 | 1 | CBSA 2019 | 0 | 2012 | 1 | SWWH028-05
COM-WATERHEAT-FS-PU-20-ZEAS.11 | Com ¦ Com Code Large Gas Water Heater (100+ Gal, 200+ kBtuh - 0.80 Et) - Panel Upgrade - ZEAS 2030 - Marine ¦ PG&E ¦ Marine | Com ¦ Com Code Large Gas Water Heater (100+ Gal, 200+ kBtuh - 0.80 Et) - Panel Upgrade - ZEAS 2030 - Marine | PG&E ¦ Marine | PG&E | All | Electric & Gas | Large gas WH (avg. 100+ gal 0.80 ET, 200+ kBtuh 0.83 ET) | Average Existing and Code |  | 2030 | 1 | Conventional | WaterHeat | Com - School | Com | ROB and NEW | 0 | 1000 sqft2 of floor space | 1000 sqft served | 13 | DEER:Indoor_CFL_Ltg | 0 | 0 | 0 | SWWH028-05 | 140.7521 | 2026 | 110.2972 | 2026 | 0 | 0 | SWWH028-05 | Com Large Gas Water Heaters - Panel Upgrade - ZEAS 2030 - Marine ¦ PG&E ¦ Marine | Com Large Gas Water Heaters - Panel Upgrade - ZEAS 2030 - Marine | 0.072836 | 0.453 | 1 | CBSA 2019 | 0 | 2012 | 1 | SWWH028-05
COM-WATERHEAT-FS-PU-20-ZEAS.12 | Com ¦ Com Code Large Gas Water Heater (100+ Gal, 200+ kBtuh - 0.80 Et) - Panel Upgrade - ZEAS 2030 - Marine ¦ PG&E ¦ Marine | Com ¦ Com Code Large Gas Water Heater (100+ Gal, 200+ kBtuh - 0.80 Et) - Panel Upgrade - ZEAS 2030 - Marine | PG&E ¦ Marine | PG&E | All | Electric & Gas | Large gas WH (avg. 100+ gal 0.80 ET, 200+ kBtuh 0.83 ET) | Average Existing and Code |  | 2030 | 1 | Conventional | WaterHeat | Com - Warehouse | Com | ROB and NEW | 0 | 1000 sqft2 of floor space | 1000 sqft served | 13 | DEER:Indoor_CFL_Ltg | 0 | 0 | 0 | SWWH028-05 | 2.5512 | 2026 | 1.9992 | 2026 | 0 | 0 | SWWH028-05 | Com Large Gas Water Heaters - Panel Upgrade - ZEAS 2030 - Marine ¦ PG&E ¦ Marine | Com Large Gas Water Heaters - Panel Upgrade - ZEAS 2030 - Marine | 0.098222 | 0.453 | 1 | CBSA 2019 | 0 | 2012 | 1 | SWWH028-05
COM-WATERHEAT-FS-PU-20-ZEAS.13 | Com ¦ Com Code Large Gas Water Heater (100+ Gal, 200+ kBtuh - 0.80 Et) - Panel Upgrade - ZEAS 2030 - Hot-Dry ¦ PG&E ¦ Hot-Dry | Com ¦ Com Code Large Gas Water Heater (100+ Gal, 200+ kBtuh - 0.80 Et) - Panel Upgrade - ZEAS 2030 - Hot-Dry | PG&E ¦ Hot-Dry | PG&E | All | Electric & Gas | Large gas WH (avg. 100+ gal 0.80 ET, 200+ kBtuh 0.83 ET) | Average Existing and Code |  | 2030 | 1 | Conventional | WaterHeat | Com - College | Com | ROB and NEW | 0 | 1000 sqft2 of floor space | 1000 sqft served | 13 | DEER:Indoor_CFL_Ltg | 0 | 0 | 0 | SWWH028-05 | 88.6522 | 2026 | 69.4703 | 2026 | 0 | 0 | SWWH028-05 | Com Large Gas Water Heaters - Panel Upgrade - ZEAS 2030 - Hot-Dry ¦ PG&E ¦ Hot-Dry | Com Large Gas Water Heaters - Panel Upgrade - ZEAS 2030 - Hot-Dry | 0.17915 | 0.453 | 1 | CBSA 2019 | 0 | 2012 | 1 | SWWH028-05
COM-WATERHEAT-FS-PU-20-ZEAS.14 | Com ¦ Com Code Large Gas Water Heater (100+ Gal, 200+ kBtuh - 0.80 Et) - Panel Upgrade - ZEAS 2030 - Hot-Dry ¦ PG&E ¦ Hot-Dry | Com ¦ Com Code Large Gas Water Heater (100+ Gal, 200+ kBtuh - 0.80 Et) - Panel Upgrade - ZEAS 2030 - Hot-Dry | PG&E ¦ Hot-Dry | PG&E | All | Electric & Gas | Large gas WH (avg. 100+ gal 0.80 ET, 200+ kBtuh 0.83 ET) | Average Existing and Code |  | 2030 | 1 | Conventional | WaterHeat | Com - Grocery | Com | ROB and NEW | 0 | 1000 sqft2 of floor space | 1000 sqft served | 13 | DEER:Indoor_CFL_Ltg | 0 | 0 | 0 | SWWH028-05 | 73.5638 | 2026 | 57.6467 | 2026 | 0 | 0 | SWWH028-05 | Com Large Gas Water Heaters - Panel Upgrade - ZEAS 2030 - Hot-Dry ¦ PG&E ¦ Hot-Dry | Com Large Gas Water Heaters - Panel Upgrade - ZEAS 2030 - Hot-Dry | 0.039805 | 0.453 | 1 | CBSA 2019 | 0 | 2012 | 1 | SWWH028-05
COM-WATERHEAT-FS-PU-20-ZEAS.15 | Com ¦ Com Code Large Gas Water Heater (100+ Gal, 200+ kBtuh - 0.80 Et) - Panel Upgrade - ZEAS 2030 - Hot-Dry ¦ PG&E ¦ Hot-Dry | Com ¦ Com Code Large Gas Water Heater (100+ Gal, 200+ kBtuh - 0.80 Et) - Panel Upgrade - ZEAS 2030 - Hot-Dry | PG&E ¦ Hot-Dry | PG&E | All | Electric & Gas | Large gas WH (avg. 100+ gal 0.80 ET, 200+ kBtuh 0.83 ET) | Average Existing and Code |  | 2030 | 1 | Conventional | WaterHeat | Com - Health | Com | ROB and NEW | 0 | 1000 sqft2 of floor space | 1000 sqft served | 13 | DEER:Indoor_CFL_Ltg | 0 | 0 | 0 | SWWH028-05 | 134.2789 | 2026 | 105.2246 | 2026 | 0 | 0 | SWWH028-05 | Com Large Gas Water Heaters - Panel Upgrade - ZEAS 2030 - Hot-Dry ¦ PG&E ¦ Hot-Dry | Com Large Gas Water Heaters - Panel Upgrade - ZEAS 2030 - Hot-Dry | 0.18279 | 0.453 | 1 | CBSA 2019 | 0 | 2012 | 1 | SWWH028-05
COM-WATERHEAT-FS-PU-20-ZEAS.16 | Com ¦ Com Code Large Gas Water Heater (100+ Gal, 200+ kBtuh - 0.80 Et) - Panel Upgrade - ZEAS 2030 - Hot-Dry ¦ PG&E ¦ Hot-Dry | Com ¦ Com Code Large Gas Water Heater (100+ Gal, 200+ kBtuh - 0.80 Et) - Panel Upgrade - ZEAS 2030 - Hot-Dry | PG&E ¦ Hot-Dry | PG&E | All | Electric & Gas | Large gas WH (avg. 100+ gal 0.80 ET, 200+ kBtuh 0.83 ET) | Average Existing and Code |  | 2030 | 1 | Conventional | WaterHeat | Com - Lodging | Com | ROB and NEW | 0 | 1000 sqft2 of floor space | 1000 sqft served | 13 | DEER:Indoor_CFL_Ltg | 0 | 0 | 0 | SWWH028-05 | 84.4894 | 2026 | 66.2082 | 2026 | 0 | 0 | SWWH028-05 | Com Large Gas Water Heaters - Panel Upgrade - ZEAS 2030 - Hot-Dry ¦ PG&E ¦ Hot-Dry | Com Large Gas Water Heaters - Panel Upgrade - ZEAS 2030 - Hot-Dry | 0.29635 | 0.453 | 1 | CBSA 2019 | 0 | 2012 | 1 | SWWH028-05
COM-WATERHEAT-FS-PU-20-ZEAS.17 | Com ¦ Com Code Large Gas Water Heater (100+ Gal, 200+ kBtuh - 0.80 Et) - Panel Upgrade - ZEAS 2030 - Hot-Dry ¦ PG&E ¦ Hot-Dry | Com ¦ Com Code Large Gas Water Heater (100+ Gal, 200+ kBtuh - 0.80 Et) - Panel Upgrade - ZEAS 2030 - Hot-Dry | PG&E ¦ Hot-Dry | PG&E | All | Electric & Gas | Large gas WH (avg. 100+ gal 0.80 ET, 200+ kBtuh 0.83 ET) | Average Existing and Code |  | 2030 | 1 | Conventional | WaterHeat | Com - Office (Large) | Com | ROB and NEW | 0 | 1000 sqft2 of floor space | 1000 sqft served | 13 | DEER:Indoor_CFL_Ltg | 0 | 0 | 0 | SWWH028-05 | 27.5864 | 2026 | 21.6175 | 2026 | 0 | 0 | SWWH028-05 | Com Large Gas Water Heaters - Panel Upgrade - ZEAS 2030 - Hot-Dry ¦ PG&E ¦ Hot-Dry | Com Large Gas Water Heaters - Panel Upgrade - ZEAS 2030 - Hot-Dry | 0.04091 | 0.453 | 1 | CBSA 2019 | 0 | 2012 | 1 | SWWH028-05
COM-WATERHEAT-FS-PU-20-ZEAS.18 | Com ¦ Com Code Large Gas Water Heater (100+ Gal, 200+ kBtuh - 0.80 Et) - Panel Upgrade - ZEAS 2030 - Hot-Dry ¦ PG&E ¦ Hot-Dry | Com ¦ Com Code Large Gas Water Heater (100+ Gal, 200+ kBtuh - 0.80 Et) - Panel Upgrade - ZEAS 2030 - Hot-Dry | PG&E ¦ Hot-Dry | PG&E | All | Electric & Gas | Large gas WH (avg. 100+ gal 0.80 ET, 200+ kBtuh 0.83 ET) | Average Existing and Code |  | 2030 | 1 | Conventional | WaterHeat | Com - Office (Small) | Com | ROB and NEW | 0 | 1000 sqft2 of floor space | 1000 sqft served | 13 | DEER:Indoor_CFL_Ltg | 0 | 0 | 0 | SWWH028-05 | 27.5864 | 2026 | 21.6175 | 2026 | 0 | 0 | SWWH028-05 | Com Large Gas Water Heaters - Panel Upgrade - ZEAS 2030 - Hot-Dry ¦ PG&E ¦ Hot-Dry | Com Large Gas Water Heaters - Panel Upgrade - ZEAS 2030 - Hot-Dry | 0.04091 | 0.453 | 1 | CBSA 2019 | 0 | 2012 | 1 | SWWH028-05
COM-WATERHEAT-FS-PU-20-ZEAS.19 | Com ¦ Com Code Large Gas Water Heater (100+ Gal, 200+ kBtuh - 0.80 Et) - Panel Upgrade - ZEAS 2030 - Hot-Dry ¦ PG&E ¦ Hot-Dry | Com ¦ Com Code Large Gas Water Heater (100+ Gal, 200+ kBtuh - 0.80 Et) - Panel Upgrade - ZEAS 2030 - Hot-Dry | PG&E ¦ Hot-Dry | PG&E | All | Electric & Gas | Large gas WH (avg. 100+ gal 0.80 ET, 200+ kBtuh 0.83 ET) | Average Existing and Code |  | 2030 | 1 | Conventional | WaterHeat | Com - Other | Com | ROB and NEW | 0 | 1000 sqft2 of floor space | 1000 sqft served | 13 | DEER:Indoor_CFL_Ltg | 0 | 0 | 0 | SWWH028-05 | 228.1549 | 2026 | 178.7885 | 2026 | 0 | 0 | SWWH028-05 | Com Large Gas Water Heaters - Panel Upgrade - ZEAS 2030 - Hot-Dry ¦ PG&E ¦ Hot-Dry | Com Large Gas Water Heaters - Panel Upgrade - ZEAS 2030 - Hot-Dry | 0.16753 | 0.453 | 1 | CBSA 2019 | 0 | 2012 | 1 | SWWH028-05
COM-WATERHEAT-FS-PU-20-ZEAS.20 | Com ¦ Com Code Large Gas Water Heater (100+ Gal, 200+ kBtuh - 0.80 Et) - Panel Upgrade - ZEAS 2030 - Hot-Dry ¦ PG&E ¦ Hot-Dry | Com ¦ Com Code Large Gas Water Heater (100+ Gal, 200+ kBtuh - 0.80 Et) - Panel Upgrade - ZEAS 2030 - Hot-Dry | PG&E ¦ Hot-Dry | PG&E | All | Electric & Gas | Large gas WH (avg. 100+ gal 0.80 ET, 200+ kBtuh 0.83 ET) | Average Existing and Code |  | 2030 | 1 | Conventional | WaterHeat | Com - Refrig. Warehouse | Com | ROB and NEW | 0 | 1000 sqft2 of floor space | 1000 sqft served | 13 | DEER:Indoor_CFL_Ltg | 0 | 0 | 0 | SWWH028-05 | 12.756 | 2026 | 9.9959 | 2026 | 0 | 0 | SWWH028-05 | Com Large Gas Water Heaters - Panel Upgrade - ZEAS 2030 - Hot-Dry ¦ PG&E ¦ Hot-Dry | Com Large Gas Water Heaters - Panel Upgrade - ZEAS 2030 - Hot-Dry | 0.095771 | 0.453 | 1 | CBSA 2019 | 0 | 2012 | 1 | SWWH028-05
COM-WATERHEAT-FS-PU-20-ZEAS.21 | Com ¦ Com Code Large Gas Water Heater (100+ Gal, 200+ kBtuh - 0.80 Et) - Panel Upgrade - ZEAS 2030 - Hot-Dry ¦ PG&E ¦ Hot-Dry | Com ¦ Com Code Large Gas Water Heater (100+ Gal, 200+ kBtuh - 0.80 Et) - Panel Upgrade - ZEAS 2030 - Hot-Dry | PG&E ¦ Hot-Dry | PG&E | All | Electric & Gas | Large gas WH (avg. 100+ gal 0.80 ET, 200+ kBtuh 0.83 ET) | Average Existing and Code |  | 2030 | 1 | Conventional | WaterHeat | Com - Restaurant | Com | ROB and NEW | 0 | 1000 sqft2 of floor space | 1000 sqft served | 13 | DEER:Indoor_CFL_Ltg | 0 | 0 | 0 | SWWH028-05 | 1195.0371 | 2026 | 936.4641 | 2026 | 0 | 0 | SWWH028-05 | Com Large Gas Water Heaters - Panel Upgrade - ZEAS 2030 - Hot-Dry ¦ PG&E ¦ Hot-Dry | Com Large Gas Water Heaters - Panel Upgrade - ZEAS 2030 - Hot-Dry | 0.047202 | 0.453 | 1 | CBSA 2019 | 0 | 2012 | 1 | SWWH028-05
COM-WATERHEAT-FS-PU-20-ZEAS.22 | Com ¦ Com Code Large Gas Water Heater (100+ Gal, 200+ kBtuh - 0.80 Et) - Panel Upgrade - ZEAS 2030 - Hot-Dry ¦ PG&E ¦ Hot-Dry | Com ¦ Com Code Large Gas Water Heater (100+ Gal, 200+ kBtuh - 0.80 Et) - Panel Upgrade - ZEAS 2030 - Hot-Dry | PG&E ¦ Hot-Dry | PG&E | All | Electric & Gas | Large gas WH (avg. 100+ gal 0.80 ET, 200+ kBtuh 0.83 ET) | Average Existing and Code |  | 2030 | 1 | Conventional | WaterHeat | Com - Retail | Com | ROB and NEW | 0 | 1000 sqft2 of floor space | 1000 sqft served | 13 | DEER:Indoor_CFL_Ltg | 0 | 0 | 0 | SWWH028-05 | 17.087 | 2026 | 13.3899 | 2026 | 0 | 0 | SWWH028-05 | Com Large Gas Water Heaters - Panel Upgrade - ZEAS 2030 - Hot-Dry ¦ PG&E ¦ Hot-Dry | Com Large Gas Water Heaters - Panel Upgrade - ZEAS 2030 - Hot-Dry | 0.004808 | 0.453 | 1 | CBSA 2019 | 0 | 2012 | 1 | SWWH028-05
COM-WATERHEAT-FS-PU-20-ZEAS.23 | Com ¦ Com Code Large Gas Water Heater (100+ Gal, 200+ kBtuh - 0.80 Et) - Panel Upgrade - ZEAS 2030 - Hot-Dry ¦ PG&E ¦ Hot-Dry | Com ¦ Com Code Large Gas Water Heater (100+ Gal, 200+ kBtuh - 0.80 Et) - Panel Upgrade - ZEAS 2030 - Hot-Dry | PG&E ¦ Hot-Dry | PG&E | All | Electric & Gas | Large gas WH (avg. 100+ gal 0.80 ET, 200+ kBtuh 0.83 ET) | Average Existing and Code |  | 2030 | 1 | Conventional | WaterHeat | Com - School | Com | ROB and NEW | 0 | 1000 sqft2 of floor space | 1000 sqft served | 13 | DEER:Indoor_CFL_Ltg | 0 | 0 | 0 | SWWH028-05 | 140.7521 | 2026 | 110.2972 | 2026 | 0 | 0 | SWWH028-05 | Com Large Gas Water Heaters - Panel Upgrade - ZEAS 2030 - Hot-Dry ¦ PG&E ¦ Hot-Dry | Com Large Gas Water Heaters - Panel Upgrade - ZEAS 2030 - Hot-Dry | 0.072836 | 0.453 | 1 | CBSA 2019 | 0 | 2012 | 1 | SWWH028-05
COM-WATERHEAT-FS-PU-20-ZEAS.24 | Com ¦ Com Code Large Gas Water Heater (100+ Gal, 200+ kBtuh - 0.80 Et) - Panel Upgrade - ZEAS 2030 - Hot-Dry ¦ PG&E ¦ Hot-Dry | Com ¦ Com Code Large Gas Water Heater (100+ Gal, 200+ kBtuh - 0.80 Et) - Panel Upgrade - ZEAS 2030 - Hot-Dry | PG&E ¦ Hot-Dry | PG&E | All | Electric & Gas | Large gas WH (avg. 100+ gal 0.80 ET, 200+ kBtuh 0.83 ET) | Average Existing and Code |  | 2030 | 1 | Conventional | WaterHeat | Com - Warehouse | Com | ROB and NEW | 0 | 1000 sqft2 of floor space | 1000 sqft served | 13 | DEER:Indoor_CFL_Ltg | 0 | 0 | 0 | SWWH028-05 | 2.5512 | 2026 | 1.9992 | 2026 | 0 | 0 | SWWH028-05 | Com Large Gas Water Heaters - Panel Upgrade - ZEAS 2030 - Hot-Dry ¦ PG&E ¦ Hot-Dry | Com Large Gas Water Heaters - Panel Upgrade - ZEAS 2030 - Hot-Dry | 0.098222 | 0.453 | 1 | CBSA 2019 | 0 | 2012 | 1 | SWWH028-05
COM-WATERHEAT-FS-PU-20-ZEAS.25 | Com ¦ Com Code Large Gas Water Heater (100+ Gal, 200+ kBtuh - 0.80 Et) - Panel Upgrade - ZEAS 2030 - Cold ¦ PG&E ¦ Cold | Com ¦ Com Code Large Gas Water Heater (100+ Gal, 200+ kBtuh - 0.80 Et) - Panel Upgrade - ZEAS 2030 - Cold | PG&E ¦ Cold | PG&E | All | Electric & Gas | Large gas WH (avg. 100+ gal 0.80 ET, 200+ kBtuh 0.83 ET) | Average Existing and Code |  | 2030 | 1 | Conventional | WaterHeat | Com - College | Com | ROB and NEW | 0 | 1000 sqft2 of floor space | 1000 sqft served | 13 | DEER:Indoor_CFL_Ltg | 0 | 0 | 0 | SWWH028-05 | 88.6522 | 2026 | 69.4703 | 2026 | 0 | 0 | SWWH028-05 | Com Large Gas Water Heaters - Panel Upgrade - ZEAS 2030 - Cold ¦ PG&E ¦ Cold | Com Large Gas Water Heaters - Panel Upgrade - ZEAS 2030 - Cold | 0.17915 | 0.453 | 1 | CBSA 2019 | 0 | 2012 | 1 | SWWH028-05
COM-WATERHEAT-FS-PU-20-ZEAS.26 | Com ¦ Com Code Large Gas Water Heater (100+ Gal, 200+ kBtuh - 0.80 Et) - Panel Upgrade - ZEAS 2030 - Cold ¦ PG&E ¦ Cold | Com ¦ Com Code Large Gas Water Heater (100+ Gal, 200+ kBtuh - 0.80 Et) - Panel Upgrade - ZEAS 2030 - Cold | PG&E ¦ Cold | PG&E | All | Electric & Gas | Large gas WH (avg. 100+ gal 0.80 ET, 200+ kBtuh 0.83 ET) | Average Existing and Code |  | 2030 | 1 | Conventional | WaterHeat | Com - Grocery | Com | ROB and NEW | 0 | 1000 sqft2 of floor space | 1000 sqft served | 13 | DEER:Indoor_CFL_Ltg | 0 | 0 | 0 | SWWH028-05 | 73.5638 | 2026 | 57.6467 | 2026 | 0 | 0 | SWWH028-05 | Com Large Gas Water Heaters - Panel Upgrade - ZEAS 2030 - Cold ¦ PG&E ¦ Cold | Com Large Gas Water Heaters - Panel Upgrade - ZEAS 2030 - Cold | 0.039805 | 0.453 | 1 | CBSA 2019 | 0 | 2012 | 1 | SWWH028-05
COM-WATERHEAT-FS-PU-20-ZEAS.27 | Com ¦ Com Code Large Gas Water Heater (100+ Gal, 200+ kBtuh - 0.80 Et) - Panel Upgrade - ZEAS 2030 - Cold ¦ PG&E ¦ Cold | Com ¦ Com Code Large Gas Water Heater (100+ Gal, 200+ kBtuh - 0.80 Et) - Panel Upgrade - ZEAS 2030 - Cold | PG&E ¦ Cold | PG&E | All | Electric & Gas | Large gas WH (avg. 100+ gal 0.80 ET, 200+ kBtuh 0.83 ET) | Average Existing and Code |  | 2030 | 1 | Conventional | WaterHeat | Com - Health | Com | ROB and NEW | 0 | 1000 sqft2 of floor space | 1000 sqft served | 13 | DEER:Indoor_CFL_Ltg | 0 | 0 | 0 | SWWH028-05 | 134.2789 | 2026 | 105.2246 | 2026 | 0 | 0 | SWWH028-05 | Com Large Gas Water Heaters - Panel Upgrade - ZEAS 2030 - Cold ¦ PG&E ¦ Cold | Com Large Gas Water Heaters - Panel Upgrade - ZEAS 2030 - Cold | 0.18279 | 0.453 | 1 | CBSA 2019 | 0 | 2012 | 1 | SWWH028-05
COM-WATERHEAT-FS-PU-20-ZEAS.28 | Com ¦ Com Code Large Gas Water Heater (100+ Gal, 200+ kBtuh - 0.80 Et) - Panel Upgrade - ZEAS 2030 - Cold ¦ PG&E ¦ Cold | Com ¦ Com Code Large Gas Water Heater (100+ Gal, 200+ kBtuh - 0.80 Et) - Panel Upgrade - ZEAS 2030 - Cold | PG&E ¦ Cold | PG&E | All | Electric & Gas | Large gas WH (avg. 100+ gal 0.80 ET, 200+ kBtuh 0.83 ET) | Average Existing and Code |  | 2030 | 1 | Conventional | WaterHeat | Com - Lodging | Com | ROB and NEW | 0 | 1000 sqft2 of floor space | 1000 sqft served | 13 | DEER:Indoor_CFL_Ltg | 0 | 0 | 0 | SWWH028-05 | 84.4894 | 2026 | 66.2082 | 2026 | 0 | 0 | SWWH028-05 | Com Large Gas Water Heaters - Panel Upgrade - ZEAS 2030 - Cold ¦ PG&E ¦ Cold | Com Large Gas Water Heaters - Panel Upgrade - ZEAS 2030 - Cold | 0.29635 | 0.453 | 1 | CBSA 2019 | 0 | 2012 | 1 | SWWH028-05
COM-WATERHEAT-FS-PU-20-ZEAS.29 | Com ¦ Com Code Large Gas Water Heater (100+ Gal, 200+ kBtuh - 0.80 Et) - Panel Upgrade - ZEAS 2030 - Cold ¦ PG&E ¦ Cold | Com ¦ Com Code Large Gas Water Heater (100+ Gal, 200+ kBtuh - 0.80 Et) - Panel Upgrade - ZEAS 2030 - Cold | PG&E ¦ Cold | PG&E | All | Electric & Gas | Large gas WH (avg. 100+ gal 0.80 ET, 200+ kBtuh 0.83 ET) | Average Existing and Code |  | 2030 | 1 | Conventional | WaterHeat | Com - Office (Large) | Com | ROB and NEW | 0 | 1000 sqft2 of floor space | 1000 sqft served | 13 | DEER:Indoor_CFL_Ltg | 0 | 0 | 0 | SWWH028-05 | 27.5864 | 2026 | 21.6175 | 2026 | 0 | 0 | SWWH028-05 | Com Large Gas Water Heaters - Panel Upgrade - ZEAS 2030 - Cold ¦ PG&E ¦ Cold | Com Large Gas Water Heaters - Panel Upgrade - ZEAS 2030 - Cold | 0.04091 | 0.453 | 1 | CBSA 2019 | 0 | 2012 | 1 | SWWH028-05
COM-WATERHEAT-FS-PU-20-ZEAS.30 | Com ¦ Com Code Large Gas Water Heater (100+ Gal, 200+ kBtuh - 0.80 Et) - Panel Upgrade - ZEAS 2030 - Cold ¦ PG&E ¦ Cold | Com ¦ Com Code Large Gas Water Heater (100+ Gal, 200+ kBtuh - 0.80 Et) - Panel Upgrade - ZEAS 2030 - Cold | PG&E ¦ Cold | PG&E | All | Electric & Gas | Large gas WH (avg. 100+ gal 0.80 ET, 200+ kBtuh 0.83 ET) | Average Existing and Code |  | 2030 | 1 | Conventional | WaterHeat | Com - Office (Small) | Com | ROB and NEW | 0 | 1000 sqft2 of floor space | 1000 sqft served | 13 | DEER:Indoor_CFL_Ltg | 0 | 0 | 0 | SWWH028-05 | 27.5864 | 2026 | 21.6175 | 2026 | 0 | 0 | SWWH028-05 | Com Large Gas Water Heaters - Panel Upgrade - ZEAS 2030 - Cold ¦ PG&E ¦ Cold | Com Large Gas Water Heaters - Panel Upgrade - ZEAS 2030 - Cold | 0.04091 | 0.453 | 1 | CBSA 2019 | 0 | 2012 | 1 | SWWH028-05
COM-WATERHEAT-FS-PU-20-ZEAS.31 | Com ¦ Com Code Large Gas Water Heater (100+ Gal, 200+ kBtuh - 0.80 Et) - Panel Upgrade - ZEAS 2030 - Cold ¦ PG&E ¦ Cold | Com ¦ Com Code Large Gas Water Heater (100+ Gal, 200+ kBtuh - 0.80 Et) - Panel Upgrade - ZEAS 2030 - Cold | PG&E ¦ Cold | PG&E | All | Electric & Gas | Large gas WH (avg. 100+ gal 0.80 ET, 200+ kBtuh 0.83 ET) | Average Existing and Code |  | 2030 | 1 | Conventional | WaterHeat | Com - Other | Com | ROB and NEW | 0 | 1000 sqft2 of floor space | 1000 sqft served | 13 | DEER:Indoor_CFL_Ltg | 0 | 0 | 0 | SWWH028-05 | 228.1549 | 2026 | 178.7885 | 2026 | 0 | 0 | SWWH028-05 | Com Large Gas Water Heaters - Panel Upgrade - ZEAS 2030 - Cold ¦ PG&E ¦ Cold | Com Large Gas Water Heaters - Panel Upgrade - ZEAS 2030 - Cold | 0.16753 | 0.453 | 1 | CBSA 2019 | 0 | 2012 | 1 | SWWH028-05
COM-WATERHEAT-FS-PU-20-ZEAS.32 | Com ¦ Com Code Large Gas Water Heater (100+ Gal, 200+ kBtuh - 0.80 Et) - Panel Upgrade - ZEAS 2030 - Cold ¦ PG&E ¦ Cold | Com ¦ Com Code Large Gas Water Heater (100+ Gal, 200+ kBtuh - 0.80 Et) - Panel Upgrade - ZEAS 2030 - Cold | PG&E ¦ Cold | PG&E | All | Electric & Gas | Large gas WH (avg. 100+ gal 0.80 ET, 200+ kBtuh 0.83 ET) | Average Existing and Code |  | 2030 | 1 | Conventional | WaterHeat | Com - Refrig. Warehouse | Com | ROB and NEW | 0 | 1000 sqft2 of floor space | 1000 sqft served | 13 | DEER:Indoor_CFL_Ltg | 0 | 0 | 0 | SWWH028-05 | 12.756 | 2026 | 9.9959 | 2026 | 0 | 0 | SWWH028-05 | Com Large Gas Water Heaters - Panel Upgrade - ZEAS 2030 - Cold ¦ PG&E ¦ Cold | Com Large Gas Water Heaters - Panel Upgrade - ZEAS 2030 - Cold | 0.095771 | 0.453 | 1 | CBSA 2019 | 0 | 2012 | 1 | SWWH028-05
COM-WATERHEAT-FS-PU-20-ZEAS.33 | Com ¦ Com Code Large Gas Water Heater (100+ Gal, 200+ kBtuh - 0.80 Et) - Panel Upgrade - ZEAS 2030 - Cold ¦ PG&E ¦ Cold | Com ¦ Com Code Large Gas Water Heater (100+ Gal, 200+ kBtuh - 0.80 Et) - Panel Upgrade - ZEAS 2030 - Cold | PG&E ¦ Cold | PG&E | All | Electric & Gas | Large gas WH (avg. 100+ gal 0.80 ET, 200+ kBtuh 0.83 ET) | Average Existing and Code |  | 2030 | 1 | Conventional | WaterHeat | Com - Restaurant | Com | ROB and NEW | 0 | 1000 sqft2 of floor space | 1000 sqft served | 13 | DEER:Indoor_CFL_Ltg | 0 | 0 | 0 | SWWH028-05 | 1195.0371 | 2026 | 936.4641 | 2026 | 0 | 0 | SWWH028-05 | Com Large Gas Water Heaters - Panel Upgrade - ZEAS 2030 - Cold ¦ PG&E ¦ Cold | Com Large Gas Water Heaters - Panel Upgrade - ZEAS 2030 - Cold | 0.047202 | 0.453 | 1 | CBSA 2019 | 0 | 2012 | 1 | SWWH028-05
COM-WATERHEAT-FS-PU-20-ZEAS.34 | Com ¦ Com Code Large Gas Water Heater (100+ Gal, 200+ kBtuh - 0.80 Et) - Panel Upgrade - ZEAS 2030 - Cold ¦ PG&E ¦ Cold | Com ¦ Com Code Large Gas Water Heater (100+ Gal, 200+ kBtuh - 0.80 Et) - Panel Upgrade - ZEAS 2030 - Cold | PG&E ¦ Cold | PG&E | All | Electric & Gas | Large gas WH (avg. 100+ gal 0.80 ET, 200+ kBtuh 0.83 ET) | Average Existing and Code |  | 2030 | 1 | Conventional | WaterHeat | Com - Retail | Com | ROB and NEW | 0 | 1000 sqft2 of floor space | 1000 sqft served | 13 | DEER:Indoor_CFL_Ltg | 0 | 0 | 0 | SWWH028-05 | 17.087 | 2026 | 13.3899 | 2026 | 0 | 0 | SWWH028-05 | Com Large Gas Water Heaters - Panel Upgrade - ZEAS 2030 - Cold ¦ PG&E ¦ Cold | Com Large Gas Water Heaters - Panel Upgrade - ZEAS 2030 - Cold | 0.004808 | 0.453 | 1 | CBSA 2019 | 0 | 2012 | 1 | SWWH028-05
COM-WATERHEAT-FS-PU-20-ZEAS.35 | Com ¦ Com Code Large Gas Water Heater (100+ Gal, 200+ kBtuh - 0.80 Et) - Panel Upgrade - ZEAS 2030 - Cold ¦ PG&E ¦ Cold | Com ¦ Com Code Large Gas Water Heater (100+ Gal, 200+ kBtuh - 0.80 Et) - Panel Upgrade - ZEAS 2030 - Cold | PG&E ¦ Cold | PG&E | All | Electric & Gas | Large gas WH (avg. 100+ gal 0.80 ET, 200+ kBtuh 0.83 ET) | Average Existing and Code |  | 2030 | 1 | Conventional | WaterHeat | Com - School | Com | ROB and NEW | 0 | 1000 sqft2 of floor space | 1000 sqft served | 13 | DEER:Indoor_CFL_Ltg | 0 | 0 | 0 | SWWH028-05 | 140.7521 | 2026 | 110.2972 | 2026 | 0 | 0 | SWWH028-05 | Com Large Gas Water Heaters - Panel Upgrade - ZEAS 2030 - Cold ¦ PG&E ¦ Cold | Com Large Gas Water Heaters - Panel Upgrade - ZEAS 2030 - Cold | 0.072836 | 0.453 | 1 | CBSA 2019 | 0 | 2012 | 1 | SWWH028-05
COM-WATERHEAT-FS-PU-20-ZEAS.36 | Com ¦ Com Code Large Gas Water Heater (100+ Gal, 200+ kBtuh - 0.80 Et) - Panel Upgrade - ZEAS 2030 - Cold ¦ PG&E ¦ Cold | Com ¦ Com Code Large Gas Water Heater (100+ Gal, 200+ kBtuh - 0.80 Et) - Panel Upgrade - ZEAS 2030 - Cold | PG&E ¦ Cold | PG&E | All | Electric & Gas | Large gas WH (avg. 100+ gal 0.80 ET, 200+ kBtuh 0.83 ET) | Average Existing and Code |  | 2030 | 1 | Conventional | WaterHeat | Com - Warehouse | Com | ROB and NEW | 0 | 1000 sqft2 of floor space | 1000 sqft served | 13 | DEER:Indoor_CFL_Ltg | 0 | 0 | 0 | SWWH028-05 | 2.5512 | 2026 | 1.9992 | 2026 | 0 | 0 | SWWH028-05 | Com Large Gas Water Heaters - Panel Upgrade - ZEAS 2030 - Cold ¦ PG&E ¦ Cold | Com Large Gas Water Heaters - Panel Upgrade - ZEAS 2030 - Cold | 0.098222 | 0.453 | 1 | CBSA 2019 | 0 | 2012 | 1 | SWWH028-05
COM-WATERHEAT-FS-PU-20-ZEAS.37 | Com ¦ Com Code Large Gas Water Heater (100+ Gal, 200+ kBtuh - 0.80 Et) - Panel Upgrade - ZEAS 2030 - Marine ¦ SCG ¦ Marine | Com ¦ Com Code Large Gas Water Heater (100+ Gal, 200+ kBtuh - 0.80 Et) - Panel Upgrade - ZEAS 2030 - Marine | SCG ¦ Marine | SCG | All | Electric & Gas | Large gas WH (avg. 100+ gal 0.80 ET, 200+ kBtuh 0.83 ET) | Average Existing and Code |  | 2030 | 1 | Conventional | WaterHeat | Com - College | Com | ROB and NEW | 0 | 1000 sqft2 of floor space | 1000 sqft served | 13 | DEER:Indoor_CFL_Ltg | 0 | 0 | 0 | SWWH028-05 | 88.6522 | 2026 | 69.4703 | 2026 | 0 | 0 | SWWH028-05 | Com Large Gas Water Heaters - Panel Upgrade - ZEAS 2030 - Marine ¦ SCG ¦ Marine | Com Large Gas Water Heaters - Panel Upgrade - ZEAS 2030 - Marine | 0.17915 | 0.453 | 1 | CBSA 2019 | 0 | 2012 | 1 | SWWH028-05
COM-WATERHEAT-FS-PU-20-ZEAS.38 | Com ¦ Com Code Large Gas Water Heater (100+ Gal, 200+ kBtuh - 0.80 Et) - Panel Upgrade - ZEAS 2030 - Marine ¦ SCG ¦ Marine | Com ¦ Com Code Large Gas Water Heater (100+ Gal, 200+ kBtuh - 0.80 Et) - Panel Upgrade - ZEAS 2030 - Marine | SCG ¦ Marine | SCG | All | Electric & Gas | Large gas WH (avg. 100+ gal 0.80 ET, 200+ kBtuh 0.83 ET) | Average Existing and Code |  | 2030 | 1 | Conventional | WaterHeat | Com - Grocery | Com | ROB and NEW | 0 | 1000 sqft2 of floor space | 1000 sqft served | 13 | DEER:Indoor_CFL_Ltg | 0 | 0 | 0 | SWWH028-05 | 73.5638 | 2026 | 57.6467 | 2026 | 0 | 0 | SWWH028-05 | Com Large Gas Water Heaters - Panel Upgrade - ZEAS 2030 - Marine ¦ SCG ¦ Marine | Com Large Gas Water Heaters - Panel Upgrade - ZEAS 2030 - Marine | 0.039805 | 0.453 | 1 | CBSA 2019 | 0 | 2012 | 1 | SWWH028-05
COM-WATERHEAT-FS-PU-20-ZEAS.39 | Com ¦ Com Code Large Gas Water Heater (100+ Gal, 200+ kBtuh - 0.80 Et) - Panel Upgrade - ZEAS 2030 - Marine ¦ SCG ¦ Marine | Com ¦ Com Code Large Gas Water Heater (100+ Gal, 200+ kBtuh - 0.80 Et) - Panel Upgrade - ZEAS 2030 - Marine | SCG ¦ Marine | SCG | All | Electric & Gas | Large gas WH (avg. 100+ gal 0.80 ET, 200+ kBtuh 0.83 ET) | Average Existing and Code |  | 2030 | 1 | Conventional | WaterHeat | Com - Health | Com | ROB and NEW | 0 | 1000 sqft2 of floor space | 1000 sqft served | 13 | DEER:Indoor_CFL_Ltg | 0 | 0 | 0 | SWWH028-05 | 134.2789 | 2026 | 105.2246 | 2026 | 0 | 0 | SWWH028-05 | Com Large Gas Water Heaters - Panel Upgrade - ZEAS 2030 - Marine ¦ SCG ¦ Marine | Com Large Gas Water Heaters - Panel Upgrade - ZEAS 2030 - Marine | 0.18279 | 0.453 | 1 | CBSA 2019 | 0 | 2012 | 1 | SWWH028-05
COM-WATERHEAT-FS-PU-20-ZEAS.40 | Com ¦ Com Code Large Gas Water Heater (100+ Gal, 200+ kBtuh - 0.80 Et) - Panel Upgrade - ZEAS 2030 - Marine ¦ SCG ¦ Marine | Com ¦ Com Code Large Gas Water Heater (100+ Gal, 200+ kBtuh - 0.80 Et) - Panel Upgrade - ZEAS 2030 - Marine | SCG ¦ Marine | SCG | All | Electric & Gas | Large gas WH (avg. 100+ gal 0.80 ET, 200+ kBtuh 0.83 ET) | Average Existing and Code |  | 2030 | 1 | Conventional | WaterHeat | Com - Lodging | Com | ROB and NEW | 0 | 1000 sqft2 of floor space | 1000 sqft served | 13 | DEER:Indoor_CFL_Ltg | 0 | 0 | 0 | SWWH028-05 | 84.4894 | 2026 | 66.2082 | 2026 | 0 | 0 | SWWH028-05 | Com Large Gas Water Heaters - Panel Upgrade - ZEAS 2030 - Marine ¦ SCG ¦ Marine | Com Large Gas Water Heaters - Panel Upgrade - ZEAS 2030 - Marine | 0.29635 | 0.453 | 1 | CBSA 2019 | 0 | 2012 | 1 | SWWH028-05
COM-WATERHEAT-FS-PU-20-ZEAS.41 | Com ¦ Com Code Large Gas Water Heater (100+ Gal, 200+ kBtuh - 0.80 Et) - Panel Upgrade - ZEAS 2030 - Marine ¦ SCG ¦ Marine | Com ¦ Com Code Large Gas Water Heater (100+ Gal, 200+ kBtuh - 0.80 Et) - Panel Upgrade - ZEAS 2030 - Marine | SCG ¦ Marine | SCG | All | Electric & Gas | Large gas WH (avg. 100+ gal 0.80 ET, 200+ kBtuh 0.83 ET) | Average Existing and Code |  | 2030 | 1 | Conventional | WaterHeat | Com - Office (Large) | Com | ROB and NEW | 0 | 1000 sqft2 of floor space | 1000 sqft served | 13 | DEER:Indoor_CFL_Ltg | 0 | 0 | 0 | SWWH028-05 | 27.5864 | 2026 | 21.6175 | 2026 | 0 | 0 | SWWH028-05 | Com Large Gas Water Heaters - Panel Upgrade - ZEAS 2030 - Marine ¦ SCG ¦ Marine | Com Large Gas Water Heaters - Panel Upgrade - ZEAS 2030 - Marine | 0.04091 | 0.453 | 1 | CBSA 2019 | 0 | 2012 | 1 | SWWH028-05
COM-WATERHEAT-FS-PU-20-ZEAS.42 | Com ¦ Com Code Large Gas Water Heater (100+ Gal, 200+ kBtuh - 0.80 Et) - Panel Upgrade - ZEAS 2030 - Marine ¦ SCG ¦ Marine | Com ¦ Com Code Large Gas Water Heater (100+ Gal, 200+ kBtuh - 0.80 Et) - Panel Upgrade - ZEAS 2030 - Marine | SCG ¦ Marine | SCG | All | Electric & Gas | Large gas WH (avg. 100+ gal 0.80 ET, 200+ kBtuh 0.83 ET) | Average Existing and Code |  | 2030 | 1 | Conventional | WaterHeat | Com - Office (Small) | Com | ROB and NEW | 0 | 1000 sqft2 of floor space | 1000 sqft served | 13 | DEER:Indoor_CFL_Ltg | 0 | 0 | 0 | SWWH028-05 | 27.5864 | 2026 | 21.6175 | 2026 | 0 | 0 | SWWH028-05 | Com Large Gas Water Heaters - Panel Upgrade - ZEAS 2030 - Marine ¦ SCG ¦ Marine | Com Large Gas Water Heaters - Panel Upgrade - ZEAS 2030 - Marine | 0.04091 | 0.453 | 1 | CBSA 2019 | 0 | 2012 | 1 | SWWH028-05
COM-WATERHEAT-FS-PU-20-ZEAS.43 | Com ¦ Com Code Large Gas Water Heater (100+ Gal, 200+ kBtuh - 0.80 Et) - Panel Upgrade - ZEAS 2030 - Marine ¦ SCG ¦ Marine | Com ¦ Com Code Large Gas Water Heater (100+ Gal, 200+ kBtuh - 0.80 Et) - Panel Upgrade - ZEAS 2030 - Marine | SCG ¦ Marine | SCG | All | Electric & Gas | Large gas WH (avg. 100+ gal 0.80 ET, 200+ kBtuh 0.83 ET) | Average Existing and Code |  | 2030 | 1 | Conventional | WaterHeat | Com - Other | Com | ROB and NEW | 0 | 1000 sqft2 of floor space | 1000 sqft served | 13 | DEER:Indoor_CFL_Ltg | 0 | 0 | 0 | SWWH028-05 | 228.1549 | 2026 | 178.7885 | 2026 | 0 | 0 | SWWH028-05 | Com Large Gas Water Heaters - Panel Upgrade - ZEAS 2030 - Marine ¦ SCG ¦ Marine | Com Large Gas Water Heaters - Panel Upgrade - ZEAS 2030 - Marine | 0.16753 | 0.453 | 1 | CBSA 2019 | 0 | 2012 | 1 | SWWH028-05
COM-WATERHEAT-FS-PU-20-ZEAS.44 | Com ¦ Com Code Large Gas Water Heater (100+ Gal, 200+ kBtuh - 0.80 Et) - Panel Upgrade - ZEAS 2030 - Marine ¦ SCG ¦ Marine | Com ¦ Com Code Large Gas Water Heater (100+ Gal, 200+ kBtuh - 0.80 Et) - Panel Upgrade - ZEAS 2030 - Marine | SCG ¦ Marine | SCG | All | Electric & Gas | Large gas WH (avg. 100+ gal 0.80 ET, 200+ kBtuh 0.83 ET) | Average Existing and Code |  | 2030 | 1 | Conventional | WaterHeat | Com - Refrig. Warehouse | Com | ROB and NEW | 0 | 1000 sqft2 of floor space | 1000 sqft served | 13 | DEER:Indoor_CFL_Ltg | 0 | 0 | 0 | SWWH028-05 | 12.756 | 2026 | 9.9959 | 2026 | 0 | 0 | SWWH028-05 | Com Large Gas Water Heaters - Panel Upgrade - ZEAS 2030 - Marine ¦ SCG ¦ Marine | Com Large Gas Water Heaters - Panel Upgrade - ZEAS 2030 - Marine | 0.095771 | 0.453 | 1 | CBSA 2019 | 0 | 2012 | 1 | SWWH028-05
COM-WATERHEAT-FS-PU-20-ZEAS.45 | Com ¦ Com Code Large Gas Water Heater (100+ Gal, 200+ kBtuh - 0.80 Et) - Panel Upgrade - ZEAS 2030 - Marine ¦ SCG ¦ Marine | Com ¦ Com Code Large Gas Water Heater (100+ Gal, 200+ kBtuh - 0.80 Et) - Panel Upgrade - ZEAS 2030 - Marine | SCG ¦ Marine | SCG | All | Electric & Gas | Large gas WH (avg. 100+ gal 0.80 ET, 200+ kBtuh 0.83 ET) | Average Existing and Code |  | 2030 | 1 | Conventional | WaterHeat | Com - Restaurant | Com | ROB and NEW | 0 | 1000 sqft2 of floor space | 1000 sqft served | 13 | DEER:Indoor_CFL_Ltg | 0 | 0 | 0 | SWWH028-05 | 1195.0371 | 2026 | 936.4641 | 2026 | 0 | 0 | SWWH028-05 | Com Large Gas Water Heaters - Panel Upgrade - ZEAS 2030 - Marine ¦ SCG ¦ Marine | Com Large Gas Water Heaters - Panel Upgrade - ZEAS 2030 - Marine | 0.047202 | 0.453 | 1 | CBSA 2019 | 0 | 2012 | 1 | SWWH028-05
COM-WATERHEAT-FS-PU-20-ZEAS.46 | Com ¦ Com Code Large Gas Water Heater (100+ Gal, 200+ kBtuh - 0.80 Et) - Panel Upgrade - ZEAS 2030 - Marine ¦ SCG ¦ Marine | Com ¦ Com Code Large Gas Water Heater (100+ Gal, 200+ kBtuh - 0.80 Et) - Panel Upgrade - ZEAS 2030 - Marine | SCG ¦ Marine | SCG | All | Electric & Gas | Large gas WH (avg. 100+ gal 0.80 ET, 200+ kBtuh 0.83 ET) | Average Existing and Code |  | 2030 | 1 | Conventional | WaterHeat | Com - Retail | Com | ROB and NEW | 0 | 1000 sqft2 of floor space | 1000 sqft served | 13 | DEER:Indoor_CFL_Ltg | 0 | 0 | 0 | SWWH028-05 | 17.087 | 2026 | 13.3899 | 2026 | 0 | 0 | SWWH028-05 | Com Large Gas Water Heaters - Panel Upgrade - ZEAS 2030 - Marine ¦ SCG ¦ Marine | Com Large Gas Water Heaters - Panel Upgrade - ZEAS 2030 - Marine | 0.004808 | 0.453 | 1 | CBSA 2019 | 0 | 2012 | 1 | SWWH028-05
COM-WATERHEAT-FS-PU-20-ZEAS.47 | Com ¦ Com Code Large Gas Water Heater (100+ Gal, 200+ kBtuh - 0.80 Et) - Panel Upgrade - ZEAS 2030 - Marine ¦ SCG ¦ Marine | Com ¦ Com Code Large Gas Water Heater (100+ Gal, 200+ kBtuh - 0.80 Et) - Panel Upgrade - ZEAS 2030 - Marine | SCG ¦ Marine | SCG | All | Electric & Gas | Large gas WH (avg. 100+ gal 0.80 ET, 200+ kBtuh 0.83 ET) | Average Existing and Code |  | 2030 | 1 | Conventional | WaterHeat | Com - School | Com | ROB and NEW | 0 | 1000 sqft2 of floor space | 1000 sqft served | 13 | DEER:Indoor_CFL_Ltg | 0 | 0 | 0 | SWWH028-05 | 140.7521 | 2026 | 110.2972 | 2026 | 0 | 0 | SWWH028-05 | Com Large Gas Water Heaters - Panel Upgrade - ZEAS 2030 - Marine ¦ SCG ¦ Marine | Com Large Gas Water Heaters - Panel Upgrade - ZEAS 2030 - Marine | 0.072836 | 0.453 | 1 | CBSA 2019 | 0 | 2012 | 1 | SWWH028-05
COM-WATERHEAT-FS-PU-20-ZEAS.48 | Com ¦ Com Code Large Gas Water Heater (100+ Gal, 200+ kBtuh - 0.80 Et) - Panel Upgrade - ZEAS 2030 - Marine ¦ SCG ¦ Marine | Com ¦ Com Code Large Gas Water Heater (100+ Gal, 200+ kBtuh - 0.80 Et) - Panel Upgrade - ZEAS 2030 - Marine | SCG ¦ Marine | SCG | All | Electric & Gas | Large gas WH (avg. 100+ gal 0.80 ET, 200+ kBtuh 0.83 ET) | Average Existing and Code |  | 2030 | 1 | Conventional | WaterHeat | Com - Warehouse | Com | ROB and NEW | 0 | 1000 sqft2 of floor space | 1000 sqft served | 13 | DEER:Indoor_CFL_Ltg | 0 | 0 | 0 | SWWH028-05 | 2.5512 | 2026 | 1.9992 | 2026 | 0 | 0 | SWWH028-05 | Com Large Gas Water Heaters - Panel Upgrade - ZEAS 2030 - Marine ¦ SCG ¦ Marine | Com Large Gas Water Heaters - Panel Upgrade - ZEAS 2030 - Marine | 0.098222 | 0.453 | 1 | CBSA 2019 | 0 | 2012 | 1 | SWWH028-05
COM-WATERHEAT-FS-PU-20-ZEAS.49 | Com ¦ Com Code Large Gas Water Heater (100+ Gal, 200+ kBtuh - 0.80 Et) - Panel Upgrade - ZEAS 2030 - Hot-Dry ¦ SCG ¦ Hot-Dry | Com ¦ Com Code Large Gas Water Heater (100+ Gal, 200+ kBtuh - 0.80 Et) - Panel Upgrade - ZEAS 2030 - Hot-Dry | SCG ¦ Hot-Dry | SCG | All | Electric & Gas | Large gas WH (avg. 100+ gal 0.80 ET, 200+ kBtuh 0.83 ET) | Average Existing and Code |  | 2030 | 1 | Conventional | WaterHeat | Com - College | Com | ROB and NEW | 0 | 1000 sqft2 of floor space | 1000 sqft served | 13 | DEER:Indoor_CFL_Ltg | 0 | 0 | 0 | SWWH028-05 | 88.6522 | 2026 | 69.4703 | 2026 | 0 | 0 | SWWH028-05 | Com Large Gas Water Heaters - Panel Upgrade - ZEAS 2030 - Hot-Dry ¦ SCG ¦ Hot-Dry | Com Large Gas Water Heaters - Panel Upgrade - ZEAS 2030 - Hot-Dry | 0.17915 | 0.453 | 1 | CBSA 2019 | 0 | 2012 | 1 | SWWH028-05
COM-WATERHEAT-FS-PU-20-ZEAS.50 | Com ¦ Com Code Large Gas Water Heater (100+ Gal, 200+ kBtuh - 0.80 Et) - Panel Upgrade - ZEAS 2030 - Hot-Dry ¦ SCG ¦ Hot-Dry | Com ¦ Com Code Large Gas Water Heater (100+ Gal, 200+ kBtuh - 0.80 Et) - Panel Upgrade - ZEAS 2030 - Hot-Dry | SCG ¦ Hot-Dry | SCG | All | Electric & Gas | Large gas WH (avg. 100+ gal 0.80 ET, 200+ kBtuh 0.83 ET) | Average Existing and Code |  | 2030 | 1 | Conventional | WaterHeat | Com - Grocery | Com | ROB and NEW | 0 | 1000 sqft2 of floor space | 1000 sqft served | 13 | DEER:Indoor_CFL_Ltg | 0 | 0 | 0 | SWWH028-05 | 73.5638 | 2026 | 57.6467 | 2026 | 0 | 0 | SWWH028-05 | Com Large Gas Water Heaters - Panel Upgrade - ZEAS 2030 - Hot-Dry ¦ SCG ¦ Hot-Dry | Com Large Gas Water Heaters - Panel Upgrade - ZEAS 2030 - Hot-Dry | 0.039805 | 0.453 | 1 | CBSA 2019 | 0 | 2012 | 1 | SWWH028-05
COM-WATERHEAT-FS-PU-20-ZEAS.51 | Com ¦ Com Code Large Gas Water Heater (100+ Gal, 200+ kBtuh - 0.80 Et) - Panel Upgrade - ZEAS 2030 - Hot-Dry ¦ SCG ¦ Hot-Dry | Com ¦ Com Code Large Gas Water Heater (100+ Gal, 200+ kBtuh - 0.80 Et) - Panel Upgrade - ZEAS 2030 - Hot-Dry | SCG ¦ Hot-Dry | SCG | All | Electric & Gas | Large gas WH (avg. 100+ gal 0.80 ET, 200+ kBtuh 0.83 ET) | Average Existing and Code |  | 2030 | 1 | Conventional | WaterHeat | Com - Health | Com | ROB and NEW | 0 | 1000 sqft2 of floor space | 1000 sqft served | 13 | DEER:Indoor_CFL_Ltg | 0 | 0 | 0 | SWWH028-05 | 134.2789 | 2026 | 105.2246 | 2026 | 0 | 0 | SWWH028-05 | Com Large Gas Water Heaters - Panel Upgrade - ZEAS 2030 - Hot-Dry ¦ SCG ¦ Hot-Dry | Com Large Gas Water Heaters - Panel Upgrade - ZEAS 2030 - Hot-Dry | 0.18279 | 0.453 | 1 | CBSA 2019 | 0 | 2012 | 1 | SWWH028-05
COM-WATERHEAT-FS-PU-20-ZEAS.52 | Com ¦ Com Code Large Gas Water Heater (100+ Gal, 200+ kBtuh - 0.80 Et) - Panel Upgrade - ZEAS 2030 - Hot-Dry ¦ SCG ¦ Hot-Dry | Com ¦ Com Code Large Gas Water Heater (100+ Gal, 200+ kBtuh - 0.80 Et) - Panel Upgrade - ZEAS 2030 - Hot-Dry | SCG ¦ Hot-Dry | SCG | All | Electric & Gas | Large gas WH (avg. 100+ gal 0.80 ET, 200+ kBtuh 0.83 ET) | Average Existing and Code |  | 2030 | 1 | Conventional | WaterHeat | Com - Lodging | Com | ROB and NEW | 0 | 1000 sqft2 of floor space | 1000 sqft served | 13 | DEER:Indoor_CFL_Ltg | 0 | 0 | 0 | SWWH028-05 | 84.4894 | 2026 | 66.2082 | 2026 | 0 | 0 | SWWH028-05 | Com Large Gas Water Heaters - Panel Upgrade - ZEAS 2030 - Hot-Dry ¦ SCG ¦ Hot-Dry | Com Large Gas Water Heaters - Panel Upgrade - ZEAS 2030 - Hot-Dry | 0.29635 | 0.453 | 1 | CBSA 2019 | 0 | 2012 | 1 | SWWH028-05
COM-WATERHEAT-FS-PU-20-ZEAS.53 | Com ¦ Com Code Large Gas Water Heater (100+ Gal, 200+ kBtuh - 0.80 Et) - Panel Upgrade - ZEAS 2030 - Hot-Dry ¦ SCG ¦ Hot-Dry | Com ¦ Com Code Large Gas Water Heater (100+ Gal, 200+ kBtuh - 0.80 Et) - Panel Upgrade - ZEAS 2030 - Hot-Dry | SCG ¦ Hot-Dry | SCG | All | Electric & Gas | Large gas WH (avg. 100+ gal 0.80 ET, 200+ kBtuh 0.83 ET) | Average Existing and Code |  | 2030 | 1 | Conventional | WaterHeat | Com - Office (Large) | Com | ROB and NEW | 0 | 1000 sqft2 of floor space | 1000 sqft served | 13 | DEER:Indoor_CFL_Ltg | 0 | 0 | 0 | SWWH028-05 | 27.5864 | 2026 | 21.6175 | 2026 | 0 | 0 | SWWH028-05 | Com Large Gas Water Heaters - Panel Upgrade - ZEAS 2030 - Hot-Dry ¦ SCG ¦ Hot-Dry | Com Large Gas Water Heaters - Panel Upgrade - ZEAS 2030 - Hot-Dry | 0.04091 | 0.453 | 1 | CBSA 2019 | 0 | 2012 | 1 | SWWH028-05
COM-WATERHEAT-FS-PU-20-ZEAS.54 | Com ¦ Com Code Large Gas Water Heater (100+ Gal, 200+ kBtuh - 0.80 Et) - Panel Upgrade - ZEAS 2030 - Hot-Dry ¦ SCG ¦ Hot-Dry | Com ¦ Com Code Large Gas Water Heater (100+ Gal, 200+ kBtuh - 0.80 Et) - Panel Upgrade - ZEAS 2030 - Hot-Dry | SCG ¦ Hot-Dry | SCG | All | Electric & Gas | Large gas WH (avg. 100+ gal 0.80 ET, 200+ kBtuh 0.83 ET) | Average Existing and Code |  | 2030 | 1 | Conventional | WaterHeat | Com - Office (Small) | Com | ROB and NEW | 0 | 1000 sqft2 of floor space | 1000 sqft served | 13 | DEER:Indoor_CFL_Ltg | 0 | 0 | 0 | SWWH028-05 | 27.5864 | 2026 | 21.6175 | 2026 | 0 | 0 | SWWH028-05 | Com Large Gas Water Heaters - Panel Upgrade - ZEAS 2030 - Hot-Dry ¦ SCG ¦ Hot-Dry | Com Large Gas Water Heaters - Panel Upgrade - ZEAS 2030 - Hot-Dry | 0.04091 | 0.453 | 1 | CBSA 2019 | 0 | 2012 | 1 | SWWH028-05
COM-WATERHEAT-FS-PU-20-ZEAS.55 | Com ¦ Com Code Large Gas Water Heater (100+ Gal, 200+ kBtuh - 0.80 Et) - Panel Upgrade - ZEAS 2030 - Hot-Dry ¦ SCG ¦ Hot-Dry | Com ¦ Com Code Large Gas Water Heater (100+ Gal, 200+ kBtuh - 0.80 Et) - Panel Upgrade - ZEAS 2030 - Hot-Dry | SCG ¦ Hot-Dry | SCG | All | Electric & Gas | Large gas WH (avg. 100+ gal 0.80 ET, 200+ kBtuh 0.83 ET) | Average Existing and Code |  | 2030 | 1 | Conventional | WaterHeat | Com - Other | Com | ROB and NEW | 0 | 1000 sqft2 of floor space | 1000 sqft served | 13 | DEER:Indoor_CFL_Ltg | 0 | 0 | 0 | SWWH028-05 | 228.1549 | 2026 | 178.7885 | 2026 | 0 | 0 | SWWH028-05 | Com Large Gas Water Heaters - Panel Upgrade - ZEAS 2030 - Hot-Dry ¦ SCG ¦ Hot-Dry | Com Large Gas Water Heaters - Panel Upgrade - ZEAS 2030 - Hot-Dry | 0.16753 | 0.453 | 1 | CBSA 2019 | 0 | 2012 | 1 | SWWH028-05
COM-WATERHEAT-FS-PU-20-ZEAS.56 | Com ¦ Com Code Large Gas Water Heater (100+ Gal, 200+ kBtuh - 0.80 Et) - Panel Upgrade - ZEAS 2030 - Hot-Dry ¦ SCG ¦ Hot-Dry | Com ¦ Com Code Large Gas Water Heater (100+ Gal, 200+ kBtuh - 0.80 Et) - Panel Upgrade - ZEAS 2030 - Hot-Dry | SCG ¦ Hot-Dry | SCG | All | Electric & Gas | Large gas WH (avg. 100+ gal 0.80 ET, 200+ kBtuh 0.83 ET) | Average Existing and Code |  | 2030 | 1 | Conventional | WaterHeat | Com - Refrig. Warehouse | Com | ROB and NEW | 0 | 1000 sqft2 of floor space | 1000 sqft served | 13 | DEER:Indoor_CFL_Ltg | 0 | 0 | 0 | SWWH028-05 | 12.756 | 2026 | 9.9959 | 2026 | 0 | 0 | SWWH028-05 | Com Large Gas Water Heaters - Panel Upgrade - ZEAS 2030 - Hot-Dry ¦ SCG ¦ Hot-Dry | Com Large Gas Water Heaters - Panel Upgrade - ZEAS 2030 - Hot-Dry | 0.095771 | 0.453 | 1 | CBSA 2019 | 0 | 2012 | 1 | SWWH028-05
COM-WATERHEAT-FS-PU-20-ZEAS.57 | Com ¦ Com Code Large Gas Water Heater (100+ Gal, 200+ kBtuh - 0.80 Et) - Panel Upgrade - ZEAS 2030 - Hot-Dry ¦ SCG ¦ Hot-Dry | Com ¦ Com Code Large Gas Water Heater (100+ Gal, 200+ kBtuh - 0.80 Et) - Panel Upgrade - ZEAS 2030 - Hot-Dry | SCG ¦ Hot-Dry | SCG | All | Electric & Gas | Large gas WH (avg. 100+ gal 0.80 ET, 200+ kBtuh 0.83 ET) | Average Existing and Code |  | 2030 | 1 | Conventional | WaterHeat | Com - Restaurant | Com | ROB and NEW | 0 | 1000 sqft2 of floor space | 1000 sqft served | 13 | DEER:Indoor_CFL_Ltg | 0 | 0 | 0 | SWWH028-05 | 1195.0371 | 2026 | 936.4641 | 2026 | 0 | 0 | SWWH028-05 | Com Large Gas Water Heaters - Panel Upgrade - ZEAS 2030 - Hot-Dry ¦ SCG ¦ Hot-Dry | Com Large Gas Water Heaters - Panel Upgrade - ZEAS 2030 - Hot-Dry | 0.047202 | 0.453 | 1 | CBSA 2019 | 0 | 2012 | 1 | SWWH028-05
COM-WATERHEAT-FS-PU-20-ZEAS.58 | Com ¦ Com Code Large Gas Water Heater (100+ Gal, 200+ kBtuh - 0.80 Et) - Panel Upgrade - ZEAS 2030 - Hot-Dry ¦ SCG ¦ Hot-Dry | Com ¦ Com Code Large Gas Water Heater (100+ Gal, 200+ kBtuh - 0.80 Et) - Panel Upgrade - ZEAS 2030 - Hot-Dry | SCG ¦ Hot-Dry | SCG | All | Electric & Gas | Large gas WH (avg. 100+ gal 0.80 ET, 200+ kBtuh 0.83 ET) | Average Existing and Code |  | 2030 | 1 | Conventional | WaterHeat | Com - Retail | Com | ROB and NEW | 0 | 1000 sqft2 of floor space | 1000 sqft served | 13 | DEER:Indoor_CFL_Ltg | 0 | 0 | 0 | SWWH028-05 | 17.087 | 2026 | 13.3899 | 2026 | 0 | 0 | SWWH028-05 | Com Large Gas Water Heaters - Panel Upgrade - ZEAS 2030 - Hot-Dry ¦ SCG ¦ Hot-Dry | Com Large Gas Water Heaters - Panel Upgrade - ZEAS 2030 - Hot-Dry | 0.004808 | 0.453 | 1 | CBSA 2019 | 0 | 2012 | 1 | SWWH028-05
COM-WATERHEAT-FS-PU-20-ZEAS.59 | Com ¦ Com Code Large Gas Water Heater (100+ Gal, 200+ kBtuh - 0.80 Et) - Panel Upgrade - ZEAS 2030 - Hot-Dry ¦ SCG ¦ Hot-Dry | Com ¦ Com Code Large Gas Water Heater (100+ Gal, 200+ kBtuh - 0.80 Et) - Panel Upgrade - ZEAS 2030 - Hot-Dry | SCG ¦ Hot-Dry | SCG | All | Electric & Gas | Large gas WH (avg. 100+ gal 0.80 ET, 200+ kBtuh 0.83 ET) | Average Existing and Code |  | 2030 | 1 | Conventional | WaterHeat | Com - School | Com | ROB and NEW | 0 | 1000 sqft2 of floor space | 1000 sqft served | 13 | DEER:Indoor_CFL_Ltg | 0 | 0 | 0 | SWWH028-05 | 140.7521 | 2026 | 110.2972 | 2026 | 0 | 0 | SWWH028-05 | Com Large Gas Water Heaters - Panel Upgrade - ZEAS 2030 - Hot-Dry ¦ SCG ¦ Hot-Dry | Com Large Gas Water Heaters - Panel Upgrade - ZEAS 2030 - Hot-Dry | 0.072836 | 0.453 | 1 | CBSA 2019 | 0 | 2012 | 1 | SWWH028-05
COM-WATERHEAT-FS-PU-20-ZEAS.60 | Com ¦ Com Code Large Gas Water Heater (100+ Gal, 200+ kBtuh - 0.80 Et) - Panel Upgrade - ZEAS 2030 - Hot-Dry ¦ SCG ¦ Hot-Dry | Com ¦ Com Code Large Gas Water Heater (100+ Gal, 200+ kBtuh - 0.80 Et) - Panel Upgrade - ZEAS 2030 - Hot-Dry | SCG ¦ Hot-Dry | SCG | All | Electric & Gas | Large gas WH (avg. 100+ gal 0.80 ET, 200+ kBtuh 0.83 ET) | Average Existing and Code |  | 2030 | 1 | Conventional | WaterHeat | Com - Warehouse | Com | ROB and NEW | 0 | 1000 sqft2 of floor space | 1000 sqft served | 13 | DEER:Indoor_CFL_Ltg | 0 | 0 | 0 | SWWH028-05 | 2.5512 | 2026 | 1.9992 | 2026 | 0 | 0 | SWWH028-05 | Com Large Gas Water Heaters - Panel Upgrade - ZEAS 2030 - Hot-Dry ¦ SCG ¦ Hot-Dry | Com Large Gas Water Heaters - Panel Upgrade - ZEAS 2030 - Hot-Dry | 0.098222 | 0.453 | 1 | CBSA 2019 | 0 | 2012 | 1 | SWWH028-05
COM-WATERHEAT-FS-PU-20-ZEAS.61 | Com ¦ Com Code Large Gas Water Heater (100+ Gal, 200+ kBtuh - 0.80 Et) - Panel Upgrade - ZEAS 2030 - Cold ¦ SCG ¦ Cold | Com ¦ Com Code Large Gas Water Heater (100+ Gal, 200+ kBtuh - 0.80 Et) - Panel Upgrade - ZEAS 2030 - Cold | SCG ¦ Cold | SCG | All | Electric & Gas | Large gas WH (avg. 100+ gal 0.80 ET, 200+ kBtuh 0.83 ET) | Average Existing and Code |  | 2030 | 1 | Conventional | WaterHeat | Com - College | Com | ROB and NEW | 0 | 1000 sqft2 of floor space | 1000 sqft served | 13 | DEER:Indoor_CFL_Ltg | 0 | 0 | 0 | SWWH028-05 | 88.6522 | 2026 | 69.4703 | 2026 | 0 | 0 | SWWH028-05 | Com Large Gas Water Heaters - Panel Upgrade - ZEAS 2030 - Cold ¦ SCG ¦ Cold | Com Large Gas Water Heaters - Panel Upgrade - ZEAS 2030 - Cold | 0.17915 | 0.453 | 1 | CBSA 2019 | 0 | 2012 | 1 | SWWH028-05
COM-WATERHEAT-FS-PU-20-ZEAS.62 | Com ¦ Com Code Large Gas Water Heater (100+ Gal, 200+ kBtuh - 0.80 Et) - Panel Upgrade - ZEAS 2030 - Cold ¦ SCG ¦ Cold | Com ¦ Com Code Large Gas Water Heater (100+ Gal, 200+ kBtuh - 0.80 Et) - Panel Upgrade - ZEAS 2030 - Cold | SCG ¦ Cold | SCG | All | Electric & Gas | Large gas WH (avg. 100+ gal 0.80 ET, 200+ kBtuh 0.83 ET) | Average Existing and Code |  | 2030 | 1 | Conventional | WaterHeat | Com - Grocery | Com | ROB and NEW | 0 | 1000 sqft2 of floor space | 1000 sqft served | 13 | DEER:Indoor_CFL_Ltg | 0 | 0 | 0 | SWWH028-05 | 73.5638 | 2026 | 57.6467 | 2026 | 0 | 0 | SWWH028-05 | Com Large Gas Water Heaters - Panel Upgrade - ZEAS 2030 - Cold ¦ SCG ¦ Cold | Com Large Gas Water Heaters - Panel Upgrade - ZEAS 2030 - Cold | 0.039805 | 0.453 | 1 | CBSA 2019 | 0 | 2012 | 1 | SWWH028-05
COM-WATERHEAT-FS-PU-20-ZEAS.63 | Com ¦ Com Code Large Gas Water Heater (100+ Gal, 200+ kBtuh - 0.80 Et) - Panel Upgrade - ZEAS 2030 - Cold ¦ SCG ¦ Cold | Com ¦ Com Code Large Gas Water Heater (100+ Gal, 200+ kBtuh - 0.80 Et) - Panel Upgrade - ZEAS 2030 - Cold | SCG ¦ Cold | SCG | All | Electric & Gas | Large gas WH (avg. 100+ gal 0.80 ET, 200+ kBtuh 0.83 ET) | Average Existing and Code |  | 2030 | 1 | Conventional | WaterHeat | Com - Health | Com | ROB and NEW | 0 | 1000 sqft2 of floor space | 1000 sqft served | 13 | DEER:Indoor_CFL_Ltg | 0 | 0 | 0 | SWWH028-05 | 134.2789 | 2026 | 105.2246 | 2026 | 0 | 0 | SWWH028-05 | Com Large Gas Water Heaters - Panel Upgrade - ZEAS 2030 - Cold ¦ SCG ¦ Cold | Com Large Gas Water Heaters - Panel Upgrade - ZEAS 2030 - Cold | 0.18279 | 0.453 | 1 | CBSA 2019 | 0 | 2012 | 1 | SWWH028-05
COM-WATERHEAT-FS-PU-20-ZEAS.64 | Com ¦ Com Code Large Gas Water Heater (100+ Gal, 200+ kBtuh - 0.80 Et) - Panel Upgrade - ZEAS 2030 - Cold ¦ SCG ¦ Cold | Com ¦ Com Code Large Gas Water Heater (100+ Gal, 200+ kBtuh - 0.80 Et) - Panel Upgrade - ZEAS 2030 - Cold | SCG ¦ Cold | SCG | All | Electric & Gas | Large gas WH (avg. 100+ gal 0.80 ET, 200+ kBtuh 0.83 ET) | Average Existing and Code |  | 2030 | 1 | Conventional | WaterHeat | Com - Lodging | Com | ROB and NEW | 0 | 1000 sqft2 of floor space | 1000 sqft served | 13 | DEER:Indoor_CFL_Ltg | 0 | 0 | 0 | SWWH028-05 | 84.4894 | 2026 | 66.2082 | 2026 | 0 | 0 | SWWH028-05 | Com Large Gas Water Heaters - Panel Upgrade - ZEAS 2030 - Cold ¦ SCG ¦ Cold | Com Large Gas Water Heaters - Panel Upgrade - ZEAS 2030 - Cold | 0.29635 | 0.453 | 1 | CBSA 2019 | 0 | 2012 | 1 | SWWH028-05
COM-WATERHEAT-FS-PU-20-ZEAS.65 | Com ¦ Com Code Large Gas Water Heater (100+ Gal, 200+ kBtuh - 0.80 Et) - Panel Upgrade - ZEAS 2030 - Cold ¦ SCG ¦ Cold | Com ¦ Com Code Large Gas Water Heater (100+ Gal, 200+ kBtuh - 0.80 Et) - Panel Upgrade - ZEAS 2030 - Cold | SCG ¦ Cold | SCG | All | Electric & Gas | Large gas WH (avg. 100+ gal 0.80 ET, 200+ kBtuh 0.83 ET) | Average Existing and Code |  | 2030 | 1 | Conventional | WaterHeat | Com - Office (Large) | Com | ROB and NEW | 0 | 1000 sqft2 of floor space | 1000 sqft served | 13 | DEER:Indoor_CFL_Ltg | 0 | 0 | 0 | SWWH028-05 | 27.5864 | 2026 | 21.6175 | 2026 | 0 | 0 | SWWH028-05 | Com Large Gas Water Heaters - Panel Upgrade - ZEAS 2030 - Cold ¦ SCG ¦ Cold | Com Large Gas Water Heaters - Panel Upgrade - ZEAS 2030 - Cold | 0.04091 | 0.453 | 1 | CBSA 2019 | 0 | 2012 | 1 | SWWH028-05
COM-WATERHEAT-FS-PU-20-ZEAS.66 | Com ¦ Com Code Large Gas Water Heater (100+ Gal, 200+ kBtuh - 0.80 Et) - Panel Upgrade - ZEAS 2030 - Cold ¦ SCG ¦ Cold | Com ¦ Com Code Large Gas Water Heater (100+ Gal, 200+ kBtuh - 0.80 Et) - Panel Upgrade - ZEAS 2030 - Cold | SCG ¦ Cold | SCG | All | Electric & Gas | Large gas WH (avg. 100+ gal 0.80 ET, 200+ kBtuh 0.83 ET) | Average Existing and Code |  | 2030 | 1 | Conventional | WaterHeat | Com - Office (Small) | Com | ROB and NEW | 0 | 1000 sqft2 of floor space | 1000 sqft served | 13 | DEER:Indoor_CFL_Ltg | 0 | 0 | 0 | SWWH028-05 | 27.5864 | 2026 | 21.6175 | 2026 | 0 | 0 | SWWH028-05 | Com Large Gas Water Heaters - Panel Upgrade - ZEAS 2030 - Cold ¦ SCG ¦ Cold | Com Large Gas Water Heaters - Panel Upgrade - ZEAS 2030 - Cold | 0.04091 | 0.453 | 1 | CBSA 2019 | 0 | 2012 | 1 | SWWH028-05
COM-WATERHEAT-FS-PU-20-ZEAS.67 | Com ¦ Com Code Large Gas Water Heater (100+ Gal, 200+ kBtuh - 0.80 Et) - Panel Upgrade - ZEAS 2030 - Cold ¦ SCG ¦ Cold | Com ¦ Com Code Large Gas Water Heater (100+ Gal, 200+ kBtuh - 0.80 Et) - Panel Upgrade - ZEAS 2030 - Cold | SCG ¦ Cold | SCG | All | Electric & Gas | Large gas WH (avg. 100+ gal 0.80 ET, 200+ kBtuh 0.83 ET) | Average Existing and Code |  | 2030 | 1 | Conventional | WaterHeat | Com - Other | Com | ROB and NEW | 0 | 1000 sqft2 of floor space | 1000 sqft served | 13 | DEER:Indoor_CFL_Ltg | 0 | 0 | 0 | SWWH028-05 | 228.1549 | 2026 | 178.7885 | 2026 | 0 | 0 | SWWH028-05 | Com Large Gas Water Heaters - Panel Upgrade - ZEAS 2030 - Cold ¦ SCG ¦ Cold | Com Large Gas Water Heaters - Panel Upgrade - ZEAS 2030 - Cold | 0.16753 | 0.453 | 1 | CBSA 2019 | 0 | 2012 | 1 | SWWH028-05
COM-WATERHEAT-FS-PU-20-ZEAS.68 | Com ¦ Com Code Large Gas Water Heater (100+ Gal, 200+ kBtuh - 0.80 Et) - Panel Upgrade - ZEAS 2030 - Cold ¦ SCG ¦ Cold | Com ¦ Com Code Large Gas Water Heater (100+ Gal, 200+ kBtuh - 0.80 Et) - Panel Upgrade - ZEAS 2030 - Cold | SCG ¦ Cold | SCG | All | Electric & Gas | Large gas WH (avg. 100+ gal 0.80 ET, 200+ kBtuh 0.83 ET) | Average Existing and Code |  | 2030 | 1 | Conventional | WaterHeat | Com - Refrig. Warehouse | Com | ROB and NEW | 0 | 1000 sqft2 of floor space | 1000 sqft served | 13 | DEER:Indoor_CFL_Ltg | 0 | 0 | 0 | SWWH028-05 | 12.756 | 2026 | 9.9959 | 2026 | 0 | 0 | SWWH028-05 | Com Large Gas Water Heaters - Panel Upgrade - ZEAS 2030 - Cold ¦ SCG ¦ Cold | Com Large Gas Water Heaters - Panel Upgrade - ZEAS 2030 - Cold | 0.095771 | 0.453 | 1 | CBSA 2019 | 0 | 2012 | 1 | SWWH028-05
COM-WATERHEAT-FS-PU-20-ZEAS.69 | Com ¦ Com Code Large Gas Water Heater (100+ Gal, 200+ kBtuh - 0.80 Et) - Panel Upgrade - ZEAS 2030 - Cold ¦ SCG ¦ Cold | Com ¦ Com Code Large Gas Water Heater (100+ Gal, 200+ kBtuh - 0.80 Et) - Panel Upgrade - ZEAS 2030 - Cold | SCG ¦ Cold | SCG | All | Electric & Gas | Large gas WH (avg. 100+ gal 0.80 ET, 200+ kBtuh 0.83 ET) | Average Existing and Code |  | 2030 | 1 | Conventional | WaterHeat | Com - Restaurant | Com | ROB and NEW | 0 | 1000 sqft2 of floor space | 1000 sqft served | 13 | DEER:Indoor_CFL_Ltg | 0 | 0 | 0 | SWWH028-05 | 1195.0371 | 2026 | 936.4641 | 2026 | 0 | 0 | SWWH028-05 | Com Large Gas Water Heaters - Panel Upgrade - ZEAS 2030 - Cold ¦ SCG ¦ Cold | Com Large Gas Water Heaters - Panel Upgrade - ZEAS 2030 - Cold | 0.047202 | 0.453 | 1 | CBSA 2019 | 0 | 2012 | 1 | SWWH028-05
COM-WATERHEAT-FS-PU-20-ZEAS.70 | Com ¦ Com Code Large Gas Water Heater (100+ Gal, 200+ kBtuh - 0.80 Et) - Panel Upgrade - ZEAS 2030 - Cold ¦ SCG ¦ Cold | Com ¦ Com Code Large Gas Water Heater (100+ Gal, 200+ kBtuh - 0.80 Et) - Panel Upgrade - ZEAS 2030 - Cold | SCG ¦ Cold | SCG | All | Electric & Gas | Large gas WH (avg. 100+ gal 0.80 ET, 200+ kBtuh 0.83 ET) | Average Existing and Code |  | 2030 | 1 | Conventional | WaterHeat | Com - Retail | Com | ROB and NEW | 0 | 1000 sqft2 of floor space | 1000 sqft served | 13 | DEER:Indoor_CFL_Ltg | 0 | 0 | 0 | SWWH028-05 | 17.087 | 2026 | 13.3899 | 2026 | 0 | 0 | SWWH028-05 | Com Large Gas Water Heaters - Panel Upgrade - ZEAS 2030 - Cold ¦ SCG ¦ Cold | Com Large Gas Water Heaters - Panel Upgrade - ZEAS 2030 - Cold | 0.004808 | 0.453 | 1 | CBSA 2019 | 0 | 2012 | 1 | SWWH028-05
COM-WATERHEAT-FS-PU-20-ZEAS.71 | Com ¦ Com Code Large Gas Water Heater (100+ Gal, 200+ kBtuh - 0.80 Et) - Panel Upgrade - ZEAS 2030 - Cold ¦ SCG ¦ Cold | Com ¦ Com Code Large Gas Water Heater (100+ Gal, 200+ kBtuh - 0.80 Et) - Panel Upgrade - ZEAS 2030 - Cold | SCG ¦ Cold | SCG | All | Electric & Gas | Large gas WH (avg. 100+ gal 0.80 ET, 200+ kBtuh 0.83 ET) | Average Existing and Code |  | 2030 | 1 | Conventional | WaterHeat | Com - School | Com | ROB and NEW | 0 | 1000 sqft2 of floor space | 1000 sqft served | 13 | DEER:Indoor_CFL_Ltg | 0 | 0 | 0 | SWWH028-05 | 140.7521 | 2026 | 110.2972 | 2026 | 0 | 0 | SWWH028-05 | Com Large Gas Water Heaters - Panel Upgrade - ZEAS 2030 - Cold ¦ SCG ¦ Cold | Com Large Gas Water Heaters - Panel Upgrade - ZEAS 2030 - Cold | 0.072836 | 0.453 | 1 | CBSA 2019 | 0 | 2012 | 1 | SWWH028-05
COM-WATERHEAT-FS-PU-20-ZEAS.72 | Com ¦ Com Code Large Gas Water Heater (100+ Gal, 200+ kBtuh - 0.80 Et) - Panel Upgrade - ZEAS 2030 - Cold ¦ SCG ¦ Cold | Com ¦ Com Code Large Gas Water Heater (100+ Gal, 200+ kBtuh - 0.80 Et) - Panel Upgrade - ZEAS 2030 - Cold | SCG ¦ Cold | SCG | All | Electric & Gas | Large gas WH (avg. 100+ gal 0.80 ET, 200+ kBtuh 0.83 ET) | Average Existing and Code |  | 2030 | 1 | Conventional | WaterHeat | Com - Warehouse | Com | ROB and NEW | 0 | 1000 sqft2 of floor space | 1000 sqft served | 13 | DEER:Indoor_CFL_Ltg | 0 | 0 | 0 | SWWH028-05 | 2.5512 | 2026 | 1.9992 | 2026 | 0 | 0 | SWWH028-05 | Com Large Gas Water Heaters - Panel Upgrade - ZEAS 2030 - Cold ¦ SCG ¦ Cold | Com Large Gas Water Heaters - Panel Upgrade - ZEAS 2030 - Cold | 0.098222 | 0.453 | 1 | CBSA 2019 | 0 | 2012 | 1 | SWWH028-05
COM-WATERHEAT-FS-PU-20-ZEAS.73 | Com ¦ Com Code Large Gas Water Heater (100+ Gal, 200+ kBtuh - 0.80 Et) - Panel Upgrade - ZEAS 2030 - Marine ¦ SDG&E ¦ Marine | Com ¦ Com Code Large Gas Water Heater (100+ Gal, 200+ kBtuh - 0.80 Et) - Panel Upgrade - ZEAS 2030 - Marine | SDG&E ¦ Marine | SDG&E | All | Electric & Gas | Large gas WH (avg. 100+ gal 0.80 ET, 200+ kBtuh 0.83 ET) | Average Existing and Code |  | 2030 | 1 | Conventional | WaterHeat | Com - College | Com | ROB and NEW | 0 | 1000 sqft2 of floor space | 1000 sqft served | 13 | DEER:Indoor_CFL_Ltg | 0 | 0 | 0 | SWWH028-05 | 88.6522 | 2026 | 69.4703 | 2026 | 0 | 0 | SWWH028-05 | Com Large Gas Water Heaters - Panel Upgrade - ZEAS 2030 - Marine ¦ SDG&E ¦ Marine | Com Large Gas Water Heaters - Panel Upgrade - ZEAS 2030 - Marine | 0.17915 | 0.453 | 1 | CBSA 2019 | 0 | 2012 | 1 | SWWH028-05
COM-WATERHEAT-FS-PU-20-ZEAS.74 | Com ¦ Com Code Large Gas Water Heater (100+ Gal, 200+ kBtuh - 0.80 Et) - Panel Upgrade - ZEAS 2030 - Marine ¦ SDG&E ¦ Marine | Com ¦ Com Code Large Gas Water Heater (100+ Gal, 200+ kBtuh - 0.80 Et) - Panel Upgrade - ZEAS 2030 - Marine | SDG&E ¦ Marine | SDG&E | All | Electric & Gas | Large gas WH (avg. 100+ gal 0.80 ET, 200+ kBtuh 0.83 ET) | Average Existing and Code |  | 2030 | 1 | Conventional | WaterHeat | Com - Grocery | Com | ROB and NEW | 0 | 1000 sqft2 of floor space | 1000 sqft served | 13 | DEER:Indoor_CFL_Ltg | 0 | 0 | 0 | SWWH028-05 | 73.5638 | 2026 | 57.6467 | 2026 | 0 | 0 | SWWH028-05 | Com Large Gas Water Heaters - Panel Upgrade - ZEAS 2030 - Marine ¦ SDG&E ¦ Marine | Com Large Gas Water Heaters - Panel Upgrade - ZEAS 2030 - Marine | 0.039805 | 0.453 | 1 | CBSA 2019 | 0 | 2012 | 1 | SWWH028-05
COM-WATERHEAT-FS-PU-20-ZEAS.75 | Com ¦ Com Code Large Gas Water Heater (100+ Gal, 200+ kBtuh - 0.80 Et) - Panel Upgrade - ZEAS 2030 - Marine ¦ SDG&E ¦ Marine | Com ¦ Com Code Large Gas Water Heater (100+ Gal, 200+ kBtuh - 0.80 Et) - Panel Upgrade - ZEAS 2030 - Marine | SDG&E ¦ Marine | SDG&E | All | Electric & Gas | Large gas WH (avg. 100+ gal 0.80 ET, 200+ kBtuh 0.83 ET) | Average Existing and Code |  | 2030 | 1 | Conventional | WaterHeat | Com - Health | Com | ROB and NEW | 0 | 1000 sqft2 of floor space | 1000 sqft served | 13 | DEER:Indoor_CFL_Ltg | 0 | 0 | 0 | SWWH028-05 | 134.2789 | 2026 | 105.2246 | 2026 | 0 | 0 | SWWH028-05 | Com Large Gas Water Heaters - Panel Upgrade - ZEAS 2030 - Marine ¦ SDG&E ¦ Marine | Com Large Gas Water Heaters - Panel Upgrade - ZEAS 2030 - Marine | 0.18279 | 0.453 | 1 | CBSA 2019 | 0 | 2012 | 1 | SWWH028-05
COM-WATERHEAT-FS-PU-20-ZEAS.76 | Com ¦ Com Code Large Gas Water Heater (100+ Gal, 200+ kBtuh - 0.80 Et) - Panel Upgrade - ZEAS 2030 - Marine ¦ SDG&E ¦ Marine | Com ¦ Com Code Large Gas Water Heater (100+ Gal, 200+ kBtuh - 0.80 Et) - Panel Upgrade - ZEAS 2030 - Marine | SDG&E ¦ Marine | SDG&E | All | Electric & Gas | Large gas WH (avg. 100+ gal 0.80 ET, 200+ kBtuh 0.83 ET) | Average Existing and Code |  | 2030 | 1 | Conventional | WaterHeat | Com - Lodging | Com | ROB and NEW | 0 | 1000 sqft2 of floor space | 1000 sqft served | 13 | DEER:Indoor_CFL_Ltg | 0 | 0 | 0 | SWWH028-05 | 84.4894 | 2026 | 66.2082 | 2026 | 0 | 0 | SWWH028-05 | Com Large Gas Water Heaters - Panel Upgrade - ZEAS 2030 - Marine ¦ SDG&E ¦ Marine | Com Large Gas Water Heaters - Panel Upgrade - ZEAS 2030 - Marine | 0.29635 | 0.453 | 1 | CBSA 2019 | 0 | 2012 | 1 | SWWH028-05
COM-WATERHEAT-FS-PU-20-ZEAS.77 | Com ¦ Com Code Large Gas Water Heater (100+ Gal, 200+ kBtuh - 0.80 Et) - Panel Upgrade - ZEAS 2030 - Marine ¦ SDG&E ¦ Marine | Com ¦ Com Code Large Gas Water Heater (100+ Gal, 200+ kBtuh - 0.80 Et) - Panel Upgrade - ZEAS 2030 - Marine | SDG&E ¦ Marine | SDG&E | All | Electric & Gas | Large gas WH (avg. 100+ gal 0.80 ET, 200+ kBtuh 0.83 ET) | Average Existing and Code |  | 2030 | 1 | Conventional | WaterHeat | Com - Office (Large) | Com | ROB and NEW | 0 | 1000 sqft2 of floor space | 1000 sqft served | 13 | DEER:Indoor_CFL_Ltg | 0 | 0 | 0 | SWWH028-05 | 27.5864 | 2026 | 21.6175 | 2026 | 0 | 0 | SWWH028-05 | Com Large Gas Water Heaters - Panel Upgrade - ZEAS 2030 - Marine ¦ SDG&E ¦ Marine | Com Large Gas Water Heaters - Panel Upgrade - ZEAS 2030 - Marine | 0.04091 | 0.453 | 1 | CBSA 2019 | 0 | 2012 | 1 | SWWH028-05
COM-WATERHEAT-FS-PU-20-ZEAS.78 | Com ¦ Com Code Large Gas Water Heater (100+ Gal, 200+ kBtuh - 0.80 Et) - Panel Upgrade - ZEAS 2030 - Marine ¦ SDG&E ¦ Marine | Com ¦ Com Code Large Gas Water Heater (100+ Gal, 200+ kBtuh - 0.80 Et) - Panel Upgrade - ZEAS 2030 - Marine | SDG&E ¦ Marine | SDG&E | All | Electric & Gas | Large gas WH (avg. 100+ gal 0.80 ET, 200+ kBtuh 0.83 ET) | Average Existing and Code |  | 2030 | 1 | Conventional | WaterHeat | Com - Office (Small) | Com | ROB and NEW | 0 | 1000 sqft2 of floor space | 1000 sqft served | 13 | DEER:Indoor_CFL_Ltg | 0 | 0 | 0 | SWWH028-05 | 27.5864 | 2026 | 21.6175 | 2026 | 0 | 0 | SWWH028-05 | Com Large Gas Water Heaters - Panel Upgrade - ZEAS 2030 - Marine ¦ SDG&E ¦ Marine | Com Large Gas Water Heaters - Panel Upgrade - ZEAS 2030 - Marine | 0.04091 | 0.453 | 1 | CBSA 2019 | 0 | 2012 | 1 | SWWH028-05
COM-WATERHEAT-FS-PU-20-ZEAS.79 | Com ¦ Com Code Large Gas Water Heater (100+ Gal, 200+ kBtuh - 0.80 Et) - Panel Upgrade - ZEAS 2030 - Marine ¦ SDG&E ¦ Marine | Com ¦ Com Code Large Gas Water Heater (100+ Gal, 200+ kBtuh - 0.80 Et) - Panel Upgrade - ZEAS 2030 - Marine | SDG&E ¦ Marine | SDG&E | All | Electric & Gas | Large gas WH (avg. 100+ gal 0.80 ET, 200+ kBtuh 0.83 ET) | Average Existing and Code |  | 2030 | 1 | Conventional | WaterHeat | Com - Other | Com | ROB and NEW | 0 | 1000 sqft2 of floor space | 1000 sqft served | 13 | DEER:Indoor_CFL_Ltg | 0 | 0 | 0 | SWWH028-05 | 228.1549 | 2026 | 178.7885 | 2026 | 0 | 0 | SWWH028-05 | Com Large Gas Water Heaters - Panel Upgrade - ZEAS 2030 - Marine ¦ SDG&E ¦ Marine | Com Large Gas Water Heaters - Panel Upgrade - ZEAS 2030 - Marine | 0.16753 | 0.453 | 1 | CBSA 2019 | 0 | 2012 | 1 | SWWH028-05
COM-WATERHEAT-FS-PU-20-ZEAS.80 | Com ¦ Com Code Large Gas Water Heater (100+ Gal, 200+ kBtuh - 0.80 Et) - Panel Upgrade - ZEAS 2030 - Marine ¦ SDG&E ¦ Marine | Com ¦ Com Code Large Gas Water Heater (100+ Gal, 200+ kBtuh - 0.80 Et) - Panel Upgrade - ZEAS 2030 - Marine | SDG&E ¦ Marine | SDG&E | All | Electric & Gas | Large gas WH (avg. 100+ gal 0.80 ET, 200+ kBtuh 0.83 ET) | Average Existing and Code |  | 2030 | 1 | Conventional | WaterHeat | Com - Refrig. Warehouse | Com | ROB and NEW | 0 | 1000 sqft2 of floor space | 1000 sqft served | 13 | DEER:Indoor_CFL_Ltg | 0 | 0 | 0 | SWWH028-05 | 12.756 | 2026 | 9.9959 | 2026 | 0 | 0 | SWWH028-05 | Com Large Gas Water Heaters - Panel Upgrade - ZEAS 2030 - Marine ¦ SDG&E ¦ Marine | Com Large Gas Water Heaters - Panel Upgrade - ZEAS 2030 - Marine | 0.095771 | 0.453 | 1 | CBSA 2019 | 0 | 2012 | 1 | SWWH028-05
COM-WATERHEAT-FS-PU-20-ZEAS.81 | Com ¦ Com Code Large Gas Water Heater (100+ Gal, 200+ kBtuh - 0.80 Et) - Panel Upgrade - ZEAS 2030 - Marine ¦ SDG&E ¦ Marine | Com ¦ Com Code Large Gas Water Heater (100+ Gal, 200+ kBtuh - 0.80 Et) - Panel Upgrade - ZEAS 2030 - Marine | SDG&E ¦ Marine | SDG&E | All | Electric & Gas | Large gas WH (avg. 100+ gal 0.80 ET, 200+ kBtuh 0.83 ET) | Average Existing and Code |  | 2030 | 1 | Conventional | WaterHeat | Com - Restaurant | Com | ROB and NEW | 0 | 1000 sqft2 of floor space | 1000 sqft served | 13 | DEER:Indoor_CFL_Ltg | 0 | 0 | 0 | SWWH028-05 | 1195.0371 | 2026 | 936.4641 | 2026 | 0 | 0 | SWWH028-05 | Com Large Gas Water Heaters - Panel Upgrade - ZEAS 2030 - Marine ¦ SDG&E ¦ Marine | Com Large Gas Water Heaters - Panel Upgrade - ZEAS 2030 - Marine | 0.047202 | 0.453 | 1 | CBSA 2019 | 0 | 2012 | 1 | SWWH028-05
COM-WATERHEAT-FS-PU-20-ZEAS.82 | Com ¦ Com Code Large Gas Water Heater (100+ Gal, 200+ kBtuh - 0.80 Et) - Panel Upgrade - ZEAS 2030 - Marine ¦ SDG&E ¦ Marine | Com ¦ Com Code Large Gas Water Heater (100+ Gal, 200+ kBtuh - 0.80 Et) - Panel Upgrade - ZEAS 2030 - Marine | SDG&E ¦ Marine | SDG&E | All | Electric & Gas | Large gas WH (avg. 100+ gal 0.80 ET, 200+ kBtuh 0.83 ET) | Average Existing and Code |  | 2030 | 1 | Conventional | WaterHeat | Com - Retail | Com | ROB and NEW | 0 | 1000 sqft2 of floor space | 1000 sqft served | 13 | DEER:Indoor_CFL_Ltg | 0 | 0 | 0 | SWWH028-05 | 17.087 | 2026 | 13.3899 | 2026 | 0 | 0 | SWWH028-05 | Com Large Gas Water Heaters - Panel Upgrade - ZEAS 2030 - Marine ¦ SDG&E ¦ Marine | Com Large Gas Water Heaters - Panel Upgrade - ZEAS 2030 - Marine | 0.004808 | 0.453 | 1 | CBSA 2019 | 0 | 2012 | 1 | SWWH028-05
COM-WATERHEAT-FS-PU-20-ZEAS.83 | Com ¦ Com Code Large Gas Water Heater (100+ Gal, 200+ kBtuh - 0.80 Et) - Panel Upgrade - ZEAS 2030 - Marine ¦ SDG&E ¦ Marine | Com ¦ Com Code Large Gas Water Heater (100+ Gal, 200+ kBtuh - 0.80 Et) - Panel Upgrade - ZEAS 2030 - Marine | SDG&E ¦ Marine | SDG&E | All | Electric & Gas | Large gas WH (avg. 100+ gal 0.80 ET, 200+ kBtuh 0.83 ET) | Average Existing and Code |  | 2030 | 1 | Conventional | WaterHeat | Com - School | Com | ROB and NEW | 0 | 1000 sqft2 of floor space | 1000 sqft served | 13 | DEER:Indoor_CFL_Ltg | 0 | 0 | 0 | SWWH028-05 | 140.7521 | 2026 | 110.2972 | 2026 | 0 | 0 | SWWH028-05 | Com Large Gas Water Heaters - Panel Upgrade - ZEAS 2030 - Marine ¦ SDG&E ¦ Marine | Com Large Gas Water Heaters - Panel Upgrade - ZEAS 2030 - Marine | 0.072836 | 0.453 | 1 | CBSA 2019 | 0 | 2012 | 1 | SWWH028-05
COM-WATERHEAT-FS-PU-20-ZEAS.84 | Com ¦ Com Code Large Gas Water Heater (100+ Gal, 200+ kBtuh - 0.80 Et) - Panel Upgrade - ZEAS 2030 - Marine ¦ SDG&E ¦ Marine | Com ¦ Com Code Large Gas Water Heater (100+ Gal, 200+ kBtuh - 0.80 Et) - Panel Upgrade - ZEAS 2030 - Marine | SDG&E ¦ Marine | SDG&E | All | Electric & Gas | Large gas WH (avg. 100+ gal 0.80 ET, 200+ kBtuh 0.83 ET) | Average Existing and Code |  | 2030 | 1 | Conventional | WaterHeat | Com - Warehouse | Com | ROB and NEW | 0 | 1000 sqft2 of floor space | 1000 sqft served | 13 | DEER:Indoor_CFL_Ltg | 0 | 0 | 0 | SWWH028-05 | 2.5512 | 2026 | 1.9992 | 2026 | 0 | 0 | SWWH028-05 | Com Large Gas Water Heaters - Panel Upgrade - ZEAS 2030 - Marine ¦ SDG&E ¦ Marine | Com Large Gas Water Heaters - Panel Upgrade - ZEAS 2030 - Marine | 0.098222 | 0.453 | 1 | CBSA 2019 | 0 | 2012 | 1 | SWWH028-05
COM-WATERHEAT-FS-PU-20-ZEAS.85 | Com ¦ Com Code Large Gas Water Heater (100+ Gal, 200+ kBtuh - 0.80 Et) - Panel Upgrade - ZEAS 2030 - Hot-Dry ¦ SDG&E ¦ Hot-Dry | Com ¦ Com Code Large Gas Water Heater (100+ Gal, 200+ kBtuh - 0.80 Et) - Panel Upgrade - ZEAS 2030 - Hot-Dry | SDG&E ¦ Hot-Dry | SDG&E | All | Electric & Gas | Large gas WH (avg. 100+ gal 0.80 ET, 200+ kBtuh 0.83 ET) | Average Existing and Code |  | 2030 | 1 | Conventional | WaterHeat | Com - College | Com | ROB and NEW | 0 | 1000 sqft2 of floor space | 1000 sqft served | 13 | DEER:Indoor_CFL_Ltg | 0 | 0 | 0 | SWWH028-05 | 88.6522 | 2026 | 69.4703 | 2026 | 0 | 0 | SWWH028-05 | Com Large Gas Water Heaters - Panel Upgrade - ZEAS 2030 - Hot-Dry ¦ SDG&E ¦ Hot-Dry | Com Large Gas Water Heaters - Panel Upgrade - ZEAS 2030 - Hot-Dry | 0.17915 | 0.453 | 1 | CBSA 2019 | 0 | 2012 | 1 | SWWH028-05
COM-WATERHEAT-FS-PU-20-ZEAS.86 | Com ¦ Com Code Large Gas Water Heater (100+ Gal, 200+ kBtuh - 0.80 Et) - Panel Upgrade - ZEAS 2030 - Hot-Dry ¦ SDG&E ¦ Hot-Dry | Com ¦ Com Code Large Gas Water Heater (100+ Gal, 200+ kBtuh - 0.80 Et) - Panel Upgrade - ZEAS 2030 - Hot-Dry | SDG&E ¦ Hot-Dry | SDG&E | All | Electric & Gas | Large gas WH (avg. 100+ gal 0.80 ET, 200+ kBtuh 0.83 ET) | Average Existing and Code |  | 2030 | 1 | Conventional | WaterHeat | Com - Grocery | Com | ROB and NEW | 0 | 1000 sqft2 of floor space | 1000 sqft served | 13 | DEER:Indoor_CFL_Ltg | 0 | 0 | 0 | SWWH028-05 | 73.5638 | 2026 | 57.6467 | 2026 | 0 | 0 | SWWH028-05 | Com Large Gas Water Heaters - Panel Upgrade - ZEAS 2030 - Hot-Dry ¦ SDG&E ¦ Hot-Dry | Com Large Gas Water Heaters - Panel Upgrade - ZEAS 2030 - Hot-Dry | 0.039805 | 0.453 | 1 | CBSA 2019 | 0 | 2012 | 1 | SWWH028-05
COM-WATERHEAT-FS-PU-20-ZEAS.87 | Com ¦ Com Code Large Gas Water Heater (100+ Gal, 200+ kBtuh - 0.80 Et) - Panel Upgrade - ZEAS 2030 - Hot-Dry ¦ SDG&E ¦ Hot-Dry | Com ¦ Com Code Large Gas Water Heater (100+ Gal, 200+ kBtuh - 0.80 Et) - Panel Upgrade - ZEAS 2030 - Hot-Dry | SDG&E ¦ Hot-Dry | SDG&E | All | Electric & Gas | Large gas WH (avg. 100+ gal 0.80 ET, 200+ kBtuh 0.83 ET) | Average Existing and Code |  | 2030 | 1 | Conventional | WaterHeat | Com - Health | Com | ROB and NEW | 0 | 1000 sqft2 of floor space | 1000 sqft served | 13 | DEER:Indoor_CFL_Ltg | 0 | 0 | 0 | SWWH028-05 | 134.2789 | 2026 | 105.2246 | 2026 | 0 | 0 | SWWH028-05 | Com Large Gas Water Heaters - Panel Upgrade - ZEAS 2030 - Hot-Dry ¦ SDG&E ¦ Hot-Dry | Com Large Gas Water Heaters - Panel Upgrade - ZEAS 2030 - Hot-Dry | 0.18279 | 0.453 | 1 | CBSA 2019 | 0 | 2012 | 1 | SWWH028-05
COM-WATERHEAT-FS-PU-20-ZEAS.88 | Com ¦ Com Code Large Gas Water Heater (100+ Gal, 200+ kBtuh - 0.80 Et) - Panel Upgrade - ZEAS 2030 - Hot-Dry ¦ SDG&E ¦ Hot-Dry | Com ¦ Com Code Large Gas Water Heater (100+ Gal, 200+ kBtuh - 0.80 Et) - Panel Upgrade - ZEAS 2030 - Hot-Dry | SDG&E ¦ Hot-Dry | SDG&E | All | Electric & Gas | Large gas WH (avg. 100+ gal 0.80 ET, 200+ kBtuh 0.83 ET) | Average Existing and Code |  | 2030 | 1 | Conventional | WaterHeat | Com - Lodging | Com | ROB and NEW | 0 | 1000 sqft2 of floor space | 1000 sqft served | 13 | DEER:Indoor_CFL_Ltg | 0 | 0 | 0 | SWWH028-05 | 84.4894 | 2026 | 66.2082 | 2026 | 0 | 0 | SWWH028-05 | Com Large Gas Water Heaters - Panel Upgrade - ZEAS 2030 - Hot-Dry ¦ SDG&E ¦ Hot-Dry | Com Large Gas Water Heaters - Panel Upgrade - ZEAS 2030 - Hot-Dry | 0.29635 | 0.453 | 1 | CBSA 2019 | 0 | 2012 | 1 | SWWH028-05
COM-WATERHEAT-FS-PU-20-ZEAS.89 | Com ¦ Com Code Large Gas Water Heater (100+ Gal, 200+ kBtuh - 0.80 Et) - Panel Upgrade - ZEAS 2030 - Hot-Dry ¦ SDG&E ¦ Hot-Dry | Com ¦ Com Code Large Gas Water Heater (100+ Gal, 200+ kBtuh - 0.80 Et) - Panel Upgrade - ZEAS 2030 - Hot-Dry | SDG&E ¦ Hot-Dry | SDG&E | All | Electric & Gas | Large gas WH (avg. 100+ gal 0.80 ET, 200+ kBtuh 0.83 ET) | Average Existing and Code |  | 2030 | 1 | Conventional | WaterHeat | Com - Office (Large) | Com | ROB and NEW | 0 | 1000 sqft2 of floor space | 1000 sqft served | 13 | DEER:Indoor_CFL_Ltg | 0 | 0 | 0 | SWWH028-05 | 27.5864 | 2026 | 21.6175 | 2026 | 0 | 0 | SWWH028-05 | Com Large Gas Water Heaters - Panel Upgrade - ZEAS 2030 - Hot-Dry ¦ SDG&E ¦ Hot-Dry | Com Large Gas Water Heaters - Panel Upgrade - ZEAS 2030 - Hot-Dry | 0.04091 | 0.453 | 1 | CBSA 2019 | 0 | 2012 | 1 | SWWH028-05
COM-WATERHEAT-FS-PU-20-ZEAS.90 | Com ¦ Com Code Large Gas Water Heater (100+ Gal, 200+ kBtuh - 0.80 Et) - Panel Upgrade - ZEAS 2030 - Hot-Dry ¦ SDG&E ¦ Hot-Dry | Com ¦ Com Code Large Gas Water Heater (100+ Gal, 200+ kBtuh - 0.80 Et) - Panel Upgrade - ZEAS 2030 - Hot-Dry | SDG&E ¦ Hot-Dry | SDG&E | All | Electric & Gas | Large gas WH (avg. 100+ gal 0.80 ET, 200+ kBtuh 0.83 ET) | Average Existing and Code |  | 2030 | 1 | Conventional | WaterHeat | Com - Office (Small) | Com | ROB and NEW | 0 | 1000 sqft2 of floor space | 1000 sqft served | 13 | DEER:Indoor_CFL_Ltg | 0 | 0 | 0 | SWWH028-05 | 27.5864 | 2026 | 21.6175 | 2026 | 0 | 0 | SWWH028-05 | Com Large Gas Water Heaters - Panel Upgrade - ZEAS 2030 - Hot-Dry ¦ SDG&E ¦ Hot-Dry | Com Large Gas Water Heaters - Panel Upgrade - ZEAS 2030 - Hot-Dry | 0.04091 | 0.453 | 1 | CBSA 2019 | 0 | 2012 | 1 | SWWH028-05
COM-WATERHEAT-FS-PU-20-ZEAS.91 | Com ¦ Com Code Large Gas Water Heater (100+ Gal, 200+ kBtuh - 0.80 Et) - Panel Upgrade - ZEAS 2030 - Hot-Dry ¦ SDG&E ¦ Hot-Dry | Com ¦ Com Code Large Gas Water Heater (100+ Gal, 200+ kBtuh - 0.80 Et) - Panel Upgrade - ZEAS 2030 - Hot-Dry | SDG&E ¦ Hot-Dry | SDG&E | All | Electric & Gas | Large gas WH (avg. 100+ gal 0.80 ET, 200+ kBtuh 0.83 ET) | Average Existing and Code |  | 2030 | 1 | Conventional | WaterHeat | Com - Other | Com | ROB and NEW | 0 | 1000 sqft2 of floor space | 1000 sqft served | 13 | DEER:Indoor_CFL_Ltg | 0 | 0 | 0 | SWWH028-05 | 228.1549 | 2026 | 178.7885 | 2026 | 0 | 0 | SWWH028-05 | Com Large Gas Water Heaters - Panel Upgrade - ZEAS 2030 - Hot-Dry ¦ SDG&E ¦ Hot-Dry | Com Large Gas Water Heaters - Panel Upgrade - ZEAS 2030 - Hot-Dry | 0.16753 | 0.453 | 1 | CBSA 2019 | 0 | 2012 | 1 | SWWH028-05
COM-WATERHEAT-FS-PU-20-ZEAS.92 | Com ¦ Com Code Large Gas Water Heater (100+ Gal, 200+ kBtuh - 0.80 Et) - Panel Upgrade - ZEAS 2030 - Hot-Dry ¦ SDG&E ¦ Hot-Dry | Com ¦ Com Code Large Gas Water Heater (100+ Gal, 200+ kBtuh - 0.80 Et) - Panel Upgrade - ZEAS 2030 - Hot-Dry | SDG&E ¦ Hot-Dry | SDG&E | All | Electric & Gas | Large gas WH (avg. 100+ gal 0.80 ET, 200+ kBtuh 0.83 ET) | Average Existing and Code |  | 2030 | 1 | Conventional | WaterHeat | Com - Refrig. Warehouse | Com | ROB and NEW | 0 | 1000 sqft2 of floor space | 1000 sqft served | 13 | DEER:Indoor_CFL_Ltg | 0 | 0 | 0 | SWWH028-05 | 12.756 | 2026 | 9.9959 | 2026 | 0 | 0 | SWWH028-05 | Com Large Gas Water Heaters - Panel Upgrade - ZEAS 2030 - Hot-Dry ¦ SDG&E ¦ Hot-Dry | Com Large Gas Water Heaters - Panel Upgrade - ZEAS 2030 - Hot-Dry | 0.095771 | 0.453 | 1 | CBSA 2019 | 0 | 2012 | 1 | SWWH028-05
COM-WATERHEAT-FS-PU-20-ZEAS.93 | Com ¦ Com Code Large Gas Water Heater (100+ Gal, 200+ kBtuh - 0.80 Et) - Panel Upgrade - ZEAS 2030 - Hot-Dry ¦ SDG&E ¦ Hot-Dry | Com ¦ Com Code Large Gas Water Heater (100+ Gal, 200+ kBtuh - 0.80 Et) - Panel Upgrade - ZEAS 2030 - Hot-Dry | SDG&E ¦ Hot-Dry | SDG&E | All | Electric & Gas | Large gas WH (avg. 100+ gal 0.80 ET, 200+ kBtuh 0.83 ET) | Average Existing and Code |  | 2030 | 1 | Conventional | WaterHeat | Com - Restaurant | Com | ROB and NEW | 0 | 1000 sqft2 of floor space | 1000 sqft served | 13 | DEER:Indoor_CFL_Ltg | 0 | 0 | 0 | SWWH028-05 | 1195.0371 | 2026 | 936.4641 | 2026 | 0 | 0 | SWWH028-05 | Com Large Gas Water Heaters - Panel Upgrade - ZEAS 2030 - Hot-Dry ¦ SDG&E ¦ Hot-Dry | Com Large Gas Water Heaters - Panel Upgrade - ZEAS 2030 - Hot-Dry | 0.047202 | 0.453 | 1 | CBSA 2019 | 0 | 2012 | 1 | SWWH028-05
COM-WATERHEAT-FS-PU-20-ZEAS.94 | Com ¦ Com Code Large Gas Water Heater (100+ Gal, 200+ kBtuh - 0.80 Et) - Panel Upgrade - ZEAS 2030 - Hot-Dry ¦ SDG&E ¦ Hot-Dry | Com ¦ Com Code Large Gas Water Heater (100+ Gal, 200+ kBtuh - 0.80 Et) - Panel Upgrade - ZEAS 2030 - Hot-Dry | SDG&E ¦ Hot-Dry | SDG&E | All | Electric & Gas | Large gas WH (avg. 100+ gal 0.80 ET, 200+ kBtuh 0.83 ET) | Average Existing and Code |  | 2030 | 1 | Conventional | WaterHeat | Com - Retail | Com | ROB and NEW | 0 | 1000 sqft2 of floor space | 1000 sqft served | 13 | DEER:Indoor_CFL_Ltg | 0 | 0 | 0 | SWWH028-05 | 17.087 | 2026 | 13.3899 | 2026 | 0 | 0 | SWWH028-05 | Com Large Gas Water Heaters - Panel Upgrade - ZEAS 2030 - Hot-Dry ¦ SDG&E ¦ Hot-Dry | Com Large Gas Water Heaters - Panel Upgrade - ZEAS 2030 - Hot-Dry | 0.004808 | 0.453 | 1 | CBSA 2019 | 0 | 2012 | 1 | SWWH028-05
COM-WATERHEAT-FS-PU-20-ZEAS.95 | Com ¦ Com Code Large Gas Water Heater (100+ Gal, 200+ kBtuh - 0.80 Et) - Panel Upgrade - ZEAS 2030 - Hot-Dry ¦ SDG&E ¦ Hot-Dry | Com ¦ Com Code Large Gas Water Heater (100+ Gal, 200+ kBtuh - 0.80 Et) - Panel Upgrade - ZEAS 2030 - Hot-Dry | SDG&E ¦ Hot-Dry | SDG&E | All | Electric & Gas | Large gas WH (avg. 100+ gal 0.80 ET, 200+ kBtuh 0.83 ET) | Average Existing and Code |  | 2030 | 1 | Conventional | WaterHeat | Com - School | Com | ROB and NEW | 0 | 1000 sqft2 of floor space | 1000 sqft served | 13 | DEER:Indoor_CFL_Ltg | 0 | 0 | 0 | SWWH028-05 | 140.7521 | 2026 | 110.2972 | 2026 | 0 | 0 | SWWH028-05 | Com Large Gas Water Heaters - Panel Upgrade - ZEAS 2030 - Hot-Dry ¦ SDG&E ¦ Hot-Dry | Com Large Gas Water Heaters - Panel Upgrade - ZEAS 2030 - Hot-Dry | 0.072836 | 0.453 | 1 | CBSA 2019 | 0 | 2012 | 1 | SWWH028-05
COM-WATERHEAT-FS-PU-20-ZEAS.96 | Com ¦ Com Code Large Gas Water Heater (100+ Gal, 200+ kBtuh - 0.80 Et) - Panel Upgrade - ZEAS 2030 - Hot-Dry ¦ SDG&E ¦ Hot-Dry | Com ¦ Com Code Large Gas Water Heater (100+ Gal, 200+ kBtuh - 0.80 Et) - Panel Upgrade - ZEAS 2030 - Hot-Dry | SDG&E ¦ Hot-Dry | SDG&E | All | Electric & Gas | Large gas WH (avg. 100+ gal 0.80 ET, 200+ kBtuh 0.83 ET) | Average Existing and Code |  | 2030 | 1 | Conventional | WaterHeat | Com - Warehouse | Com | ROB and NEW | 0 | 1000 sqft2 of floor space | 1000 sqft served | 13 | DEER:Indoor_CFL_Ltg | 0 | 0 | 0 | SWWH028-05 | 2.5512 | 2026 | 1.9992 | 2026 | 0 | 0 | SWWH028-05 | Com Large Gas Water Heaters - Panel Upgrade - ZEAS 2030 - Hot-Dry ¦ SDG&E ¦ Hot-Dry | Com Large Gas Water Heaters - Panel Upgrade - ZEAS 2030 - Hot-Dry | 0.098222 | 0.453 | 1 | CBSA 2019 | 0 | 2012 | 1 | SWWH028-05
COM-WATERHEAT-FS-PU-21-ZEAS.1 | Com ¦ Com Heat Pump Water Heater (100+ Gal, 200+ kBtuh - 4.3 COP) - Fuel Sub - Panel Upgrade - ZEAS 2030 - Marine ¦ PG&E ¦ Marine | Com ¦ Com Heat Pump Water Heater (100+ Gal, 200+ kBtuh - 4.3 COP) - Fuel Sub - Panel Upgrade - ZEAS 2030 - Marine | PG&E ¦ Marine | PG&E | All | Electric & Gas | Large HPWH 4.3 COP Com (100+ gal) | Efficient | 2030 |  | 1 | Conventional | WaterHeat | Com - College | Com | ROB Only | 1 | 1000 sqft2 of floor space | 1000 sqft served | 13 | DEER:Indoor_CFL_Ltg | 459.5123 | 0 | -62.1415 | SWWH028-05 | 329.5357 | 2026 | 116.059 | 2026 | 143.4887 | -55.1835 | SWWH028-05 | Com Large Gas Water Heaters - Panel Upgrade - ZEAS 2030 - Marine ¦ PG&E ¦ Marine | Com Large Gas Water Heaters - Panel Upgrade - ZEAS 2030 - Marine | 0.17915 | 0.453 | 0 | CBSA 2019 | 170.2909 | 2032 | 1 | SWWH028-05
COM-WATERHEAT-FS-PU-21-ZEAS.2 | Com ¦ Com Heat Pump Water Heater (100+ Gal, 200+ kBtuh - 4.3 COP) - Fuel Sub - Panel Upgrade - ZEAS 2030 - Marine ¦ PG&E ¦ Marine | Com ¦ Com Heat Pump Water Heater (100+ Gal, 200+ kBtuh - 4.3 COP) - Fuel Sub - Panel Upgrade - ZEAS 2030 - Marine | PG&E ¦ Marine | PG&E | All | Electric & Gas | Large HPWH 4.3 COP Com (100+ gal) | Efficient | 2030 |  | 1 | Conventional | WaterHeat | Com - Grocery | Com | ROB Only | 1 | 1000 sqft2 of floor space | 1000 sqft served | 13 | DEER:Indoor_CFL_Ltg | 630.5472 | 0 | -84.8995 | SWWH028-05 | 273.4497 | 2026 | 96.306 | 2026 | 121.9856 | -45.7914 | SWWH028-05 | Com Large Gas Water Heaters - Panel Upgrade - ZEAS 2030 - Marine ¦ PG&E ¦ Marine | Com Large Gas Water Heaters - Panel Upgrade - ZEAS 2030 - Marine | 0.039805 | 0.453 | 0 | CBSA 2019 | 163.8928 | 2032 | 1 | SWWH028-05
COM-WATERHEAT-FS-PU-21-ZEAS.3 | Com ¦ Com Heat Pump Water Heater (100+ Gal, 200+ kBtuh - 4.3 COP) - Fuel Sub - Panel Upgrade - ZEAS 2030 - Marine ¦ PG&E ¦ Marine | Com ¦ Com Heat Pump Water Heater (100+ Gal, 200+ kBtuh - 4.3 COP) - Fuel Sub - Panel Upgrade - ZEAS 2030 - Marine | PG&E ¦ Marine | PG&E | All | Electric & Gas | Large HPWH 4.3 COP Com (100+ gal) | Efficient | 2030 |  | 1 | Conventional | WaterHeat | Com - Health | Com | ROB Only | 1 | 1000 sqft2 of floor space | 1000 sqft served | 13 | DEER:Indoor_CFL_Ltg | 1291.3281 | 0 | -178.2042 | SWWH028-05 | 499.138 | 2026 | 175.7911 | 2026 | 209.8625 | -83.5848 | SWWH028-05 | Com Large Gas Water Heaters - Panel Upgrade - ZEAS 2030 - Marine ¦ PG&E ¦ Marine | Com Large Gas Water Heaters - Panel Upgrade - ZEAS 2030 - Marine | 0.18279 | 0.453 | 0 | CBSA 2019 | 418.8519 | 2032 | 1 | SWWH028-05
COM-WATERHEAT-FS-PU-21-ZEAS.4 | Com ¦ Com Heat Pump Water Heater (100+ Gal, 200+ kBtuh - 4.3 COP) - Fuel Sub - Panel Upgrade - ZEAS 2030 - Marine ¦ PG&E ¦ Marine | Com ¦ Com Heat Pump Water Heater (100+ Gal, 200+ kBtuh - 4.3 COP) - Fuel Sub - Panel Upgrade - ZEAS 2030 - Marine | PG&E ¦ Marine | PG&E | All | Electric & Gas | Large HPWH 4.3 COP Com (100+ gal) | Efficient | 2030 |  | 1 | Conventional | WaterHeat | Com - Lodging | Com | ROB Only | 1 | 1000 sqft2 of floor space | 1000 sqft served | 13 | DEER:Indoor_CFL_Ltg | 1013.023 | 0 | -136.7437 | SWWH028-05 | 314.0619 | 2026 | 110.6093 | 2026 | 130.3358 | -52.5923 | SWWH028-05 | Com Large Gas Water Heaters - Panel Upgrade - ZEAS 2030 - Marine ¦ PG&E ¦ Marine | Com Large Gas Water Heaters - Panel Upgrade - ZEAS 2030 - Marine | 0.29635 | 0.453 | 0 | CBSA 2019 | 1191.0658 | 2032 | 1 | SWWH028-05
COM-WATERHEAT-FS-PU-21-ZEAS.5 | Com ¦ Com Heat Pump Water Heater (100+ Gal, 200+ kBtuh - 4.3 COP) - Fuel Sub - Panel Upgrade - ZEAS 2030 - Marine ¦ PG&E ¦ Marine | Com ¦ Com Heat Pump Water Heater (100+ Gal, 200+ kBtuh - 4.3 COP) - Fuel Sub - Panel Upgrade - ZEAS 2030 - Marine | PG&E ¦ Marine | PG&E | All | Electric & Gas | Large HPWH 4.3 COP Com (100+ gal) | Efficient | 2030 |  | 1 | Conventional | WaterHeat | Com - Office (Large) | Com | ROB Only | 1 | 1000 sqft2 of floor space | 1000 sqft served | 13 | DEER:Indoor_CFL_Ltg | 126.6408 | 0 | -17.4906 | SWWH028-05 | 102.5436 | 2026 | 36.1148 | 2026 | 45.7446 | -17.1718 | SWWH028-05 | Com Large Gas Water Heaters - Panel Upgrade - ZEAS 2030 - Marine ¦ PG&E ¦ Marine | Com Large Gas Water Heaters - Panel Upgrade - ZEAS 2030 - Marine | 0.04091 | 0.453 | 0 | CBSA 2019 | 65.9503 | 2032 | 1 | SWWH028-05
COM-WATERHEAT-FS-PU-21-ZEAS.6 | Com ¦ Com Heat Pump Water Heater (100+ Gal, 200+ kBtuh - 4.3 COP) - Fuel Sub - Panel Upgrade - ZEAS 2030 - Marine ¦ PG&E ¦ Marine | Com ¦ Com Heat Pump Water Heater (100+ Gal, 200+ kBtuh - 4.3 COP) - Fuel Sub - Panel Upgrade - ZEAS 2030 - Marine | PG&E ¦ Marine | PG&E | All | Electric & Gas | Large HPWH 4.3 COP Com (100+ gal) | Efficient | 2030 |  | 1 | Conventional | WaterHeat | Com - Office (Small) | Com | ROB Only | 1 | 1000 sqft2 of floor space | 1000 sqft served | 13 | DEER:Indoor_CFL_Ltg | 118.6704 | 0 | -16.0736 | SWWH028-05 | 102.5436 | 2026 | 36.1148 | 2026 | 45.7446 | -17.1718 | SWWH028-05 | Com Large Gas Water Heaters - Panel Upgrade - ZEAS 2030 - Marine ¦ PG&E ¦ Marine | Com Large Gas Water Heaters - Panel Upgrade - ZEAS 2030 - Marine | 0.04091 | 0.453 | 0 | CBSA 2019 | 26.3798 | 2032 | 1 | SWWH028-05
COM-WATERHEAT-FS-PU-21-ZEAS.7 | Com ¦ Com Heat Pump Water Heater (100+ Gal, 200+ kBtuh - 4.3 COP) - Fuel Sub - Panel Upgrade - ZEAS 2030 - Marine ¦ PG&E ¦ Marine | Com ¦ Com Heat Pump Water Heater (100+ Gal, 200+ kBtuh - 4.3 COP) - Fuel Sub - Panel Upgrade - ZEAS 2030 - Marine | PG&E ¦ Marine | PG&E | All | Electric & Gas | Large HPWH 4.3 COP Com (100+ gal) | Efficient | 2030 |  | 1 | Conventional | WaterHeat | Com - Other | Com | ROB Only | 1 | 1000 sqft2 of floor space | 1000 sqft served | 13 | DEER:Indoor_CFL_Ltg | 1560.0962 | 0 | -205.8155 | SWWH028-05 | 848.0917 | 2026 | 298.6888 | 2026 | 378.3328 | -142.02 | SWWH028-05 | Com Large Gas Water Heaters - Panel Upgrade - ZEAS 2030 - Marine ¦ PG&E ¦ Marine | Com Large Gas Water Heaters - Panel Upgrade - ZEAS 2030 - Marine | 0.16753 | 0.453 | 0 | CBSA 2019 | 760.0728 | 2032 | 1 | SWWH028-05
COM-WATERHEAT-FS-PU-21-ZEAS.8 | Com ¦ Com Heat Pump Water Heater (100+ Gal, 200+ kBtuh - 4.3 COP) - Fuel Sub - Panel Upgrade - ZEAS 2030 - Marine ¦ PG&E ¦ Marine | Com ¦ Com Heat Pump Water Heater (100+ Gal, 200+ kBtuh - 4.3 COP) - Fuel Sub - Panel Upgrade - ZEAS 2030 - Marine | PG&E ¦ Marine | PG&E | All | Electric & Gas | Large HPWH 4.3 COP Com (100+ gal) | Efficient | 2030 |  | 1 | Conventional | WaterHeat | Com - Refrig. Warehouse | Com | ROB Only | 1 | 1000 sqft2 of floor space | 1000 sqft served | 13 | DEER:Indoor_CFL_Ltg | 128.174 | 0 | -17.8952 | SWWH028-05 | 47.4162 | 2026 | 16.6995 | 2026 | 21.1523 | -7.9402 | SWWH028-05 | Com Large Gas Water Heaters - Panel Upgrade - ZEAS 2030 - Marine ¦ PG&E ¦ Marine | Com Large Gas Water Heaters - Panel Upgrade - ZEAS 2030 - Marine | 0.095771 | 0.453 | 0 | CBSA 2019 | 11.1453 | 2032 | 1 | SWWH028-05
COM-WATERHEAT-FS-PU-21-ZEAS.9 | Com ¦ Com Heat Pump Water Heater (100+ Gal, 200+ kBtuh - 4.3 COP) - Fuel Sub - Panel Upgrade - ZEAS 2030 - Marine ¦ PG&E ¦ Marine | Com ¦ Com Heat Pump Water Heater (100+ Gal, 200+ kBtuh - 4.3 COP) - Fuel Sub - Panel Upgrade - ZEAS 2030 - Marine | PG&E ¦ Marine | PG&E | All | Electric & Gas | Large HPWH 4.3 COP Com (100+ gal) | Efficient | 2030 |  | 1 | Conventional | WaterHeat | Com - Restaurant | Com | ROB Only | 1 | 1000 sqft2 of floor space | 1000 sqft served | 13 | DEER:Indoor_CFL_Ltg | 5372.0497 | 0 | -780.3079 | SWWH028-05 | 4442.1621 | 2026 | 1564.482 | 2026 | 1495.7222 | -743.8771 | SWWH028-05 | Com Large Gas Water Heaters - Panel Upgrade - ZEAS 2030 - Marine ¦ PG&E ¦ Marine | Com Large Gas Water Heaters - Panel Upgrade - ZEAS 2030 - Marine | 0.047202 | 0.453 | 0 | CBSA 2019 | 490.7293 | 2032 | 1 | SWWH028-05
COM-WATERHEAT-FS-PU-21-ZEAS.10 | Com ¦ Com Heat Pump Water Heater (100+ Gal, 200+ kBtuh - 4.3 COP) - Fuel Sub - Panel Upgrade - ZEAS 2030 - Marine ¦ PG&E ¦ Marine | Com ¦ Com Heat Pump Water Heater (100+ Gal, 200+ kBtuh - 4.3 COP) - Fuel Sub - Panel Upgrade - ZEAS 2030 - Marine | PG&E ¦ Marine | PG&E | All | Electric & Gas | Large HPWH 4.3 COP Com (100+ gal) | Efficient | 2030 |  | 1 | Conventional | WaterHeat | Com - Retail | Com | ROB Only | 1 | 1000 sqft2 of floor space | 1000 sqft served | 13 | DEER:Indoor_CFL_Ltg | 86.3386 | 0 | -11.5324 | SWWH028-05 | 63.5154 | 2026 | 22.3694 | 2026 | 14.2597 | -10.6362 | SWWH028-05 | Com Large Gas Water Heaters - Panel Upgrade - ZEAS 2030 - Marine ¦ PG&E ¦ Marine | Com Large Gas Water Heaters - Panel Upgrade - ZEAS 2030 - Marine | 0.004808 | 0.453 | 0 | CBSA 2019 | 26.6508 | 2032 | 1 | SWWH028-05
COM-WATERHEAT-FS-PU-21-ZEAS.11 | Com ¦ Com Heat Pump Water Heater (100+ Gal, 200+ kBtuh - 4.3 COP) - Fuel Sub - Panel Upgrade - ZEAS 2030 - Marine ¦ PG&E ¦ Marine | Com ¦ Com Heat Pump Water Heater (100+ Gal, 200+ kBtuh - 4.3 COP) - Fuel Sub - Panel Upgrade - ZEAS 2030 - Marine | PG&E ¦ Marine | PG&E | All | Electric & Gas | Large HPWH 4.3 COP Com (100+ gal) | Efficient | 2030 |  | 1 | Conventional | WaterHeat | Com - School | Com | ROB Only | 1 | 1000 sqft2 of floor space | 1000 sqft served | 13 | DEER:Indoor_CFL_Ltg | 468.6269 | 0 | -62.775 | SWWH028-05 | 523.2002 | 2026 | 184.2655 | 2026 | 218.6353 | -87.6142 | SWWH028-05 | Com Large Gas Water Heaters - Panel Upgrade - ZEAS 2030 - Marine ¦ PG&E ¦ Marine | Com Large Gas Water Heaters - Panel Upgrade - ZEAS 2030 - Marine | 0.072836 | 0.453 | 0 | CBSA 2019 | 66.2671 | 2032 | 1 | SWWH028-05
COM-WATERHEAT-FS-PU-21-ZEAS.12 | Com ¦ Com Heat Pump Water Heater (100+ Gal, 200+ kBtuh - 4.3 COP) - Fuel Sub - Panel Upgrade - ZEAS 2030 - Marine ¦ PG&E ¦ Marine | Com ¦ Com Heat Pump Water Heater (100+ Gal, 200+ kBtuh - 4.3 COP) - Fuel Sub - Panel Upgrade - ZEAS 2030 - Marine | PG&E ¦ Marine | PG&E | All | Electric & Gas | Large HPWH 4.3 COP Com (100+ gal) | Efficient | 2030 |  | 1 | Conventional | WaterHeat | Com - Warehouse | Com | ROB Only | 1 | 1000 sqft2 of floor space | 1000 sqft served | 13 | DEER:Indoor_CFL_Ltg | 14.2507 | 0 | -1.8591 | SWWH028-05 | 9.4832 | 2026 | 3.3399 | 2026 | 4.2305 | -1.588 | SWWH028-05 | Com Large Gas Water Heaters - Panel Upgrade - ZEAS 2030 - Marine ¦ PG&E ¦ Marine | Com Large Gas Water Heaters - Panel Upgrade - ZEAS 2030 - Marine | 0.098222 | 0.453 | 0 | CBSA 2019 | 3.5659 | 2032 | 1 | SWWH028-05
COM-WATERHEAT-FS-PU-21-ZEAS.13 | Com ¦ Com Heat Pump Water Heater (100+ Gal, 200+ kBtuh - 4.3 COP) - Fuel Sub - Panel Upgrade - ZEAS 2030 - Hot-Dry ¦ PG&E ¦ Hot-Dry | Com ¦ Com Heat Pump Water Heater (100+ Gal, 200+ kBtuh - 4.3 COP) - Fuel Sub - Panel Upgrade - ZEAS 2030 - Hot-Dry | PG&E ¦ Hot-Dry | PG&E | All | Electric & Gas | Large HPWH 4.3 COP Com (100+ gal) | Efficient | 2030 |  | 1 | Conventional | WaterHeat | Com - College | Com | ROB Only | 1 | 1000 sqft2 of floor space | 1000 sqft served | 13 | DEER:Indoor_CFL_Ltg | 443.3366 | 0 | -59.3856 | SWWH028-05 | 329.5357 | 2026 | 116.059 | 2026 | 143.4887 | -55.1835 | SWWH028-05 | Com Large Gas Water Heaters - Panel Upgrade - ZEAS 2030 - Hot-Dry ¦ PG&E ¦ Hot-Dry | Com Large Gas Water Heaters - Panel Upgrade - ZEAS 2030 - Hot-Dry | 0.17915 | 0.453 | 0 | CBSA 2019 | 162.4212 | 2032 | 1 | SWWH028-05
COM-WATERHEAT-FS-PU-21-ZEAS.14 | Com ¦ Com Heat Pump Water Heater (100+ Gal, 200+ kBtuh - 4.3 COP) - Fuel Sub - Panel Upgrade - ZEAS 2030 - Hot-Dry ¦ PG&E ¦ Hot-Dry | Com ¦ Com Heat Pump Water Heater (100+ Gal, 200+ kBtuh - 4.3 COP) - Fuel Sub - Panel Upgrade - ZEAS 2030 - Hot-Dry | PG&E ¦ Hot-Dry | PG&E | All | Electric & Gas | Large HPWH 4.3 COP Com (100+ gal) | Efficient | 2030 |  | 1 | Conventional | WaterHeat | Com - Grocery | Com | ROB Only | 1 | 1000 sqft2 of floor space | 1000 sqft served | 13 | DEER:Indoor_CFL_Ltg | 604.5696 | 0 | -80.7667 | SWWH028-05 | 273.4497 | 2026 | 96.306 | 2026 | 121.9856 | -45.7914 | SWWH028-05 | Com Large Gas Water Heaters - Panel Upgrade - ZEAS 2030 - Hot-Dry ¦ PG&E ¦ Hot-Dry | Com Large Gas Water Heaters - Panel Upgrade - ZEAS 2030 - Hot-Dry | 0.039805 | 0.453 | 0 | CBSA 2019 | 155.6494 | 2032 | 1 | SWWH028-05
COM-WATERHEAT-FS-PU-21-ZEAS.15 | Com ¦ Com Heat Pump Water Heater (100+ Gal, 200+ kBtuh - 4.3 COP) - Fuel Sub - Panel Upgrade - ZEAS 2030 - Hot-Dry ¦ PG&E ¦ Hot-Dry | Com ¦ Com Heat Pump Water Heater (100+ Gal, 200+ kBtuh - 4.3 COP) - Fuel Sub - Panel Upgrade - ZEAS 2030 - Hot-Dry | PG&E ¦ Hot-Dry | PG&E | All | Electric & Gas | Large HPWH 4.3 COP Com (100+ gal) | Efficient | 2030 |  | 1 | Conventional | WaterHeat | Com - Health | Com | ROB Only | 1 | 1000 sqft2 of floor space | 1000 sqft served | 13 | DEER:Indoor_CFL_Ltg | 1244.5596 | 0 | -169.3406 | SWWH028-05 | 499.138 | 2026 | 175.7911 | 2026 | 209.8625 | -83.5848 | SWWH028-05 | Com Large Gas Water Heaters - Panel Upgrade - ZEAS 2030 - Hot-Dry ¦ PG&E ¦ Hot-Dry | Com Large Gas Water Heaters - Panel Upgrade - ZEAS 2030 - Hot-Dry | 0.18279 | 0.453 | 0 | CBSA 2019 | 396.8764 | 2032 | 1 | SWWH028-05
COM-WATERHEAT-FS-PU-21-ZEAS.16 | Com ¦ Com Heat Pump Water Heater (100+ Gal, 200+ kBtuh - 4.3 COP) - Fuel Sub - Panel Upgrade - ZEAS 2030 - Hot-Dry ¦ PG&E ¦ Hot-Dry | Com ¦ Com Heat Pump Water Heater (100+ Gal, 200+ kBtuh - 4.3 COP) - Fuel Sub - Panel Upgrade - ZEAS 2030 - Hot-Dry | PG&E ¦ Hot-Dry | PG&E | All | Electric & Gas | Large HPWH 4.3 COP Com (100+ gal) | Efficient | 2030 |  | 1 | Conventional | WaterHeat | Com - Lodging | Com | ROB Only | 1 | 1000 sqft2 of floor space | 1000 sqft served | 13 | DEER:Indoor_CFL_Ltg | 975.7076 | 0 | -130.0696 | SWWH028-05 | 314.0619 | 2026 | 110.6093 | 2026 | 130.3358 | -52.5923 | SWWH028-05 | Com Large Gas Water Heaters - Panel Upgrade - ZEAS 2030 - Hot-Dry ¦ PG&E ¦ Hot-Dry | Com Large Gas Water Heaters - Panel Upgrade - ZEAS 2030 - Hot-Dry | 0.29635 | 0.453 | 0 | CBSA 2019 | 1131.0214 | 2032 | 1 | SWWH028-05
COM-WATERHEAT-FS-PU-21-ZEAS.17 | Com ¦ Com Heat Pump Water Heater (100+ Gal, 200+ kBtuh - 4.3 COP) - Fuel Sub - Panel Upgrade - ZEAS 2030 - Hot-Dry ¦ PG&E ¦ Hot-Dry | Com ¦ Com Heat Pump Water Heater (100+ Gal, 200+ kBtuh - 4.3 COP) - Fuel Sub - Panel Upgrade - ZEAS 2030 - Hot-Dry | PG&E ¦ Hot-Dry | PG&E | All | Electric & Gas | Large HPWH 4.3 COP Com (100+ gal) | Efficient | 2030 |  | 1 | Conventional | WaterHeat | Com - Office (Large) | Com | ROB Only | 1 | 1000 sqft2 of floor space | 1000 sqft served | 13 | DEER:Indoor_CFL_Ltg | 123.0984 | 0 | -16.6493 | SWWH028-05 | 102.5436 | 2026 | 36.1148 | 2026 | 45.7446 | -17.1718 | SWWH028-05 | Com Large Gas Water Heaters - Panel Upgrade - ZEAS 2030 - Hot-Dry ¦ PG&E ¦ Hot-Dry | Com Large Gas Water Heaters - Panel Upgrade - ZEAS 2030 - Hot-Dry | 0.04091 | 0.453 | 0 | CBSA 2019 | 62.5245 | 2032 | 1 | SWWH028-05
COM-WATERHEAT-FS-PU-21-ZEAS.18 | Com ¦ Com Heat Pump Water Heater (100+ Gal, 200+ kBtuh - 4.3 COP) - Fuel Sub - Panel Upgrade - ZEAS 2030 - Hot-Dry ¦ PG&E ¦ Hot-Dry | Com ¦ Com Heat Pump Water Heater (100+ Gal, 200+ kBtuh - 4.3 COP) - Fuel Sub - Panel Upgrade - ZEAS 2030 - Hot-Dry | PG&E ¦ Hot-Dry | PG&E | All | Electric & Gas | Large HPWH 4.3 COP Com (100+ gal) | Efficient | 2030 |  | 1 | Conventional | WaterHeat | Com - Office (Small) | Com | ROB Only | 1 | 1000 sqft2 of floor space | 1000 sqft served | 13 | DEER:Indoor_CFL_Ltg | 114.2424 | 0 | -15.3209 | SWWH028-05 | 102.5436 | 2026 | 36.1148 | 2026 | 45.7446 | -17.1718 | SWWH028-05 | Com Large Gas Water Heaters - Panel Upgrade - ZEAS 2030 - Hot-Dry ¦ PG&E ¦ Hot-Dry | Com Large Gas Water Heaters - Panel Upgrade - ZEAS 2030 - Hot-Dry | 0.04091 | 0.453 | 0 | CBSA 2019 | 25.0926 | 2032 | 1 | SWWH028-05
COM-WATERHEAT-FS-PU-21-ZEAS.19 | Com ¦ Com Heat Pump Water Heater (100+ Gal, 200+ kBtuh - 4.3 COP) - Fuel Sub - Panel Upgrade - ZEAS 2030 - Hot-Dry ¦ PG&E ¦ Hot-Dry | Com ¦ Com Heat Pump Water Heater (100+ Gal, 200+ kBtuh - 4.3 COP) - Fuel Sub - Panel Upgrade - ZEAS 2030 - Hot-Dry | PG&E ¦ Hot-Dry | PG&E | All | Electric & Gas | Large HPWH 4.3 COP Com (100+ gal) | Efficient | 2030 |  | 1 | Conventional | WaterHeat | Com - Other | Com | ROB Only | 1 | 1000 sqft2 of floor space | 1000 sqft served | 13 | DEER:Indoor_CFL_Ltg | 1508.8254 | 0 | -195.5613 | SWWH028-05 | 848.0917 | 2026 | 298.6888 | 2026 | 378.3328 | -142.02 | SWWH028-05 | Com Large Gas Water Heaters - Panel Upgrade - ZEAS 2030 - Hot-Dry ¦ PG&E ¦ Hot-Dry | Com Large Gas Water Heaters - Panel Upgrade - ZEAS 2030 - Hot-Dry | 0.16753 | 0.453 | 0 | CBSA 2019 | 719.283 | 2032 | 1 | SWWH028-05
COM-WATERHEAT-FS-PU-21-ZEAS.20 | Com ¦ Com Heat Pump Water Heater (100+ Gal, 200+ kBtuh - 4.3 COP) - Fuel Sub - Panel Upgrade - ZEAS 2030 - Hot-Dry ¦ PG&E ¦ Hot-Dry | Com ¦ Com Heat Pump Water Heater (100+ Gal, 200+ kBtuh - 4.3 COP) - Fuel Sub - Panel Upgrade - ZEAS 2030 - Hot-Dry | PG&E ¦ Hot-Dry | PG&E | All | Electric & Gas | Large HPWH 4.3 COP Com (100+ gal) | Efficient | 2030 |  | 1 | Conventional | WaterHeat | Com - Refrig. Warehouse | Com | ROB Only | 1 | 1000 sqft2 of floor space | 1000 sqft served | 13 | DEER:Indoor_CFL_Ltg | 123.6694 | 0 | -17.0148 | SWWH028-05 | 47.4162 | 2026 | 16.6995 | 2026 | 21.1523 | -7.9402 | SWWH028-05 | Com Large Gas Water Heaters - Panel Upgrade - ZEAS 2030 - Hot-Dry ¦ PG&E ¦ Hot-Dry | Com Large Gas Water Heaters - Panel Upgrade - ZEAS 2030 - Hot-Dry | 0.095771 | 0.453 | 0 | CBSA 2019 | 10.5648 | 2032 | 1 | SWWH028-05
COM-WATERHEAT-FS-PU-21-ZEAS.21 | Com ¦ Com Heat Pump Water Heater (100+ Gal, 200+ kBtuh - 4.3 COP) - Fuel Sub - Panel Upgrade - ZEAS 2030 - Hot-Dry ¦ PG&E ¦ Hot-Dry | Com ¦ Com Heat Pump Water Heater (100+ Gal, 200+ kBtuh - 4.3 COP) - Fuel Sub - Panel Upgrade - ZEAS 2030 - Hot-Dry | PG&E ¦ Hot-Dry | PG&E | All | Electric & Gas | Large HPWH 4.3 COP Com (100+ gal) | Efficient | 2030 |  | 1 | Conventional | WaterHeat | Com - Restaurant | Com | ROB Only | 1 | 1000 sqft2 of floor space | 1000 sqft served | 13 | DEER:Indoor_CFL_Ltg | 5180.2299 | 0 | -742.1133 | SWWH028-05 | 4442.1621 | 2026 | 1564.482 | 2026 | 1495.7222 | -743.8771 | SWWH028-05 | Com Large Gas Water Heaters - Panel Upgrade - ZEAS 2030 - Hot-Dry ¦ PG&E ¦ Hot-Dry | Com Large Gas Water Heaters - Panel Upgrade - ZEAS 2030 - Hot-Dry | 0.047202 | 0.453 | 0 | CBSA 2019 | 465.445 | 2032 | 1 | SWWH028-05
COM-WATERHEAT-FS-PU-21-ZEAS.22 | Com ¦ Com Heat Pump Water Heater (100+ Gal, 200+ kBtuh - 4.3 COP) - Fuel Sub - Panel Upgrade - ZEAS 2030 - Hot-Dry ¦ PG&E ¦ Hot-Dry | Com ¦ Com Heat Pump Water Heater (100+ Gal, 200+ kBtuh - 4.3 COP) - Fuel Sub - Panel Upgrade - ZEAS 2030 - Hot-Dry | PG&E ¦ Hot-Dry | PG&E | All | Electric & Gas | Large HPWH 4.3 COP Com (100+ gal) | Efficient | 2030 |  | 1 | Conventional | WaterHeat | Com - Retail | Com | ROB Only | 1 | 1000 sqft2 of floor space | 1000 sqft served | 13 | DEER:Indoor_CFL_Ltg | 82.935 | 0 | -10.9599 | SWWH028-05 | 63.5154 | 2026 | 22.3694 | 2026 | 14.2597 | -10.6362 | SWWH028-05 | Com Large Gas Water Heaters - Panel Upgrade - ZEAS 2030 - Hot-Dry ¦ PG&E ¦ Hot-Dry | Com Large Gas Water Heaters - Panel Upgrade - ZEAS 2030 - Hot-Dry | 0.004808 | 0.453 | 0 | CBSA 2019 | 25.0179 | 2032 | 1 | SWWH028-05
COM-WATERHEAT-FS-PU-21-ZEAS.23 | Com ¦ Com Heat Pump Water Heater (100+ Gal, 200+ kBtuh - 4.3 COP) - Fuel Sub - Panel Upgrade - ZEAS 2030 - Hot-Dry ¦ PG&E ¦ Hot-Dry | Com ¦ Com Heat Pump Water Heater (100+ Gal, 200+ kBtuh - 4.3 COP) - Fuel Sub - Panel Upgrade - ZEAS 2030 - Hot-Dry | PG&E ¦ Hot-Dry | PG&E | All | Electric & Gas | Large HPWH 4.3 COP Com (100+ gal) | Efficient | 2030 |  | 1 | Conventional | WaterHeat | Com - School | Com | ROB Only | 1 | 1000 sqft2 of floor space | 1000 sqft served | 13 | DEER:Indoor_CFL_Ltg | 454.7464 | 0 | -60.0964 | SWWH028-05 | 523.2002 | 2026 | 184.2655 | 2026 | 218.6353 | -87.6142 | SWWH028-05 | Com Large Gas Water Heaters - Panel Upgrade - ZEAS 2030 - Hot-Dry ¦ PG&E ¦ Hot-Dry | Com Large Gas Water Heaters - Panel Upgrade - ZEAS 2030 - Hot-Dry | 0.072836 | 0.453 | 0 | CBSA 2019 | 62.4326 | 2032 | 1 | SWWH028-05
COM-WATERHEAT-FS-PU-21-ZEAS.24 | Com ¦ Com Heat Pump Water Heater (100+ Gal, 200+ kBtuh - 4.3 COP) - Fuel Sub - Panel Upgrade - ZEAS 2030 - Hot-Dry ¦ PG&E ¦ Hot-Dry | Com ¦ Com Heat Pump Water Heater (100+ Gal, 200+ kBtuh - 4.3 COP) - Fuel Sub - Panel Upgrade - ZEAS 2030 - Hot-Dry | PG&E ¦ Hot-Dry | PG&E | All | Electric & Gas | Large HPWH 4.3 COP Com (100+ gal) | Efficient | 2030 |  | 1 | Conventional | WaterHeat | Com - Warehouse | Com | ROB Only | 1 | 1000 sqft2 of floor space | 1000 sqft served | 13 | DEER:Indoor_CFL_Ltg | 13.6773 | 0 | -1.7609 | SWWH028-05 | 9.4832 | 2026 | 3.3399 | 2026 | 4.2305 | -1.588 | SWWH028-05 | Com Large Gas Water Heaters - Panel Upgrade - ZEAS 2030 - Hot-Dry ¦ PG&E ¦ Hot-Dry | Com Large Gas Water Heaters - Panel Upgrade - ZEAS 2030 - Hot-Dry | 0.098222 | 0.453 | 0 | CBSA 2019 | 3.3234 | 2032 | 1 | SWWH028-05
COM-WATERHEAT-FS-PU-21-ZEAS.25 | Com ¦ Com Heat Pump Water Heater (100+ Gal, 200+ kBtuh - 4.3 COP) - Fuel Sub - Panel Upgrade - ZEAS 2030 - Cold ¦ PG&E ¦ Cold | Com ¦ Com Heat Pump Water Heater (100+ Gal, 200+ kBtuh - 4.3 COP) - Fuel Sub - Panel Upgrade - ZEAS 2030 - Cold | PG&E ¦ Cold | PG&E | All | Electric & Gas | Large HPWH 4.3 COP Com (100+ gal) | Efficient | 2030 |  | 1 | Conventional | WaterHeat | Com - College | Com | ROB Only | 1 | 1000 sqft2 of floor space | 1000 sqft served | 13 | DEER:Indoor_CFL_Ltg | 558.6581 | 0 | -66.6196 | SWWH028-05 | 329.5357 | 2026 | 116.059 | 2026 | 143.4887 | -55.1835 | SWWH028-05 | Com Large Gas Water Heaters - Panel Upgrade - ZEAS 2030 - Cold ¦ PG&E ¦ Cold | Com Large Gas Water Heaters - Panel Upgrade - ZEAS 2030 - Cold | 0.17915 | 0.453 | 0 | CBSA 2019 | 177.5773 | 2032 | 1 | SWWH028-05
COM-WATERHEAT-FS-PU-21-ZEAS.26 | Com ¦ Com Heat Pump Water Heater (100+ Gal, 200+ kBtuh - 4.3 COP) - Fuel Sub - Panel Upgrade - ZEAS 2030 - Cold ¦ PG&E ¦ Cold | Com ¦ Com Heat Pump Water Heater (100+ Gal, 200+ kBtuh - 4.3 COP) - Fuel Sub - Panel Upgrade - ZEAS 2030 - Cold | PG&E ¦ Cold | PG&E | All | Electric & Gas | Large HPWH 4.3 COP Com (100+ gal) | Efficient | 2030 |  | 1 | Conventional | WaterHeat | Com - Grocery | Com | ROB Only | 1 | 1000 sqft2 of floor space | 1000 sqft served | 13 | DEER:Indoor_CFL_Ltg | 725.0112 | 0 | -90.4493 | SWWH028-05 | 273.4497 | 2026 | 96.306 | 2026 | 121.9856 | -45.7914 | SWWH028-05 | Com Large Gas Water Heaters - Panel Upgrade - ZEAS 2030 - Cold ¦ PG&E ¦ Cold | Com Large Gas Water Heaters - Panel Upgrade - ZEAS 2030 - Cold | 0.039805 | 0.453 | 0 | CBSA 2019 | 171.6112 | 2032 | 1 | SWWH028-05
COM-WATERHEAT-FS-PU-21-ZEAS.27 | Com ¦ Com Heat Pump Water Heater (100+ Gal, 200+ kBtuh - 4.3 COP) - Fuel Sub - Panel Upgrade - ZEAS 2030 - Cold ¦ PG&E ¦ Cold | Com ¦ Com Heat Pump Water Heater (100+ Gal, 200+ kBtuh - 4.3 COP) - Fuel Sub - Panel Upgrade - ZEAS 2030 - Cold | PG&E ¦ Cold | PG&E | All | Electric & Gas | Large HPWH 4.3 COP Com (100+ gal) | Efficient | 2030 |  | 1 | Conventional | WaterHeat | Com - Health | Com | ROB Only | 1 | 1000 sqft2 of floor space | 1000 sqft served | 13 | DEER:Indoor_CFL_Ltg | 1485.8422 | 0 | -189.9612 | SWWH028-05 | 499.138 | 2026 | 175.7911 | 2026 | 209.8625 | -83.5848 | SWWH028-05 | Com Large Gas Water Heaters - Panel Upgrade - ZEAS 2030 - Cold ¦ PG&E ¦ Cold | Com Large Gas Water Heaters - Panel Upgrade - ZEAS 2030 - Cold | 0.18279 | 0.453 | 0 | CBSA 2019 | 439.3323 | 2032 | 1 | SWWH028-05
COM-WATERHEAT-FS-PU-21-ZEAS.28 | Com ¦ Com Heat Pump Water Heater (100+ Gal, 200+ kBtuh - 4.3 COP) - Fuel Sub - Panel Upgrade - ZEAS 2030 - Cold ¦ PG&E ¦ Cold | Com ¦ Com Heat Pump Water Heater (100+ Gal, 200+ kBtuh - 4.3 COP) - Fuel Sub - Panel Upgrade - ZEAS 2030 - Cold | PG&E ¦ Cold | PG&E | All | Electric & Gas | Large HPWH 4.3 COP Com (100+ gal) | Efficient | 2030 |  | 1 | Conventional | WaterHeat | Com - Lodging | Com | ROB Only | 1 | 1000 sqft2 of floor space | 1000 sqft served | 13 | DEER:Indoor_CFL_Ltg | 1162.449 | 0 | -145.8259 | SWWH028-05 | 314.0619 | 2026 | 110.6093 | 2026 | 130.3358 | -52.5923 | SWWH028-05 | Com Large Gas Water Heaters - Panel Upgrade - ZEAS 2030 - Cold ¦ PG&E ¦ Cold | Com Large Gas Water Heaters - Panel Upgrade - ZEAS 2030 - Cold | 0.29635 | 0.453 | 0 | CBSA 2019 | 1257.2218 | 2032 | 1 | SWWH028-05
COM-WATERHEAT-FS-PU-21-ZEAS.29 | Com ¦ Com Heat Pump Water Heater (100+ Gal, 200+ kBtuh - 4.3 COP) - Fuel Sub - Panel Upgrade - ZEAS 2030 - Cold ¦ PG&E ¦ Cold | Com ¦ Com Heat Pump Water Heater (100+ Gal, 200+ kBtuh - 4.3 COP) - Fuel Sub - Panel Upgrade - ZEAS 2030 - Cold | PG&E ¦ Cold | PG&E | All | Electric & Gas | Large HPWH 4.3 COP Com (100+ gal) | Efficient | 2030 |  | 1 | Conventional | WaterHeat | Com - Office (Large) | Com | ROB Only | 1 | 1000 sqft2 of floor space | 1000 sqft served | 13 | DEER:Indoor_CFL_Ltg | 157.6368 | 0 | -18.6419 | SWWH028-05 | 102.5436 | 2026 | 36.1148 | 2026 | 45.7446 | -17.1718 | SWWH028-05 | Com Large Gas Water Heaters - Panel Upgrade - ZEAS 2030 - Cold ¦ PG&E ¦ Cold | Com Large Gas Water Heaters - Panel Upgrade - ZEAS 2030 - Cold | 0.04091 | 0.453 | 0 | CBSA 2019 | 68.0378 | 2032 | 1 | SWWH028-05
COM-WATERHEAT-FS-PU-21-ZEAS.30 | Com ¦ Com Heat Pump Water Heater (100+ Gal, 200+ kBtuh - 4.3 COP) - Fuel Sub - Panel Upgrade - ZEAS 2030 - Cold ¦ PG&E ¦ Cold | Com ¦ Com Heat Pump Water Heater (100+ Gal, 200+ kBtuh - 4.3 COP) - Fuel Sub - Panel Upgrade - ZEAS 2030 - Cold | PG&E ¦ Cold | PG&E | All | Electric & Gas | Large HPWH 4.3 COP Com (100+ gal) | Efficient | 2030 |  | 1 | Conventional | WaterHeat | Com - Office (Small) | Com | ROB Only | 1 | 1000 sqft2 of floor space | 1000 sqft served | 13 | DEER:Indoor_CFL_Ltg | 147.8952 | 0 | -17.0921 | SWWH028-05 | 102.5436 | 2026 | 36.1148 | 2026 | 45.7446 | -17.1718 | SWWH028-05 | Com Large Gas Water Heaters - Panel Upgrade - ZEAS 2030 - Cold ¦ PG&E ¦ Cold | Com Large Gas Water Heaters - Panel Upgrade - ZEAS 2030 - Cold | 0.04091 | 0.453 | 0 | CBSA 2019 | 27.0561 | 2032 | 1 | SWWH028-05
COM-WATERHEAT-FS-PU-21-ZEAS.31 | Com ¦ Com Heat Pump Water Heater (100+ Gal, 200+ kBtuh - 4.3 COP) - Fuel Sub - Panel Upgrade - ZEAS 2030 - Cold ¦ PG&E ¦ Cold | Com ¦ Com Heat Pump Water Heater (100+ Gal, 200+ kBtuh - 4.3 COP) - Fuel Sub - Panel Upgrade - ZEAS 2030 - Cold | PG&E ¦ Cold | PG&E | All | Electric & Gas | Large HPWH 4.3 COP Com (100+ gal) | Efficient | 2030 |  | 1 | Conventional | WaterHeat | Com - Other | Com | ROB Only | 1 | 1000 sqft2 of floor space | 1000 sqft served | 13 | DEER:Indoor_CFL_Ltg | 1801.8012 | 0 | -219.3656 | SWWH028-05 | 848.0917 | 2026 | 298.6888 | 2026 | 378.3328 | -142.02 | SWWH028-05 | Com Large Gas Water Heaters - Panel Upgrade - ZEAS 2030 - Cold ¦ PG&E ¦ Cold | Com Large Gas Water Heaters - Panel Upgrade - ZEAS 2030 - Cold | 0.16753 | 0.453 | 0 | CBSA 2019 | 794.7648 | 2032 | 1 | SWWH028-05
COM-WATERHEAT-FS-PU-21-ZEAS.32 | Com ¦ Com Heat Pump Water Heater (100+ Gal, 200+ kBtuh - 4.3 COP) - Fuel Sub - Panel Upgrade - ZEAS 2030 - Cold ¦ PG&E ¦ Cold | Com ¦ Com Heat Pump Water Heater (100+ Gal, 200+ kBtuh - 4.3 COP) - Fuel Sub - Panel Upgrade - ZEAS 2030 - Cold | PG&E ¦ Cold | PG&E | All | Electric & Gas | Large HPWH 4.3 COP Com (100+ gal) | Efficient | 2030 |  | 1 | Conventional | WaterHeat | Com - Refrig. Warehouse | Com | ROB Only | 1 | 1000 sqft2 of floor space | 1000 sqft served | 13 | DEER:Indoor_CFL_Ltg | 159.2961 | 0 | -19.0828 | SWWH028-05 | 47.4162 | 2026 | 16.6995 | 2026 | 21.1523 | -7.9402 | SWWH028-05 | Com Large Gas Water Heaters - Panel Upgrade - ZEAS 2030 - Cold ¦ PG&E ¦ Cold | Com Large Gas Water Heaters - Panel Upgrade - ZEAS 2030 - Cold | 0.095771 | 0.453 | 0 | CBSA 2019 | 11.4808 | 2032 | 1 | SWWH028-05
COM-WATERHEAT-FS-PU-21-ZEAS.33 | Com ¦ Com Heat Pump Water Heater (100+ Gal, 200+ kBtuh - 4.3 COP) - Fuel Sub - Panel Upgrade - ZEAS 2030 - Cold ¦ PG&E ¦ Cold | Com ¦ Com Heat Pump Water Heater (100+ Gal, 200+ kBtuh - 4.3 COP) - Fuel Sub - Panel Upgrade - ZEAS 2030 - Cold | PG&E ¦ Cold | PG&E | All | Electric & Gas | Large HPWH 4.3 COP Com (100+ gal) | Efficient | 2030 |  | 1 | Conventional | WaterHeat | Com - Restaurant | Com | ROB Only | 1 | 1000 sqft2 of floor space | 1000 sqft served | 13 | DEER:Indoor_CFL_Ltg | 6107.7408 | 0 | -831.7604 | SWWH028-05 | 4442.1621 | 2026 | 1564.482 | 2026 | 1495.7222 | -743.8771 | SWWH028-05 | Com Large Gas Water Heaters - Panel Upgrade - ZEAS 2030 - Cold ¦ PG&E ¦ Cold | Com Large Gas Water Heaters - Panel Upgrade - ZEAS 2030 - Cold | 0.047202 | 0.453 | 0 | CBSA 2019 | 516.3083 | 2032 | 1 | SWWH028-05
COM-WATERHEAT-FS-PU-21-ZEAS.34 | Com ¦ Com Heat Pump Water Heater (100+ Gal, 200+ kBtuh - 4.3 COP) - Fuel Sub - Panel Upgrade - ZEAS 2030 - Cold ¦ PG&E ¦ Cold | Com ¦ Com Heat Pump Water Heater (100+ Gal, 200+ kBtuh - 4.3 COP) - Fuel Sub - Panel Upgrade - ZEAS 2030 - Cold | PG&E ¦ Cold | PG&E | All | Electric & Gas | Large HPWH 4.3 COP Com (100+ gal) | Efficient | 2030 |  | 1 | Conventional | WaterHeat | Com - Retail | Com | ROB Only | 1 | 1000 sqft2 of floor space | 1000 sqft served | 13 | DEER:Indoor_CFL_Ltg | 98.0348 | 0 | -12.2727 | SWWH028-05 | 63.5154 | 2026 | 22.3694 | 2026 | 14.2597 | -10.6362 | SWWH028-05 | Com Large Gas Water Heaters - Panel Upgrade - ZEAS 2030 - Cold ¦ PG&E ¦ Cold | Com Large Gas Water Heaters - Panel Upgrade - ZEAS 2030 - Cold | 0.004808 | 0.453 | 0 | CBSA 2019 | 26.1996 | 2032 | 1 | SWWH028-05
COM-WATERHEAT-FS-PU-21-ZEAS.35 | Com ¦ Com Heat Pump Water Heater (100+ Gal, 200+ kBtuh - 4.3 COP) - Fuel Sub - Panel Upgrade - ZEAS 2030 - Cold ¦ PG&E ¦ Cold | Com ¦ Com Heat Pump Water Heater (100+ Gal, 200+ kBtuh - 4.3 COP) - Fuel Sub - Panel Upgrade - ZEAS 2030 - Cold | PG&E ¦ Cold | PG&E | All | Electric & Gas | Large HPWH 4.3 COP Com (100+ gal) | Efficient | 2030 |  | 1 | Conventional | WaterHeat | Com - School | Com | ROB Only | 1 | 1000 sqft2 of floor space | 1000 sqft served | 13 | DEER:Indoor_CFL_Ltg | 595.0837 | 0 | -67.326 | SWWH028-05 | 523.2002 | 2026 | 184.2655 | 2026 | 218.6353 | -87.6142 | SWWH028-05 | Com Large Gas Water Heaters - Panel Upgrade - ZEAS 2030 - Cold ¦ PG&E ¦ Cold | Com Large Gas Water Heaters - Panel Upgrade - ZEAS 2030 - Cold | 0.072836 | 0.453 | 0 | CBSA 2019 | 55.8444 | 2032 | 1 | SWWH028-05
COM-WATERHEAT-FS-PU-21-ZEAS.36 | Com ¦ Com Heat Pump Water Heater (100+ Gal, 200+ kBtuh - 4.3 COP) - Fuel Sub - Panel Upgrade - ZEAS 2030 - Cold ¦ PG&E ¦ Cold | Com ¦ Com Heat Pump Water Heater (100+ Gal, 200+ kBtuh - 4.3 COP) - Fuel Sub - Panel Upgrade - ZEAS 2030 - Cold | PG&E ¦ Cold | PG&E | All | Electric & Gas | Large HPWH 4.3 COP Com (100+ gal) | Efficient | 2030 |  | 1 | Conventional | WaterHeat | Com - Warehouse | Com | ROB Only | 1 | 1000 sqft2 of floor space | 1000 sqft served | 13 | DEER:Indoor_CFL_Ltg | 18.7552 | 0 | -1.9738 | SWWH028-05 | 9.4832 | 2026 | 3.3399 | 2026 | 4.2305 | -1.588 | SWWH028-05 | Com Large Gas Water Heaters - Panel Upgrade - ZEAS 2030 - Cold ¦ PG&E ¦ Cold | Com Large Gas Water Heaters - Panel Upgrade - ZEAS 2030 - Cold | 0.098222 | 0.453 | 0 | CBSA 2019 | 2.6991 | 2032 | 1 | SWWH028-05
COM-WATERHEAT-FS-PU-21-ZEAS.37 | Com ¦ Com Heat Pump Water Heater (100+ Gal, 200+ kBtuh - 4.3 COP) - Fuel Sub - Panel Upgrade - ZEAS 2030 - Marine ¦ SCG ¦ Marine | Com ¦ Com Heat Pump Water Heater (100+ Gal, 200+ kBtuh - 4.3 COP) - Fuel Sub - Panel Upgrade - ZEAS 2030 - Marine | SCG ¦ Marine | SCG | All | Electric & Gas | Large HPWH 4.3 COP Com (100+ gal) | Efficient | 2030 |  | 1 | Conventional | WaterHeat | Com - College | Com | ROB Only | 1 | 1000 sqft2 of floor space | 1000 sqft served | 13 | DEER:Indoor_CFL_Ltg | 419.5231 | 0 | -57.2888 | SWWH028-05 | 329.5357 | 2026 | 116.059 | 2026 | 143.4887 | -55.1835 | SWWH028-05 | Com Large Gas Water Heaters - Panel Upgrade - ZEAS 2030 - Marine ¦ SCG ¦ Marine | Com Large Gas Water Heaters - Panel Upgrade - ZEAS 2030 - Marine | 0.17915 | 0.453 | 0 | CBSA 2019 | 157.3026 | 2032 | 1 | SWWH028-05
COM-WATERHEAT-FS-PU-21-ZEAS.38 | Com ¦ Com Heat Pump Water Heater (100+ Gal, 200+ kBtuh - 4.3 COP) - Fuel Sub - Panel Upgrade - ZEAS 2030 - Marine ¦ SCG ¦ Marine | Com ¦ Com Heat Pump Water Heater (100+ Gal, 200+ kBtuh - 4.3 COP) - Fuel Sub - Panel Upgrade - ZEAS 2030 - Marine | SCG ¦ Marine | SCG | All | Electric & Gas | Large HPWH 4.3 COP Com (100+ gal) | Efficient | 2030 |  | 1 | Conventional | WaterHeat | Com - Grocery | Com | ROB Only | 1 | 1000 sqft2 of floor space | 1000 sqft served | 13 | DEER:Indoor_CFL_Ltg | 576.2304 | 0 | -78.169 | SWWH028-05 | 273.4497 | 2026 | 96.306 | 2026 | 121.9856 | -45.7914 | SWWH028-05 | Com Large Gas Water Heaters - Panel Upgrade - ZEAS 2030 - Marine ¦ SCG ¦ Marine | Com Large Gas Water Heaters - Panel Upgrade - ZEAS 2030 - Marine | 0.039805 | 0.453 | 0 | CBSA 2019 | 151.1434 | 2032 | 1 | SWWH028-05
COM-WATERHEAT-FS-PU-21-ZEAS.39 | Com ¦ Com Heat Pump Water Heater (100+ Gal, 200+ kBtuh - 4.3 COP) - Fuel Sub - Panel Upgrade - ZEAS 2030 - Marine ¦ SCG ¦ Marine | Com ¦ Com Heat Pump Water Heater (100+ Gal, 200+ kBtuh - 4.3 COP) - Fuel Sub - Panel Upgrade - ZEAS 2030 - Marine | SCG ¦ Marine | SCG | All | Electric & Gas | Large HPWH 4.3 COP Com (100+ gal) | Efficient | 2030 |  | 1 | Conventional | WaterHeat | Com - Health | Com | ROB Only | 1 | 1000 sqft2 of floor space | 1000 sqft served | 13 | DEER:Indoor_CFL_Ltg | 1191.0004 | 0 | -164.3242 | SWWH028-05 | 499.138 | 2026 | 175.7911 | 2026 | 209.8625 | -83.5848 | SWWH028-05 | Com Large Gas Water Heaters - Panel Upgrade - ZEAS 2030 - Marine ¦ SCG ¦ Marine | Com Large Gas Water Heaters - Panel Upgrade - ZEAS 2030 - Marine | 0.18279 | 0.453 | 0 | CBSA 2019 | 386.212 | 2032 | 1 | SWWH028-05
COM-WATERHEAT-FS-PU-21-ZEAS.40 | Com ¦ Com Heat Pump Water Heater (100+ Gal, 200+ kBtuh - 4.3 COP) - Fuel Sub - Panel Upgrade - ZEAS 2030 - Marine ¦ SCG ¦ Marine | Com ¦ Com Heat Pump Water Heater (100+ Gal, 200+ kBtuh - 4.3 COP) - Fuel Sub - Panel Upgrade - ZEAS 2030 - Marine | SCG ¦ Marine | SCG | All | Electric & Gas | Large HPWH 4.3 COP Com (100+ gal) | Efficient | 2030 |  | 1 | Conventional | WaterHeat | Com - Lodging | Com | ROB Only | 1 | 1000 sqft2 of floor space | 1000 sqft served | 13 | DEER:Indoor_CFL_Ltg | 935.5977 | 0 | -126.0627 | SWWH028-05 | 314.0619 | 2026 | 110.6093 | 2026 | 130.3358 | -52.5923 | SWWH028-05 | Com Large Gas Water Heaters - Panel Upgrade - ZEAS 2030 - Marine ¦ SCG ¦ Marine | Com Large Gas Water Heaters - Panel Upgrade - ZEAS 2030 - Marine | 0.29635 | 0.453 | 0 | CBSA 2019 | 1097.7646 | 2032 | 1 | SWWH028-05
COM-WATERHEAT-FS-PU-21-ZEAS.41 | Com ¦ Com Heat Pump Water Heater (100+ Gal, 200+ kBtuh - 4.3 COP) - Fuel Sub - Panel Upgrade - ZEAS 2030 - Marine ¦ SCG ¦ Marine | Com ¦ Com Heat Pump Water Heater (100+ Gal, 200+ kBtuh - 4.3 COP) - Fuel Sub - Panel Upgrade - ZEAS 2030 - Marine | SCG ¦ Marine | SCG | All | Electric & Gas | Large HPWH 4.3 COP Com (100+ gal) | Efficient | 2030 |  | 1 | Conventional | WaterHeat | Com - Office (Large) | Com | ROB Only | 1 | 1000 sqft2 of floor space | 1000 sqft served | 13 | DEER:Indoor_CFL_Ltg | 116.8992 | 0 | -16.1179 | SWWH028-05 | 102.5436 | 2026 | 36.1148 | 2026 | 45.7446 | -17.1718 | SWWH028-05 | Com Large Gas Water Heaters - Panel Upgrade - ZEAS 2030 - Marine ¦ SCG ¦ Marine | Com Large Gas Water Heaters - Panel Upgrade - ZEAS 2030 - Marine | 0.04091 | 0.453 | 0 | CBSA 2019 | 60.7549 | 2032 | 1 | SWWH028-05
COM-WATERHEAT-FS-PU-21-ZEAS.42 | Com ¦ Com Heat Pump Water Heater (100+ Gal, 200+ kBtuh - 4.3 COP) - Fuel Sub - Panel Upgrade - ZEAS 2030 - Marine ¦ SCG ¦ Marine | Com ¦ Com Heat Pump Water Heater (100+ Gal, 200+ kBtuh - 4.3 COP) - Fuel Sub - Panel Upgrade - ZEAS 2030 - Marine | SCG ¦ Marine | SCG | All | Electric & Gas | Large HPWH 4.3 COP Com (100+ gal) | Efficient | 2030 |  | 1 | Conventional | WaterHeat | Com - Office (Small) | Com | ROB Only | 1 | 1000 sqft2 of floor space | 1000 sqft served | 13 | DEER:Indoor_CFL_Ltg | 108.9288 | 0 | -14.8338 | SWWH028-05 | 102.5436 | 2026 | 36.1148 | 2026 | 45.7446 | -17.1718 | SWWH028-05 | Com Large Gas Water Heaters - Panel Upgrade - ZEAS 2030 - Marine ¦ SCG ¦ Marine | Com Large Gas Water Heaters - Panel Upgrade - ZEAS 2030 - Marine | 0.04091 | 0.453 | 0 | CBSA 2019 | 24.3719 | 2032 | 1 | SWWH028-05
COM-WATERHEAT-FS-PU-21-ZEAS.43 | Com ¦ Com Heat Pump Water Heater (100+ Gal, 200+ kBtuh - 4.3 COP) - Fuel Sub - Panel Upgrade - ZEAS 2030 - Marine ¦ SCG ¦ Marine | Com ¦ Com Heat Pump Water Heater (100+ Gal, 200+ kBtuh - 4.3 COP) - Fuel Sub - Panel Upgrade - ZEAS 2030 - Marine | SCG ¦ Marine | SCG | All | Electric & Gas | Large HPWH 4.3 COP Com (100+ gal) | Efficient | 2030 |  | 1 | Conventional | WaterHeat | Com - Other | Com | ROB Only | 1 | 1000 sqft2 of floor space | 1000 sqft served | 13 | DEER:Indoor_CFL_Ltg | 1435.5814 | 0 | -189.7018 | SWWH028-05 | 848.0917 | 2026 | 298.6888 | 2026 | 378.3328 | -142.02 | SWWH028-05 | Com Large Gas Water Heaters - Panel Upgrade - ZEAS 2030 - Marine ¦ SCG ¦ Marine | Com Large Gas Water Heaters - Panel Upgrade - ZEAS 2030 - Marine | 0.16753 | 0.453 | 0 | CBSA 2019 | 700.8273 | 2032 | 1 | SWWH028-05
COM-WATERHEAT-FS-PU-21-ZEAS.44 | Com ¦ Com Heat Pump Water Heater (100+ Gal, 200+ kBtuh - 4.3 COP) - Fuel Sub - Panel Upgrade - ZEAS 2030 - Marine ¦ SCG ¦ Marine | Com ¦ Com Heat Pump Water Heater (100+ Gal, 200+ kBtuh - 4.3 COP) - Fuel Sub - Panel Upgrade - ZEAS 2030 - Marine | SCG ¦ Marine | SCG | All | Electric & Gas | Large HPWH 4.3 COP Com (100+ gal) | Efficient | 2030 |  | 1 | Conventional | WaterHeat | Com - Refrig. Warehouse | Com | ROB Only | 1 | 1000 sqft2 of floor space | 1000 sqft served | 13 | DEER:Indoor_CFL_Ltg | 118.3459 | 0 | -16.5029 | SWWH028-05 | 47.4162 | 2026 | 16.6995 | 2026 | 21.1523 | -7.9402 | SWWH028-05 | Com Large Gas Water Heaters - Panel Upgrade - ZEAS 2030 - Marine ¦ SCG ¦ Marine | Com Large Gas Water Heaters - Panel Upgrade - ZEAS 2030 - Marine | 0.095771 | 0.453 | 0 | CBSA 2019 | 10.2756 | 2032 | 1 | SWWH028-05
COM-WATERHEAT-FS-PU-21-ZEAS.45 | Com ¦ Com Heat Pump Water Heater (100+ Gal, 200+ kBtuh - 4.3 COP) - Fuel Sub - Panel Upgrade - ZEAS 2030 - Marine ¦ SCG ¦ Marine | Com ¦ Com Heat Pump Water Heater (100+ Gal, 200+ kBtuh - 4.3 COP) - Fuel Sub - Panel Upgrade - ZEAS 2030 - Marine | SCG ¦ Marine | SCG | All | Electric & Gas | Large HPWH 4.3 COP Com (100+ gal) | Efficient | 2030 |  | 1 | Conventional | WaterHeat | Com - Restaurant | Com | ROB Only | 1 | 1000 sqft2 of floor space | 1000 sqft served | 13 | DEER:Indoor_CFL_Ltg | 4915.0702 | 0 | -719.2643 | SWWH028-05 | 4442.1621 | 2026 | 1564.482 | 2026 | 1495.7222 | -743.8771 | SWWH028-05 | Com Large Gas Water Heaters - Panel Upgrade - ZEAS 2030 - Marine ¦ SCG ¦ Marine | Com Large Gas Water Heaters - Panel Upgrade - ZEAS 2030 - Marine | 0.047202 | 0.453 | 0 | CBSA 2019 | 452.9921 | 2032 | 1 | SWWH028-05
COM-WATERHEAT-FS-PU-21-ZEAS.46 | Com ¦ Com Heat Pump Water Heater (100+ Gal, 200+ kBtuh - 4.3 COP) - Fuel Sub - Panel Upgrade - ZEAS 2030 - Marine ¦ SCG ¦ Marine | Com ¦ Com Heat Pump Water Heater (100+ Gal, 200+ kBtuh - 4.3 COP) - Fuel Sub - Panel Upgrade - ZEAS 2030 - Marine | SCG ¦ Marine | SCG | All | Electric & Gas | Large HPWH 4.3 COP Com (100+ gal) | Efficient | 2030 |  | 1 | Conventional | WaterHeat | Com - Retail | Com | ROB Only | 1 | 1000 sqft2 of floor space | 1000 sqft served | 13 | DEER:Indoor_CFL_Ltg | 78.5938 | 0 | -10.6228 | SWWH028-05 | 63.5154 | 2026 | 22.3694 | 2026 | 14.2597 | -10.6362 | SWWH028-05 | Com Large Gas Water Heaters - Panel Upgrade - ZEAS 2030 - Marine ¦ SCG ¦ Marine | Com Large Gas Water Heaters - Panel Upgrade - ZEAS 2030 - Marine | 0.004808 | 0.453 | 0 | CBSA 2019 | 24.8773 | 2032 | 1 | SWWH028-05
COM-WATERHEAT-FS-PU-21-ZEAS.47 | Com ¦ Com Heat Pump Water Heater (100+ Gal, 200+ kBtuh - 4.3 COP) - Fuel Sub - Panel Upgrade - ZEAS 2030 - Marine ¦ SCG ¦ Marine | Com ¦ Com Heat Pump Water Heater (100+ Gal, 200+ kBtuh - 4.3 COP) - Fuel Sub - Panel Upgrade - ZEAS 2030 - Marine | SCG ¦ Marine | SCG | All | Electric & Gas | Large HPWH 4.3 COP Com (100+ gal) | Efficient | 2030 |  | 1 | Conventional | WaterHeat | Com - School | Com | ROB Only | 1 | 1000 sqft2 of floor space | 1000 sqft served | 13 | DEER:Indoor_CFL_Ltg | 431.7019 | 0 | -58.0306 | SWWH028-05 | 523.2002 | 2026 | 184.2655 | 2026 | 218.6353 | -87.6142 | SWWH028-05 | Com Large Gas Water Heaters - Panel Upgrade - ZEAS 2030 - Marine ¦ SCG ¦ Marine | Com Large Gas Water Heaters - Panel Upgrade - ZEAS 2030 - Marine | 0.072836 | 0.453 | 0 | CBSA 2019 | 61.5068 | 2032 | 1 | SWWH028-05
COM-WATERHEAT-FS-PU-21-ZEAS.48 | Com ¦ Com Heat Pump Water Heater (100+ Gal, 200+ kBtuh - 4.3 COP) - Fuel Sub - Panel Upgrade - ZEAS 2030 - Marine ¦ SCG ¦ Marine | Com ¦ Com Heat Pump Water Heater (100+ Gal, 200+ kBtuh - 4.3 COP) - Fuel Sub - Panel Upgrade - ZEAS 2030 - Marine | SCG ¦ Marine | SCG | All | Electric & Gas | Large HPWH 4.3 COP Com (100+ gal) | Efficient | 2030 |  | 1 | Conventional | WaterHeat | Com - Warehouse | Com | ROB Only | 1 | 1000 sqft2 of floor space | 1000 sqft served | 13 | DEER:Indoor_CFL_Ltg | 13.0221 | 0 | -1.7117 | SWWH028-05 | 9.4832 | 2026 | 3.3399 | 2026 | 4.2305 | -1.588 | SWWH028-05 | Com Large Gas Water Heaters - Panel Upgrade - ZEAS 2030 - Marine ¦ SCG ¦ Marine | Com Large Gas Water Heaters - Panel Upgrade - ZEAS 2030 - Marine | 0.098222 | 0.453 | 0 | CBSA 2019 | 3.3126 | 2032 | 1 | SWWH028-05
COM-WATERHEAT-FS-PU-21-ZEAS.49 | Com ¦ Com Heat Pump Water Heater (100+ Gal, 200+ kBtuh - 4.3 COP) - Fuel Sub - Panel Upgrade - ZEAS 2030 - Hot-Dry ¦ SCG ¦ Hot-Dry | Com ¦ Com Heat Pump Water Heater (100+ Gal, 200+ kBtuh - 4.3 COP) - Fuel Sub - Panel Upgrade - ZEAS 2030 - Hot-Dry | SCG ¦ Hot-Dry | SCG | All | Electric & Gas | Large HPWH 4.3 COP Com (100+ gal) | Efficient | 2030 |  | 1 | Conventional | WaterHeat | Com - College | Com | ROB Only | 1 | 1000 sqft2 of floor space | 1000 sqft served | 13 | DEER:Indoor_CFL_Ltg | 425.2151 | 0 | -56.2404 | SWWH028-05 | 329.5357 | 2026 | 116.059 | 2026 | 143.4887 | -55.1835 | SWWH028-05 | Com Large Gas Water Heaters - Panel Upgrade - ZEAS 2030 - Hot-Dry ¦ SCG ¦ Hot-Dry | Com Large Gas Water Heaters - Panel Upgrade - ZEAS 2030 - Hot-Dry | 0.17915 | 0.453 | 0 | CBSA 2019 | 153.4147 | 2032 | 1 | SWWH028-05
COM-WATERHEAT-FS-PU-21-ZEAS.50 | Com ¦ Com Heat Pump Water Heater (100+ Gal, 200+ kBtuh - 4.3 COP) - Fuel Sub - Panel Upgrade - ZEAS 2030 - Hot-Dry ¦ SCG ¦ Hot-Dry | Com ¦ Com Heat Pump Water Heater (100+ Gal, 200+ kBtuh - 4.3 COP) - Fuel Sub - Panel Upgrade - ZEAS 2030 - Hot-Dry | SCG ¦ Hot-Dry | SCG | All | Electric & Gas | Large HPWH 4.3 COP Com (100+ gal) | Efficient | 2030 |  | 1 | Conventional | WaterHeat | Com - Grocery | Com | ROB Only | 1 | 1000 sqft2 of floor space | 1000 sqft served | 13 | DEER:Indoor_CFL_Ltg | 580.9536 | 0 | -76.752 | SWWH028-05 | 273.4497 | 2026 | 96.306 | 2026 | 121.9856 | -45.7914 | SWWH028-05 | Com Large Gas Water Heaters - Panel Upgrade - ZEAS 2030 - Hot-Dry ¦ SCG ¦ Hot-Dry | Com Large Gas Water Heaters - Panel Upgrade - ZEAS 2030 - Hot-Dry | 0.039805 | 0.453 | 0 | CBSA 2019 | 147.5504 | 2032 | 1 | SWWH028-05
COM-WATERHEAT-FS-PU-21-ZEAS.51 | Com ¦ Com Heat Pump Water Heater (100+ Gal, 200+ kBtuh - 4.3 COP) - Fuel Sub - Panel Upgrade - ZEAS 2030 - Hot-Dry ¦ SCG ¦ Hot-Dry | Com ¦ Com Heat Pump Water Heater (100+ Gal, 200+ kBtuh - 4.3 COP) - Fuel Sub - Panel Upgrade - ZEAS 2030 - Hot-Dry | SCG ¦ Hot-Dry | SCG | All | Electric & Gas | Large HPWH 4.3 COP Com (100+ gal) | Efficient | 2030 |  | 1 | Conventional | WaterHeat | Com - Health | Com | ROB Only | 1 | 1000 sqft2 of floor space | 1000 sqft served | 13 | DEER:Indoor_CFL_Ltg | 1197.7912 | 0 | -160.9996 | SWWH028-05 | 499.138 | 2026 | 175.7911 | 2026 | 209.8625 | -83.5848 | SWWH028-05 | Com Large Gas Water Heaters - Panel Upgrade - ZEAS 2030 - Hot-Dry ¦ SCG ¦ Hot-Dry | Com Large Gas Water Heaters - Panel Upgrade - ZEAS 2030 - Hot-Dry | 0.18279 | 0.453 | 0 | CBSA 2019 | 376.3771 | 2032 | 1 | SWWH028-05
COM-WATERHEAT-FS-PU-21-ZEAS.52 | Com ¦ Com Heat Pump Water Heater (100+ Gal, 200+ kBtuh - 4.3 COP) - Fuel Sub - Panel Upgrade - ZEAS 2030 - Hot-Dry ¦ SCG ¦ Hot-Dry | Com ¦ Com Heat Pump Water Heater (100+ Gal, 200+ kBtuh - 4.3 COP) - Fuel Sub - Panel Upgrade - ZEAS 2030 - Hot-Dry | SCG ¦ Hot-Dry | SCG | All | Electric & Gas | Large HPWH 4.3 COP Com (100+ gal) | Efficient | 2030 |  | 1 | Conventional | WaterHeat | Com - Lodging | Com | ROB Only | 1 | 1000 sqft2 of floor space | 1000 sqft served | 13 | DEER:Indoor_CFL_Ltg | 938.31 | 0 | -123.5271 | SWWH028-05 | 314.0619 | 2026 | 110.6093 | 2026 | 130.3358 | -52.5923 | SWWH028-05 | Com Large Gas Water Heaters - Panel Upgrade - ZEAS 2030 - Hot-Dry ¦ SCG ¦ Hot-Dry | Com Large Gas Water Heaters - Panel Upgrade - ZEAS 2030 - Hot-Dry | 0.29635 | 0.453 | 0 | CBSA 2019 | 1072.289 | 2032 | 1 | SWWH028-05
COM-WATERHEAT-FS-PU-21-ZEAS.53 | Com ¦ Com Heat Pump Water Heater (100+ Gal, 200+ kBtuh - 4.3 COP) - Fuel Sub - Panel Upgrade - ZEAS 2030 - Hot-Dry ¦ SCG ¦ Hot-Dry | Com ¦ Com Heat Pump Water Heater (100+ Gal, 200+ kBtuh - 4.3 COP) - Fuel Sub - Panel Upgrade - ZEAS 2030 - Hot-Dry | SCG ¦ Hot-Dry | SCG | All | Electric & Gas | Large HPWH 4.3 COP Com (100+ gal) | Efficient | 2030 |  | 1 | Conventional | WaterHeat | Com - Office (Large) | Com | ROB Only | 1 | 1000 sqft2 of floor space | 1000 sqft served | 13 | DEER:Indoor_CFL_Ltg | 118.6704 | 0 | -15.8522 | SWWH028-05 | 102.5436 | 2026 | 36.1148 | 2026 | 45.7446 | -17.1718 | SWWH028-05 | Com Large Gas Water Heaters - Panel Upgrade - ZEAS 2030 - Hot-Dry ¦ SCG ¦ Hot-Dry | Com Large Gas Water Heaters - Panel Upgrade - ZEAS 2030 - Hot-Dry | 0.04091 | 0.453 | 0 | CBSA 2019 | 59.3856 | 2032 | 1 | SWWH028-05
COM-WATERHEAT-FS-PU-21-ZEAS.54 | Com ¦ Com Heat Pump Water Heater (100+ Gal, 200+ kBtuh - 4.3 COP) - Fuel Sub - Panel Upgrade - ZEAS 2030 - Hot-Dry ¦ SCG ¦ Hot-Dry | Com ¦ Com Heat Pump Water Heater (100+ Gal, 200+ kBtuh - 4.3 COP) - Fuel Sub - Panel Upgrade - ZEAS 2030 - Hot-Dry | SCG ¦ Hot-Dry | SCG | All | Electric & Gas | Large HPWH 4.3 COP Com (100+ gal) | Efficient | 2030 |  | 1 | Conventional | WaterHeat | Com - Office (Small) | Com | ROB Only | 1 | 1000 sqft2 of floor space | 1000 sqft served | 13 | DEER:Indoor_CFL_Ltg | 110.7 | 0 | -14.5238 | SWWH028-05 | 102.5436 | 2026 | 36.1148 | 2026 | 45.7446 | -17.1718 | SWWH028-05 | Com Large Gas Water Heaters - Panel Upgrade - ZEAS 2030 - Hot-Dry ¦ SCG ¦ Hot-Dry | Com Large Gas Water Heaters - Panel Upgrade - ZEAS 2030 - Hot-Dry | 0.04091 | 0.453 | 0 | CBSA 2019 | 23.6771 | 2032 | 1 | SWWH028-05
COM-WATERHEAT-FS-PU-21-ZEAS.55 | Com ¦ Com Heat Pump Water Heater (100+ Gal, 200+ kBtuh - 4.3 COP) - Fuel Sub - Panel Upgrade - ZEAS 2030 - Hot-Dry ¦ SCG ¦ Hot-Dry | Com ¦ Com Heat Pump Water Heater (100+ Gal, 200+ kBtuh - 4.3 COP) - Fuel Sub - Panel Upgrade - ZEAS 2030 - Hot-Dry | SCG ¦ Hot-Dry | SCG | All | Electric & Gas | Large HPWH 4.3 COP Com (100+ gal) | Efficient | 2030 |  | 1 | Conventional | WaterHeat | Com - Other | Com | ROB Only | 1 | 1000 sqft2 of floor space | 1000 sqft served | 13 | DEER:Indoor_CFL_Ltg | 1457.5546 | 0 | -186.0396 | SWWH028-05 | 848.0917 | 2026 | 298.6888 | 2026 | 378.3328 | -142.02 | SWWH028-05 | Com Large Gas Water Heaters - Panel Upgrade - ZEAS 2030 - Hot-Dry ¦ SCG ¦ Hot-Dry | Com Large Gas Water Heaters - Panel Upgrade - ZEAS 2030 - Hot-Dry | 0.16753 | 0.453 | 0 | CBSA 2019 | 681.8111 | 2032 | 1 | SWWH028-05
COM-WATERHEAT-FS-PU-21-ZEAS.56 | Com ¦ Com Heat Pump Water Heater (100+ Gal, 200+ kBtuh - 4.3 COP) - Fuel Sub - Panel Upgrade - ZEAS 2030 - Hot-Dry ¦ SCG ¦ Hot-Dry | Com ¦ Com Heat Pump Water Heater (100+ Gal, 200+ kBtuh - 4.3 COP) - Fuel Sub - Panel Upgrade - ZEAS 2030 - Hot-Dry | SCG ¦ Hot-Dry | SCG | All | Electric & Gas | Large HPWH 4.3 COP Com (100+ gal) | Efficient | 2030 |  | 1 | Conventional | WaterHeat | Com - Refrig. Warehouse | Com | ROB Only | 1 | 1000 sqft2 of floor space | 1000 sqft served | 13 | DEER:Indoor_CFL_Ltg | 119.1649 | 0 | -16.1753 | SWWH028-05 | 47.4162 | 2026 | 16.6995 | 2026 | 21.1523 | -7.9402 | SWWH028-05 | Com Large Gas Water Heaters - Panel Upgrade - ZEAS 2030 - Hot-Dry ¦ SCG ¦ Hot-Dry | Com Large Gas Water Heaters - Panel Upgrade - ZEAS 2030 - Hot-Dry | 0.095771 | 0.453 | 0 | CBSA 2019 | 10.015 | 2032 | 1 | SWWH028-05
COM-WATERHEAT-FS-PU-21-ZEAS.57 | Com ¦ Com Heat Pump Water Heater (100+ Gal, 200+ kBtuh - 4.3 COP) - Fuel Sub - Panel Upgrade - ZEAS 2030 - Hot-Dry ¦ SCG ¦ Hot-Dry | Com ¦ Com Heat Pump Water Heater (100+ Gal, 200+ kBtuh - 4.3 COP) - Fuel Sub - Panel Upgrade - ZEAS 2030 - Hot-Dry | SCG ¦ Hot-Dry | SCG | All | Electric & Gas | Large HPWH 4.3 COP Com (100+ gal) | Efficient | 2030 |  | 1 | Conventional | WaterHeat | Com - Restaurant | Com | ROB Only | 1 | 1000 sqft2 of floor space | 1000 sqft served | 13 | DEER:Indoor_CFL_Ltg | 4988.4102 | 0 | -705.837 | SWWH028-05 | 4442.1621 | 2026 | 1564.482 | 2026 | 1495.7222 | -743.8771 | SWWH028-05 | Com Large Gas Water Heaters - Panel Upgrade - ZEAS 2030 - Hot-Dry ¦ SCG ¦ Hot-Dry | Com Large Gas Water Heaters - Panel Upgrade - ZEAS 2030 - Hot-Dry | 0.047202 | 0.453 | 0 | CBSA 2019 | 441.6017 | 2032 | 1 | SWWH028-05
COM-WATERHEAT-FS-PU-21-ZEAS.58 | Com ¦ Com Heat Pump Water Heater (100+ Gal, 200+ kBtuh - 4.3 COP) - Fuel Sub - Panel Upgrade - ZEAS 2030 - Hot-Dry ¦ SCG ¦ Hot-Dry | Com ¦ Com Heat Pump Water Heater (100+ Gal, 200+ kBtuh - 4.3 COP) - Fuel Sub - Panel Upgrade - ZEAS 2030 - Hot-Dry | SCG ¦ Hot-Dry | SCG | All | Electric & Gas | Large HPWH 4.3 COP Com (100+ gal) | Efficient | 2030 |  | 1 | Conventional | WaterHeat | Com - Retail | Com | ROB Only | 1 | 1000 sqft2 of floor space | 1000 sqft served | 13 | DEER:Indoor_CFL_Ltg | 79.6437 | 0 | -10.4205 | SWWH028-05 | 63.5154 | 2026 | 22.3694 | 2026 | 14.2597 | -10.6362 | SWWH028-05 | Com Large Gas Water Heaters - Panel Upgrade - ZEAS 2030 - Hot-Dry ¦ SCG ¦ Hot-Dry | Com Large Gas Water Heaters - Panel Upgrade - ZEAS 2030 - Hot-Dry | 0.004808 | 0.453 | 0 | CBSA 2019 | 23.5088 | 2032 | 1 | SWWH028-05
COM-WATERHEAT-FS-PU-21-ZEAS.59 | Com ¦ Com Heat Pump Water Heater (100+ Gal, 200+ kBtuh - 4.3 COP) - Fuel Sub - Panel Upgrade - ZEAS 2030 - Hot-Dry ¦ SCG ¦ Hot-Dry | Com ¦ Com Heat Pump Water Heater (100+ Gal, 200+ kBtuh - 4.3 COP) - Fuel Sub - Panel Upgrade - ZEAS 2030 - Hot-Dry | SCG ¦ Hot-Dry | SCG | All | Electric & Gas | Large HPWH 4.3 COP Com (100+ gal) | Efficient | 2030 |  | 1 | Conventional | WaterHeat | Com - School | Com | ROB Only | 1 | 1000 sqft2 of floor space | 1000 sqft served | 13 | DEER:Indoor_CFL_Ltg | 437.8979 | 0 | -56.9334 | SWWH028-05 | 523.2002 | 2026 | 184.2655 | 2026 | 218.6353 | -87.6142 | SWWH028-05 | Com Large Gas Water Heaters - Panel Upgrade - ZEAS 2030 - Hot-Dry ¦ SCG ¦ Hot-Dry | Com Large Gas Water Heaters - Panel Upgrade - ZEAS 2030 - Hot-Dry | 0.072836 | 0.453 | 0 | CBSA 2019 | 57.98 | 2032 | 1 | SWWH028-05
COM-WATERHEAT-FS-PU-21-ZEAS.60 | Com ¦ Com Heat Pump Water Heater (100+ Gal, 200+ kBtuh - 4.3 COP) - Fuel Sub - Panel Upgrade - ZEAS 2030 - Hot-Dry ¦ SCG ¦ Hot-Dry | Com ¦ Com Heat Pump Water Heater (100+ Gal, 200+ kBtuh - 4.3 COP) - Fuel Sub - Panel Upgrade - ZEAS 2030 - Hot-Dry | SCG ¦ Hot-Dry | SCG | All | Electric & Gas | Large HPWH 4.3 COP Com (100+ gal) | Efficient | 2030 |  | 1 | Conventional | WaterHeat | Com - Warehouse | Com | ROB Only | 1 | 1000 sqft2 of floor space | 1000 sqft served | 13 | DEER:Indoor_CFL_Ltg | 13.1859 | 0 | -1.679 | SWWH028-05 | 9.4832 | 2026 | 3.3399 | 2026 | 4.2305 | -1.588 | SWWH028-05 | Com Large Gas Water Heaters - Panel Upgrade - ZEAS 2030 - Hot-Dry ¦ SCG ¦ Hot-Dry | Com Large Gas Water Heaters - Panel Upgrade - ZEAS 2030 - Hot-Dry | 0.098222 | 0.453 | 0 | CBSA 2019 | 3.1255 | 2032 | 1 | SWWH028-05
COM-WATERHEAT-FS-PU-21-ZEAS.61 | Com ¦ Com Heat Pump Water Heater (100+ Gal, 200+ kBtuh - 4.3 COP) - Fuel Sub - Panel Upgrade - ZEAS 2030 - Cold ¦ SCG ¦ Cold | Com ¦ Com Heat Pump Water Heater (100+ Gal, 200+ kBtuh - 4.3 COP) - Fuel Sub - Panel Upgrade - ZEAS 2030 - Cold | SCG ¦ Cold | SCG | All | Electric & Gas | Large HPWH 4.3 COP Com (100+ gal) | Efficient | 2030 |  | 1 | Conventional | WaterHeat | Com - College | Com | ROB Only | 1 | 1000 sqft2 of floor space | 1000 sqft served | 13 | DEER:Indoor_CFL_Ltg | 558.6581 | 0 | -66.6196 | SWWH028-05 | 329.5357 | 2026 | 116.059 | 2026 | 143.4887 | -55.1835 | SWWH028-05 | Com Large Gas Water Heaters - Panel Upgrade - ZEAS 2030 - Cold ¦ SCG ¦ Cold | Com Large Gas Water Heaters - Panel Upgrade - ZEAS 2030 - Cold | 0.17915 | 0.453 | 0 | CBSA 2019 | 177.5773 | 2032 | 1 | SWWH028-05
COM-WATERHEAT-FS-PU-21-ZEAS.62 | Com ¦ Com Heat Pump Water Heater (100+ Gal, 200+ kBtuh - 4.3 COP) - Fuel Sub - Panel Upgrade - ZEAS 2030 - Cold ¦ SCG ¦ Cold | Com ¦ Com Heat Pump Water Heater (100+ Gal, 200+ kBtuh - 4.3 COP) - Fuel Sub - Panel Upgrade - ZEAS 2030 - Cold | SCG ¦ Cold | SCG | All | Electric & Gas | Large HPWH 4.3 COP Com (100+ gal) | Efficient | 2030 |  | 1 | Conventional | WaterHeat | Com - Grocery | Com | ROB Only | 1 | 1000 sqft2 of floor space | 1000 sqft served | 13 | DEER:Indoor_CFL_Ltg | 725.0112 | 0 | -90.4493 | SWWH028-05 | 273.4497 | 2026 | 96.306 | 2026 | 121.9856 | -45.7914 | SWWH028-05 | Com Large Gas Water Heaters - Panel Upgrade - ZEAS 2030 - Cold ¦ SCG ¦ Cold | Com Large Gas Water Heaters - Panel Upgrade - ZEAS 2030 - Cold | 0.039805 | 0.453 | 0 | CBSA 2019 | 171.6112 | 2032 | 1 | SWWH028-05
COM-WATERHEAT-FS-PU-21-ZEAS.63 | Com ¦ Com Heat Pump Water Heater (100+ Gal, 200+ kBtuh - 4.3 COP) - Fuel Sub - Panel Upgrade - ZEAS 2030 - Cold ¦ SCG ¦ Cold | Com ¦ Com Heat Pump Water Heater (100+ Gal, 200+ kBtuh - 4.3 COP) - Fuel Sub - Panel Upgrade - ZEAS 2030 - Cold | SCG ¦ Cold | SCG | All | Electric & Gas | Large HPWH 4.3 COP Com (100+ gal) | Efficient | 2030 |  | 1 | Conventional | WaterHeat | Com - Health | Com | ROB Only | 1 | 1000 sqft2 of floor space | 1000 sqft served | 13 | DEER:Indoor_CFL_Ltg | 1485.8422 | 0 | -189.9612 | SWWH028-05 | 499.138 | 2026 | 175.7911 | 2026 | 209.8625 | -83.5848 | SWWH028-05 | Com Large Gas Water Heaters - Panel Upgrade - ZEAS 2030 - Cold ¦ SCG ¦ Cold | Com Large Gas Water Heaters - Panel Upgrade - ZEAS 2030 - Cold | 0.18279 | 0.453 | 0 | CBSA 2019 | 439.3323 | 2032 | 1 | SWWH028-05
COM-WATERHEAT-FS-PU-21-ZEAS.64 | Com ¦ Com Heat Pump Water Heater (100+ Gal, 200+ kBtuh - 4.3 COP) - Fuel Sub - Panel Upgrade - ZEAS 2030 - Cold ¦ SCG ¦ Cold | Com ¦ Com Heat Pump Water Heater (100+ Gal, 200+ kBtuh - 4.3 COP) - Fuel Sub - Panel Upgrade - ZEAS 2030 - Cold | SCG ¦ Cold | SCG | All | Electric & Gas | Large HPWH 4.3 COP Com (100+ gal) | Efficient | 2030 |  | 1 | Conventional | WaterHeat | Com - Lodging | Com | ROB Only | 1 | 1000 sqft2 of floor space | 1000 sqft served | 13 | DEER:Indoor_CFL_Ltg | 1162.449 | 0 | -145.8259 | SWWH028-05 | 314.0619 | 2026 | 110.6093 | 2026 | 130.3358 | -52.5923 | SWWH028-05 | Com Large Gas Water Heaters - Panel Upgrade - ZEAS 2030 - Cold ¦ SCG ¦ Cold | Com Large Gas Water Heaters - Panel Upgrade - ZEAS 2030 - Cold | 0.29635 | 0.453 | 0 | CBSA 2019 | 1257.2218 | 2032 | 1 | SWWH028-05
COM-WATERHEAT-FS-PU-21-ZEAS.65 | Com ¦ Com Heat Pump Water Heater (100+ Gal, 200+ kBtuh - 4.3 COP) - Fuel Sub - Panel Upgrade - ZEAS 2030 - Cold ¦ SCG ¦ Cold | Com ¦ Com Heat Pump Water Heater (100+ Gal, 200+ kBtuh - 4.3 COP) - Fuel Sub - Panel Upgrade - ZEAS 2030 - Cold | SCG ¦ Cold | SCG | All | Electric & Gas | Large HPWH 4.3 COP Com (100+ gal) | Efficient | 2030 |  | 1 | Conventional | WaterHeat | Com - Office (Large) | Com | ROB Only | 1 | 1000 sqft2 of floor space | 1000 sqft served | 13 | DEER:Indoor_CFL_Ltg | 157.6368 | 0 | -18.6419 | SWWH028-05 | 102.5436 | 2026 | 36.1148 | 2026 | 45.7446 | -17.1718 | SWWH028-05 | Com Large Gas Water Heaters - Panel Upgrade - ZEAS 2030 - Cold ¦ SCG ¦ Cold | Com Large Gas Water Heaters - Panel Upgrade - ZEAS 2030 - Cold | 0.04091 | 0.453 | 0 | CBSA 2019 | 68.0378 | 2032 | 1 | SWWH028-05
COM-WATERHEAT-FS-PU-21-ZEAS.66 | Com ¦ Com Heat Pump Water Heater (100+ Gal, 200+ kBtuh - 4.3 COP) - Fuel Sub - Panel Upgrade - ZEAS 2030 - Cold ¦ SCG ¦ Cold | Com ¦ Com Heat Pump Water Heater (100+ Gal, 200+ kBtuh - 4.3 COP) - Fuel Sub - Panel Upgrade - ZEAS 2030 - Cold | SCG ¦ Cold | SCG | All | Electric & Gas | Large HPWH 4.3 COP Com (100+ gal) | Efficient | 2030 |  | 1 | Conventional | WaterHeat | Com - Office (Small) | Com | ROB Only | 1 | 1000 sqft2 of floor space | 1000 sqft served | 13 | DEER:Indoor_CFL_Ltg | 147.8952 | 0 | -17.0921 | SWWH028-05 | 102.5436 | 2026 | 36.1148 | 2026 | 45.7446 | -17.1718 | SWWH028-05 | Com Large Gas Water Heaters - Panel Upgrade - ZEAS 2030 - Cold ¦ SCG ¦ Cold | Com Large Gas Water Heaters - Panel Upgrade - ZEAS 2030 - Cold | 0.04091 | 0.453 | 0 | CBSA 2019 | 27.0561 | 2032 | 1 | SWWH028-05
COM-WATERHEAT-FS-PU-21-ZEAS.67 | Com ¦ Com Heat Pump Water Heater (100+ Gal, 200+ kBtuh - 4.3 COP) - Fuel Sub - Panel Upgrade - ZEAS 2030 - Cold ¦ SCG ¦ Cold | Com ¦ Com Heat Pump Water Heater (100+ Gal, 200+ kBtuh - 4.3 COP) - Fuel Sub - Panel Upgrade - ZEAS 2030 - Cold | SCG ¦ Cold | SCG | All | Electric & Gas | Large HPWH 4.3 COP Com (100+ gal) | Efficient | 2030 |  | 1 | Conventional | WaterHeat | Com - Other | Com | ROB Only | 1 | 1000 sqft2 of floor space | 1000 sqft served | 13 | DEER:Indoor_CFL_Ltg | 1801.8012 | 0 | -219.3656 | SWWH028-05 | 848.0917 | 2026 | 298.6888 | 2026 | 378.3328 | -142.02 | SWWH028-05 | Com Large Gas Water Heaters - Panel Upgrade - ZEAS 2030 - Cold ¦ SCG ¦ Cold | Com Large Gas Water Heaters - Panel Upgrade - ZEAS 2030 - Cold | 0.16753 | 0.453 | 0 | CBSA 2019 | 794.7648 | 2032 | 1 | SWWH028-05
COM-WATERHEAT-FS-PU-21-ZEAS.68 | Com ¦ Com Heat Pump Water Heater (100+ Gal, 200+ kBtuh - 4.3 COP) - Fuel Sub - Panel Upgrade - ZEAS 2030 - Cold ¦ SCG ¦ Cold | Com ¦ Com Heat Pump Water Heater (100+ Gal, 200+ kBtuh - 4.3 COP) - Fuel Sub - Panel Upgrade - ZEAS 2030 - Cold | SCG ¦ Cold | SCG | All | Electric & Gas | Large HPWH 4.3 COP Com (100+ gal) | Efficient | 2030 |  | 1 | Conventional | WaterHeat | Com - Refrig. Warehouse | Com | ROB Only | 1 | 1000 sqft2 of floor space | 1000 sqft served | 13 | DEER:Indoor_CFL_Ltg | 159.2961 | 0 | -19.0828 | SWWH028-05 | 47.4162 | 2026 | 16.6995 | 2026 | 21.1523 | -7.9402 | SWWH028-05 | Com Large Gas Water Heaters - Panel Upgrade - ZEAS 2030 - Cold ¦ SCG ¦ Cold | Com Large Gas Water Heaters - Panel Upgrade - ZEAS 2030 - Cold | 0.095771 | 0.453 | 0 | CBSA 2019 | 11.4808 | 2032 | 1 | SWWH028-05
COM-WATERHEAT-FS-PU-21-ZEAS.69 | Com ¦ Com Heat Pump Water Heater (100+ Gal, 200+ kBtuh - 4.3 COP) - Fuel Sub - Panel Upgrade - ZEAS 2030 - Cold ¦ SCG ¦ Cold | Com ¦ Com Heat Pump Water Heater (100+ Gal, 200+ kBtuh - 4.3 COP) - Fuel Sub - Panel Upgrade - ZEAS 2030 - Cold | SCG ¦ Cold | SCG | All | Electric & Gas | Large HPWH 4.3 COP Com (100+ gal) | Efficient | 2030 |  | 1 | Conventional | WaterHeat | Com - Restaurant | Com | ROB Only | 1 | 1000 sqft2 of floor space | 1000 sqft served | 13 | DEER:Indoor_CFL_Ltg | 6107.7408 | 0 | -831.7604 | SWWH028-05 | 4442.1621 | 2026 | 1564.482 | 2026 | 1495.7222 | -743.8771 | SWWH028-05 | Com Large Gas Water Heaters - Panel Upgrade - ZEAS 2030 - Cold ¦ SCG ¦ Cold | Com Large Gas Water Heaters - Panel Upgrade - ZEAS 2030 - Cold | 0.047202 | 0.453 | 0 | CBSA 2019 | 516.3083 | 2032 | 1 | SWWH028-05
COM-WATERHEAT-FS-PU-21-ZEAS.70 | Com ¦ Com Heat Pump Water Heater (100+ Gal, 200+ kBtuh - 4.3 COP) - Fuel Sub - Panel Upgrade - ZEAS 2030 - Cold ¦ SCG ¦ Cold | Com ¦ Com Heat Pump Water Heater (100+ Gal, 200+ kBtuh - 4.3 COP) - Fuel Sub - Panel Upgrade - ZEAS 2030 - Cold | SCG ¦ Cold | SCG | All | Electric & Gas | Large HPWH 4.3 COP Com (100+ gal) | Efficient | 2030 |  | 1 | Conventional | WaterHeat | Com - Retail | Com | ROB Only | 1 | 1000 sqft2 of floor space | 1000 sqft served | 13 | DEER:Indoor_CFL_Ltg | 98.0348 | 0 | -12.2727 | SWWH028-05 | 63.5154 | 2026 | 22.3694 | 2026 | 14.2597 | -10.6362 | SWWH028-05 | Com Large Gas Water Heaters - Panel Upgrade - ZEAS 2030 - Cold ¦ SCG ¦ Cold | Com Large Gas Water Heaters - Panel Upgrade - ZEAS 2030 - Cold | 0.004808 | 0.453 | 0 | CBSA 2019 | 26.1996 | 2032 | 1 | SWWH028-05
COM-WATERHEAT-FS-PU-21-ZEAS.71 | Com ¦ Com Heat Pump Water Heater (100+ Gal, 200+ kBtuh - 4.3 COP) - Fuel Sub - Panel Upgrade - ZEAS 2030 - Cold ¦ SCG ¦ Cold | Com ¦ Com Heat Pump Water Heater (100+ Gal, 200+ kBtuh - 4.3 COP) - Fuel Sub - Panel Upgrade - ZEAS 2030 - Cold | SCG ¦ Cold | SCG | All | Electric & Gas | Large HPWH 4.3 COP Com (100+ gal) | Efficient | 2030 |  | 1 | Conventional | WaterHeat | Com - School | Com | ROB Only | 1 | 1000 sqft2 of floor space | 1000 sqft served | 13 | DEER:Indoor_CFL_Ltg | 595.0837 | 0 | -67.326 | SWWH028-05 | 523.2002 | 2026 | 184.2655 | 2026 | 218.6353 | -87.6142 | SWWH028-05 | Com Large Gas Water Heaters - Panel Upgrade - ZEAS 2030 - Cold ¦ SCG ¦ Cold | Com Large Gas Water Heaters - Panel Upgrade - ZEAS 2030 - Cold | 0.072836 | 0.453 | 0 | CBSA 2019 | 55.8444 | 2032 | 1 | SWWH028-05
COM-WATERHEAT-FS-PU-21-ZEAS.72 | Com ¦ Com Heat Pump Water Heater (100+ Gal, 200+ kBtuh - 4.3 COP) - Fuel Sub - Panel Upgrade - ZEAS 2030 - Cold ¦ SCG ¦ Cold | Com ¦ Com Heat Pump Water Heater (100+ Gal, 200+ kBtuh - 4.3 COP) - Fuel Sub - Panel Upgrade - ZEAS 2030 - Cold | SCG ¦ Cold | SCG | All | Electric & Gas | Large HPWH 4.3 COP Com (100+ gal) | Efficient | 2030 |  | 1 | Conventional | WaterHeat | Com - Warehouse | Com | ROB Only | 1 | 1000 sqft2 of floor space | 1000 sqft served | 13 | DEER:Indoor_CFL_Ltg | 18.7552 | 0 | -1.9738 | SWWH028-05 | 9.4832 | 2026 | 3.3399 | 2026 | 4.2305 | -1.588 | SWWH028-05 | Com Large Gas Water Heaters - Panel Upgrade - ZEAS 2030 - Cold ¦ SCG ¦ Cold | Com Large Gas Water Heaters - Panel Upgrade - ZEAS 2030 - Cold | 0.098222 | 0.453 | 0 | CBSA 2019 | 2.6991 | 2032 | 1 | SWWH028-05
COM-WATERHEAT-FS-PU-21-ZEAS.73 | Com ¦ Com Heat Pump Water Heater (100+ Gal, 200+ kBtuh - 4.3 COP) - Fuel Sub - Panel Upgrade - ZEAS 2030 - Marine ¦ SDG&E ¦ Marine | Com ¦ Com Heat Pump Water Heater (100+ Gal, 200+ kBtuh - 4.3 COP) - Fuel Sub - Panel Upgrade - ZEAS 2030 - Marine | SDG&E ¦ Marine | SDG&E | All | Electric & Gas | Large HPWH 4.3 COP Com (100+ gal) | Efficient | 2030 |  | 1 | Conventional | WaterHeat | Com - College | Com | ROB Only | 1 | 1000 sqft2 of floor space | 1000 sqft served | 13 | DEER:Indoor_CFL_Ltg | 419.5231 | 0 | -57.2888 | SWWH028-05 | 329.5357 | 2026 | 116.059 | 2026 | 143.4887 | -55.1835 | SWWH028-05 | Com Large Gas Water Heaters - Panel Upgrade - ZEAS 2030 - Marine ¦ SDG&E ¦ Marine | Com Large Gas Water Heaters - Panel Upgrade - ZEAS 2030 - Marine | 0.17915 | 0.453 | 0 | CBSA 2019 | 157.3026 | 2032 | 1 | SWWH028-05
COM-WATERHEAT-FS-PU-21-ZEAS.74 | Com ¦ Com Heat Pump Water Heater (100+ Gal, 200+ kBtuh - 4.3 COP) - Fuel Sub - Panel Upgrade - ZEAS 2030 - Marine ¦ SDG&E ¦ Marine | Com ¦ Com Heat Pump Water Heater (100+ Gal, 200+ kBtuh - 4.3 COP) - Fuel Sub - Panel Upgrade - ZEAS 2030 - Marine | SDG&E ¦ Marine | SDG&E | All | Electric & Gas | Large HPWH 4.3 COP Com (100+ gal) | Efficient | 2030 |  | 1 | Conventional | WaterHeat | Com - Grocery | Com | ROB Only | 1 | 1000 sqft2 of floor space | 1000 sqft served | 13 | DEER:Indoor_CFL_Ltg | 576.2304 | 0 | -78.169 | SWWH028-05 | 273.4497 | 2026 | 96.306 | 2026 | 121.9856 | -45.7914 | SWWH028-05 | Com Large Gas Water Heaters - Panel Upgrade - ZEAS 2030 - Marine ¦ SDG&E ¦ Marine | Com Large Gas Water Heaters - Panel Upgrade - ZEAS 2030 - Marine | 0.039805 | 0.453 | 0 | CBSA 2019 | 151.1434 | 2032 | 1 | SWWH028-05
COM-WATERHEAT-FS-PU-21-ZEAS.75 | Com ¦ Com Heat Pump Water Heater (100+ Gal, 200+ kBtuh - 4.3 COP) - Fuel Sub - Panel Upgrade - ZEAS 2030 - Marine ¦ SDG&E ¦ Marine | Com ¦ Com Heat Pump Water Heater (100+ Gal, 200+ kBtuh - 4.3 COP) - Fuel Sub - Panel Upgrade - ZEAS 2030 - Marine | SDG&E ¦ Marine | SDG&E | All | Electric & Gas | Large HPWH 4.3 COP Com (100+ gal) | Efficient | 2030 |  | 1 | Conventional | WaterHeat | Com - Health | Com | ROB Only | 1 | 1000 sqft2 of floor space | 1000 sqft served | 13 | DEER:Indoor_CFL_Ltg | 1191.0004 | 0 | -164.3242 | SWWH028-05 | 499.138 | 2026 | 175.7911 | 2026 | 209.8625 | -83.5848 | SWWH028-05 | Com Large Gas Water Heaters - Panel Upgrade - ZEAS 2030 - Marine ¦ SDG&E ¦ Marine | Com Large Gas Water Heaters - Panel Upgrade - ZEAS 2030 - Marine | 0.18279 | 0.453 | 0 | CBSA 2019 | 386.212 | 2032 | 1 | SWWH028-05
COM-WATERHEAT-FS-PU-21-ZEAS.76 | Com ¦ Com Heat Pump Water Heater (100+ Gal, 200+ kBtuh - 4.3 COP) - Fuel Sub - Panel Upgrade - ZEAS 2030 - Marine ¦ SDG&E ¦ Marine | Com ¦ Com Heat Pump Water Heater (100+ Gal, 200+ kBtuh - 4.3 COP) - Fuel Sub - Panel Upgrade - ZEAS 2030 - Marine | SDG&E ¦ Marine | SDG&E | All | Electric & Gas | Large HPWH 4.3 COP Com (100+ gal) | Efficient | 2030 |  | 1 | Conventional | WaterHeat | Com - Lodging | Com | ROB Only | 1 | 1000 sqft2 of floor space | 1000 sqft served | 13 | DEER:Indoor_CFL_Ltg | 935.5977 | 0 | -126.0627 | SWWH028-05 | 314.0619 | 2026 | 110.6093 | 2026 | 130.3358 | -52.5923 | SWWH028-05 | Com Large Gas Water Heaters - Panel Upgrade - ZEAS 2030 - Marine ¦ SDG&E ¦ Marine | Com Large Gas Water Heaters - Panel Upgrade - ZEAS 2030 - Marine | 0.29635 | 0.453 | 0 | CBSA 2019 | 1097.7646 | 2032 | 1 | SWWH028-05
COM-WATERHEAT-FS-PU-21-ZEAS.77 | Com ¦ Com Heat Pump Water Heater (100+ Gal, 200+ kBtuh - 4.3 COP) - Fuel Sub - Panel Upgrade - ZEAS 2030 - Marine ¦ SDG&E ¦ Marine | Com ¦ Com Heat Pump Water Heater (100+ Gal, 200+ kBtuh - 4.3 COP) - Fuel Sub - Panel Upgrade - ZEAS 2030 - Marine | SDG&E ¦ Marine | SDG&E | All | Electric & Gas | Large HPWH 4.3 COP Com (100+ gal) | Efficient | 2030 |  | 1 | Conventional | WaterHeat | Com - Office (Large) | Com | ROB Only | 1 | 1000 sqft2 of floor space | 1000 sqft served | 13 | DEER:Indoor_CFL_Ltg | 116.8992 | 0 | -16.1179 | SWWH028-05 | 102.5436 | 2026 | 36.1148 | 2026 | 45.7446 | -17.1718 | SWWH028-05 | Com Large Gas Water Heaters - Panel Upgrade - ZEAS 2030 - Marine ¦ SDG&E ¦ Marine | Com Large Gas Water Heaters - Panel Upgrade - ZEAS 2030 - Marine | 0.04091 | 0.453 | 0 | CBSA 2019 | 60.7549 | 2032 | 1 | SWWH028-05
COM-WATERHEAT-FS-PU-21-ZEAS.78 | Com ¦ Com Heat Pump Water Heater (100+ Gal, 200+ kBtuh - 4.3 COP) - Fuel Sub - Panel Upgrade - ZEAS 2030 - Marine ¦ SDG&E ¦ Marine | Com ¦ Com Heat Pump Water Heater (100+ Gal, 200+ kBtuh - 4.3 COP) - Fuel Sub - Panel Upgrade - ZEAS 2030 - Marine | SDG&E ¦ Marine | SDG&E | All | Electric & Gas | Large HPWH 4.3 COP Com (100+ gal) | Efficient | 2030 |  | 1 | Conventional | WaterHeat | Com - Office (Small) | Com | ROB Only | 1 | 1000 sqft2 of floor space | 1000 sqft served | 13 | DEER:Indoor_CFL_Ltg | 108.9288 | 0 | -14.8338 | SWWH028-05 | 102.5436 | 2026 | 36.1148 | 2026 | 45.7446 | -17.1718 | SWWH028-05 | Com Large Gas Water Heaters - Panel Upgrade - ZEAS 2030 - Marine ¦ SDG&E ¦ Marine | Com Large Gas Water Heaters - Panel Upgrade - ZEAS 2030 - Marine | 0.04091 | 0.453 | 0 | CBSA 2019 | 24.3719 | 2032 | 1 | SWWH028-05
COM-WATERHEAT-FS-PU-21-ZEAS.79 | Com ¦ Com Heat Pump Water Heater (100+ Gal, 200+ kBtuh - 4.3 COP) - Fuel Sub - Panel Upgrade - ZEAS 2030 - Marine ¦ SDG&E ¦ Marine | Com ¦ Com Heat Pump Water Heater (100+ Gal, 200+ kBtuh - 4.3 COP) - Fuel Sub - Panel Upgrade - ZEAS 2030 - Marine | SDG&E ¦ Marine | SDG&E | All | Electric & Gas | Large HPWH 4.3 COP Com (100+ gal) | Efficient | 2030 |  | 1 | Conventional | WaterHeat | Com - Other | Com | ROB Only | 1 | 1000 sqft2 of floor space | 1000 sqft served | 13 | DEER:Indoor_CFL_Ltg | 1435.5814 | 0 | -189.7018 | SWWH028-05 | 848.0917 | 2026 | 298.6888 | 2026 | 378.3328 | -142.02 | SWWH028-05 | Com Large Gas Water Heaters - Panel Upgrade - ZEAS 2030 - Marine ¦ SDG&E ¦ Marine | Com Large Gas Water Heaters - Panel Upgrade - ZEAS 2030 - Marine | 0.16753 | 0.453 | 0 | CBSA 2019 | 700.8273 | 2032 | 1 | SWWH028-05
COM-WATERHEAT-FS-PU-21-ZEAS.80 | Com ¦ Com Heat Pump Water Heater (100+ Gal, 200+ kBtuh - 4.3 COP) - Fuel Sub - Panel Upgrade - ZEAS 2030 - Marine ¦ SDG&E ¦ Marine | Com ¦ Com Heat Pump Water Heater (100+ Gal, 200+ kBtuh - 4.3 COP) - Fuel Sub - Panel Upgrade - ZEAS 2030 - Marine | SDG&E ¦ Marine | SDG&E | All | Electric & Gas | Large HPWH 4.3 COP Com (100+ gal) | Efficient | 2030 |  | 1 | Conventional | WaterHeat | Com - Refrig. Warehouse | Com | ROB Only | 1 | 1000 sqft2 of floor space | 1000 sqft served | 13 | DEER:Indoor_CFL_Ltg | 118.3459 | 0 | -16.5029 | SWWH028-05 | 47.4162 | 2026 | 16.6995 | 2026 | 21.1523 | -7.9402 | SWWH028-05 | Com Large Gas Water Heaters - Panel Upgrade - ZEAS 2030 - Marine ¦ SDG&E ¦ Marine | Com Large Gas Water Heaters - Panel Upgrade - ZEAS 2030 - Marine | 0.095771 | 0.453 | 0 | CBSA 2019 | 10.2756 | 2032 | 1 | SWWH028-05
COM-WATERHEAT-FS-PU-21-ZEAS.81 | Com ¦ Com Heat Pump Water Heater (100+ Gal, 200+ kBtuh - 4.3 COP) - Fuel Sub - Panel Upgrade - ZEAS 2030 - Marine ¦ SDG&E ¦ Marine | Com ¦ Com Heat Pump Water Heater (100+ Gal, 200+ kBtuh - 4.3 COP) - Fuel Sub - Panel Upgrade - ZEAS 2030 - Marine | SDG&E ¦ Marine | SDG&E | All | Electric & Gas | Large HPWH 4.3 COP Com (100+ gal) | Efficient | 2030 |  | 1 | Conventional | WaterHeat | Com - Restaurant | Com | ROB Only | 1 | 1000 sqft2 of floor space | 1000 sqft served | 13 | DEER:Indoor_CFL_Ltg | 4915.0702 | 0 | -719.2643 | SWWH028-05 | 4442.1621 | 2026 | 1564.482 | 2026 | 1495.7222 | -743.8771 | SWWH028-05 | Com Large Gas Water Heaters - Panel Upgrade - ZEAS 2030 - Marine ¦ SDG&E ¦ Marine | Com Large Gas Water Heaters - Panel Upgrade - ZEAS 2030 - Marine | 0.047202 | 0.453 | 0 | CBSA 2019 | 452.9921 | 2032 | 1 | SWWH028-05
COM-WATERHEAT-FS-PU-21-ZEAS.82 | Com ¦ Com Heat Pump Water Heater (100+ Gal, 200+ kBtuh - 4.3 COP) - Fuel Sub - Panel Upgrade - ZEAS 2030 - Marine ¦ SDG&E ¦ Marine | Com ¦ Com Heat Pump Water Heater (100+ Gal, 200+ kBtuh - 4.3 COP) - Fuel Sub - Panel Upgrade - ZEAS 2030 - Marine | SDG&E ¦ Marine | SDG&E | All | Electric & Gas | Large HPWH 4.3 COP Com (100+ gal) | Efficient | 2030 |  | 1 | Conventional | WaterHeat | Com - Retail | Com | ROB Only | 1 | 1000 sqft2 of floor space | 1000 sqft served | 13 | DEER:Indoor_CFL_Ltg | 78.5938 | 0 | -10.6228 | SWWH028-05 | 63.5154 | 2026 | 22.3694 | 2026 | 14.2597 | -10.6362 | SWWH028-05 | Com Large Gas Water Heaters - Panel Upgrade - ZEAS 2030 - Marine ¦ SDG&E ¦ Marine | Com Large Gas Water Heaters - Panel Upgrade - ZEAS 2030 - Marine | 0.004808 | 0.453 | 0 | CBSA 2019 | 24.8773 | 2032 | 1 | SWWH028-05
COM-WATERHEAT-FS-PU-21-ZEAS.83 | Com ¦ Com Heat Pump Water Heater (100+ Gal, 200+ kBtuh - 4.3 COP) - Fuel Sub - Panel Upgrade - ZEAS 2030 - Marine ¦ SDG&E ¦ Marine | Com ¦ Com Heat Pump Water Heater (100+ Gal, 200+ kBtuh - 4.3 COP) - Fuel Sub - Panel Upgrade - ZEAS 2030 - Marine | SDG&E ¦ Marine | SDG&E | All | Electric & Gas | Large HPWH 4.3 COP Com (100+ gal) | Efficient | 2030 |  | 1 | Conventional | WaterHeat | Com - School | Com | ROB Only | 1 | 1000 sqft2 of floor space | 1000 sqft served | 13 | DEER:Indoor_CFL_Ltg | 431.7019 | 0 | -58.0306 | SWWH028-05 | 523.2002 | 2026 | 184.2655 | 2026 | 218.6353 | -87.6142 | SWWH028-05 | Com Large Gas Water Heaters - Panel Upgrade - ZEAS 2030 - Marine ¦ SDG&E ¦ Marine | Com Large Gas Water Heaters - Panel Upgrade - ZEAS 2030 - Marine | 0.072836 | 0.453 | 0 | CBSA 2019 | 61.5068 | 2032 | 1 | SWWH028-05
COM-WATERHEAT-FS-PU-21-ZEAS.84 | Com ¦ Com Heat Pump Water Heater (100+ Gal, 200+ kBtuh - 4.3 COP) - Fuel Sub - Panel Upgrade - ZEAS 2030 - Marine ¦ SDG&E ¦ Marine | Com ¦ Com Heat Pump Water Heater (100+ Gal, 200+ kBtuh - 4.3 COP) - Fuel Sub - Panel Upgrade - ZEAS 2030 - Marine | SDG&E ¦ Marine | SDG&E | All | Electric & Gas | Large HPWH 4.3 COP Com (100+ gal) | Efficient | 2030 |  | 1 | Conventional | WaterHeat | Com - Warehouse | Com | ROB Only | 1 | 1000 sqft2 of floor space | 1000 sqft served | 13 | DEER:Indoor_CFL_Ltg | 13.0221 | 0 | -1.7117 | SWWH028-05 | 9.4832 | 2026 | 3.3399 | 2026 | 4.2305 | -1.588 | SWWH028-05 | Com Large Gas Water Heaters - Panel Upgrade - ZEAS 2030 - Marine ¦ SDG&E ¦ Marine | Com Large Gas Water Heaters - Panel Upgrade - ZEAS 2030 - Marine | 0.098222 | 0.453 | 0 | CBSA 2019 | 3.3126 | 2032 | 1 | SWWH028-05
COM-WATERHEAT-FS-PU-21-ZEAS.85 | Com ¦ Com Heat Pump Water Heater (100+ Gal, 200+ kBtuh - 4.3 COP) - Fuel Sub - Panel Upgrade - ZEAS 2030 - Hot-Dry ¦ SDG&E ¦ Hot-Dry | Com ¦ Com Heat Pump Water Heater (100+ Gal, 200+ kBtuh - 4.3 COP) - Fuel Sub - Panel Upgrade - ZEAS 2030 - Hot-Dry | SDG&E ¦ Hot-Dry | SDG&E | All | Electric & Gas | Large HPWH 4.3 COP Com (100+ gal) | Efficient | 2030 |  | 1 | Conventional | WaterHeat | Com - College | Com | ROB Only | 1 | 1000 sqft2 of floor space | 1000 sqft served | 13 | DEER:Indoor_CFL_Ltg | 419.5231 | 0 | -57.2888 | SWWH028-05 | 329.5357 | 2026 | 116.059 | 2026 | 143.4887 | -55.1835 | SWWH028-05 | Com Large Gas Water Heaters - Panel Upgrade - ZEAS 2030 - Hot-Dry ¦ SDG&E ¦ Hot-Dry | Com Large Gas Water Heaters - Panel Upgrade - ZEAS 2030 - Hot-Dry | 0.17915 | 0.453 | 0 | CBSA 2019 | 157.3026 | 2032 | 1 | SWWH028-05
COM-WATERHEAT-FS-PU-21-ZEAS.86 | Com ¦ Com Heat Pump Water Heater (100+ Gal, 200+ kBtuh - 4.3 COP) - Fuel Sub - Panel Upgrade - ZEAS 2030 - Hot-Dry ¦ SDG&E ¦ Hot-Dry | Com ¦ Com Heat Pump Water Heater (100+ Gal, 200+ kBtuh - 4.3 COP) - Fuel Sub - Panel Upgrade - ZEAS 2030 - Hot-Dry | SDG&E ¦ Hot-Dry | SDG&E | All | Electric & Gas | Large HPWH 4.3 COP Com (100+ gal) | Efficient | 2030 |  | 1 | Conventional | WaterHeat | Com - Grocery | Com | ROB Only | 1 | 1000 sqft2 of floor space | 1000 sqft served | 13 | DEER:Indoor_CFL_Ltg | 576.2304 | 0 | -78.0509 | SWWH028-05 | 273.4497 | 2026 | 96.306 | 2026 | 121.9856 | -45.7914 | SWWH028-05 | Com Large Gas Water Heaters - Panel Upgrade - ZEAS 2030 - Hot-Dry ¦ SDG&E ¦ Hot-Dry | Com Large Gas Water Heaters - Panel Upgrade - ZEAS 2030 - Hot-Dry | 0.039805 | 0.453 | 0 | CBSA 2019 | 150.8661 | 2032 | 1 | SWWH028-05
COM-WATERHEAT-FS-PU-21-ZEAS.87 | Com ¦ Com Heat Pump Water Heater (100+ Gal, 200+ kBtuh - 4.3 COP) - Fuel Sub - Panel Upgrade - ZEAS 2030 - Hot-Dry ¦ SDG&E ¦ Hot-Dry | Com ¦ Com Heat Pump Water Heater (100+ Gal, 200+ kBtuh - 4.3 COP) - Fuel Sub - Panel Upgrade - ZEAS 2030 - Hot-Dry | SDG&E ¦ Hot-Dry | SDG&E | All | Electric & Gas | Large HPWH 4.3 COP Com (100+ gal) | Efficient | 2030 |  | 1 | Conventional | WaterHeat | Com - Health | Com | ROB Only | 1 | 1000 sqft2 of floor space | 1000 sqft served | 13 | DEER:Indoor_CFL_Ltg | 1186.6897 | 0 | -163.8931 | SWWH028-05 | 499.138 | 2026 | 175.7911 | 2026 | 209.8625 | -83.5848 | SWWH028-05 | Com Large Gas Water Heaters - Panel Upgrade - ZEAS 2030 - Hot-Dry ¦ SDG&E ¦ Hot-Dry | Com Large Gas Water Heaters - Panel Upgrade - ZEAS 2030 - Hot-Dry | 0.18279 | 0.453 | 0 | CBSA 2019 | 385.2765 | 2032 | 1 | SWWH028-05
COM-WATERHEAT-FS-PU-21-ZEAS.88 | Com ¦ Com Heat Pump Water Heater (100+ Gal, 200+ kBtuh - 4.3 COP) - Fuel Sub - Panel Upgrade - ZEAS 2030 - Hot-Dry ¦ SDG&E ¦ Hot-Dry | Com ¦ Com Heat Pump Water Heater (100+ Gal, 200+ kBtuh - 4.3 COP) - Fuel Sub - Panel Upgrade - ZEAS 2030 - Hot-Dry | SDG&E ¦ Hot-Dry | SDG&E | All | Electric & Gas | Large HPWH 4.3 COP Com (100+ gal) | Efficient | 2030 |  | 1 | Conventional | WaterHeat | Com - Lodging | Com | ROB Only | 1 | 1000 sqft2 of floor space | 1000 sqft served | 13 | DEER:Indoor_CFL_Ltg | 932.9675 | 0 | -125.6641 | SWWH028-05 | 314.0619 | 2026 | 110.6093 | 2026 | 130.3358 | -52.5923 | SWWH028-05 | Com Large Gas Water Heaters - Panel Upgrade - ZEAS 2030 - Hot-Dry ¦ SDG&E ¦ Hot-Dry | Com Large Gas Water Heaters - Panel Upgrade - ZEAS 2030 - Hot-Dry | 0.29635 | 0.453 | 0 | CBSA 2019 | 1094.2415 | 2032 | 1 | SWWH028-05
COM-WATERHEAT-FS-PU-21-ZEAS.89 | Com ¦ Com Heat Pump Water Heater (100+ Gal, 200+ kBtuh - 4.3 COP) - Fuel Sub - Panel Upgrade - ZEAS 2030 - Hot-Dry ¦ SDG&E ¦ Hot-Dry | Com ¦ Com Heat Pump Water Heater (100+ Gal, 200+ kBtuh - 4.3 COP) - Fuel Sub - Panel Upgrade - ZEAS 2030 - Hot-Dry | SDG&E ¦ Hot-Dry | SDG&E | All | Electric & Gas | Large HPWH 4.3 COP Com (100+ gal) | Efficient | 2030 |  | 1 | Conventional | WaterHeat | Com - Office (Large) | Com | ROB Only | 1 | 1000 sqft2 of floor space | 1000 sqft served | 13 | DEER:Indoor_CFL_Ltg | 116.8992 | 0 | -16.1179 | SWWH028-05 | 102.5436 | 2026 | 36.1148 | 2026 | 45.7446 | -17.1718 | SWWH028-05 | Com Large Gas Water Heaters - Panel Upgrade - ZEAS 2030 - Hot-Dry ¦ SDG&E ¦ Hot-Dry | Com Large Gas Water Heaters - Panel Upgrade - ZEAS 2030 - Hot-Dry | 0.04091 | 0.453 | 0 | CBSA 2019 | 60.7549 | 2032 | 1 | SWWH028-05
COM-WATERHEAT-FS-PU-21-ZEAS.90 | Com ¦ Com Heat Pump Water Heater (100+ Gal, 200+ kBtuh - 4.3 COP) - Fuel Sub - Panel Upgrade - ZEAS 2030 - Hot-Dry ¦ SDG&E ¦ Hot-Dry | Com ¦ Com Heat Pump Water Heater (100+ Gal, 200+ kBtuh - 4.3 COP) - Fuel Sub - Panel Upgrade - ZEAS 2030 - Hot-Dry | SDG&E ¦ Hot-Dry | SDG&E | All | Electric & Gas | Large HPWH 4.3 COP Com (100+ gal) | Efficient | 2030 |  | 1 | Conventional | WaterHeat | Com - Office (Small) | Com | ROB Only | 1 | 1000 sqft2 of floor space | 1000 sqft served | 13 | DEER:Indoor_CFL_Ltg | 108.9288 | 0 | -14.7895 | SWWH028-05 | 102.5436 | 2026 | 36.1148 | 2026 | 45.7446 | -17.1718 | SWWH028-05 | Com Large Gas Water Heaters - Panel Upgrade - ZEAS 2030 - Hot-Dry ¦ SDG&E ¦ Hot-Dry | Com Large Gas Water Heaters - Panel Upgrade - ZEAS 2030 - Hot-Dry | 0.04091 | 0.453 | 0 | CBSA 2019 | 24.2843 | 2032 | 1 | SWWH028-05
COM-WATERHEAT-FS-PU-21-ZEAS.91 | Com ¦ Com Heat Pump Water Heater (100+ Gal, 200+ kBtuh - 4.3 COP) - Fuel Sub - Panel Upgrade - ZEAS 2030 - Hot-Dry ¦ SDG&E ¦ Hot-Dry | Com ¦ Com Heat Pump Water Heater (100+ Gal, 200+ kBtuh - 4.3 COP) - Fuel Sub - Panel Upgrade - ZEAS 2030 - Hot-Dry | SDG&E ¦ Hot-Dry | SDG&E | All | Electric & Gas | Large HPWH 4.3 COP Com (100+ gal) | Efficient | 2030 |  | 1 | Conventional | WaterHeat | Com - Other | Com | ROB Only | 1 | 1000 sqft2 of floor space | 1000 sqft served | 13 | DEER:Indoor_CFL_Ltg | 1435.5814 | 0 | -188.9694 | SWWH028-05 | 848.0917 | 2026 | 298.6888 | 2026 | 378.3328 | -142.02 | SWWH028-05 | Com Large Gas Water Heaters - Panel Upgrade - ZEAS 2030 - Hot-Dry ¦ SDG&E ¦ Hot-Dry | Com Large Gas Water Heaters - Panel Upgrade - ZEAS 2030 - Hot-Dry | 0.16753 | 0.453 | 0 | CBSA 2019 | 697.5093 | 2032 | 1 | SWWH028-05
COM-WATERHEAT-FS-PU-21-ZEAS.92 | Com ¦ Com Heat Pump Water Heater (100+ Gal, 200+ kBtuh - 4.3 COP) - Fuel Sub - Panel Upgrade - ZEAS 2030 - Hot-Dry ¦ SDG&E ¦ Hot-Dry | Com ¦ Com Heat Pump Water Heater (100+ Gal, 200+ kBtuh - 4.3 COP) - Fuel Sub - Panel Upgrade - ZEAS 2030 - Hot-Dry | SDG&E ¦ Hot-Dry | SDG&E | All | Electric & Gas | Large HPWH 4.3 COP Com (100+ gal) | Efficient | 2030 |  | 1 | Conventional | WaterHeat | Com - Refrig. Warehouse | Com | ROB Only | 1 | 1000 sqft2 of floor space | 1000 sqft served | 13 | DEER:Indoor_CFL_Ltg | 117.9364 | 0 | -16.4415 | SWWH028-05 | 47.4162 | 2026 | 16.6995 | 2026 | 21.1523 | -7.9402 | SWWH028-05 | Com Large Gas Water Heaters - Panel Upgrade - ZEAS 2030 - Hot-Dry ¦ SDG&E ¦ Hot-Dry | Com Large Gas Water Heaters - Panel Upgrade - ZEAS 2030 - Hot-Dry | 0.095771 | 0.453 | 0 | CBSA 2019 | 10.2368 | 2032 | 1 | SWWH028-05
COM-WATERHEAT-FS-PU-21-ZEAS.93 | Com ¦ Com Heat Pump Water Heater (100+ Gal, 200+ kBtuh - 4.3 COP) - Fuel Sub - Panel Upgrade - ZEAS 2030 - Hot-Dry ¦ SDG&E ¦ Hot-Dry | Com ¦ Com Heat Pump Water Heater (100+ Gal, 200+ kBtuh - 4.3 COP) - Fuel Sub - Panel Upgrade - ZEAS 2030 - Hot-Dry | SDG&E ¦ Hot-Dry | SDG&E | All | Electric & Gas | Large HPWH 4.3 COP Com (100+ gal) | Efficient | 2030 |  | 1 | Conventional | WaterHeat | Com - Restaurant | Com | ROB Only | 1 | 1000 sqft2 of floor space | 1000 sqft served | 13 | DEER:Indoor_CFL_Ltg | 4876.7063 | 0 | -717.3462 | SWWH028-05 | 4442.1621 | 2026 | 1564.482 | 2026 | 1495.7222 | -743.8771 | SWWH028-05 | Com Large Gas Water Heaters - Panel Upgrade - ZEAS 2030 - Hot-Dry ¦ SDG&E ¦ Hot-Dry | Com Large Gas Water Heaters - Panel Upgrade - ZEAS 2030 - Hot-Dry | 0.047202 | 0.453 | 0 | CBSA 2019 | 452.2329 | 2032 | 1 | SWWH028-05
COM-WATERHEAT-FS-PU-21-ZEAS.94 | Com ¦ Com Heat Pump Water Heater (100+ Gal, 200+ kBtuh - 4.3 COP) - Fuel Sub - Panel Upgrade - ZEAS 2030 - Hot-Dry ¦ SDG&E ¦ Hot-Dry | Com ¦ Com Heat Pump Water Heater (100+ Gal, 200+ kBtuh - 4.3 COP) - Fuel Sub - Panel Upgrade - ZEAS 2030 - Hot-Dry | SDG&E ¦ Hot-Dry | SDG&E | All | Electric & Gas | Large HPWH 4.3 COP Com (100+ gal) | Efficient | 2030 |  | 1 | Conventional | WaterHeat | Com - Retail | Com | ROB Only | 1 | 1000 sqft2 of floor space | 1000 sqft served | 13 | DEER:Indoor_CFL_Ltg | 78.5286 | 0 | -10.6149 | SWWH028-05 | 63.5154 | 2026 | 22.3694 | 2026 | 14.2597 | -10.6362 | SWWH028-05 | Com Large Gas Water Heaters - Panel Upgrade - ZEAS 2030 - Hot-Dry ¦ SDG&E ¦ Hot-Dry | Com Large Gas Water Heaters - Panel Upgrade - ZEAS 2030 - Hot-Dry | 0.004808 | 0.453 | 0 | CBSA 2019 | 24.8608 | 2032 | 1 | SWWH028-05
COM-WATERHEAT-FS-PU-21-ZEAS.95 | Com ¦ Com Heat Pump Water Heater (100+ Gal, 200+ kBtuh - 4.3 COP) - Fuel Sub - Panel Upgrade - ZEAS 2030 - Hot-Dry ¦ SDG&E ¦ Hot-Dry | Com ¦ Com Heat Pump Water Heater (100+ Gal, 200+ kBtuh - 4.3 COP) - Fuel Sub - Panel Upgrade - ZEAS 2030 - Hot-Dry | SDG&E ¦ Hot-Dry | SDG&E | All | Electric & Gas | Large HPWH 4.3 COP Com (100+ gal) | Efficient | 2030 |  | 1 | Conventional | WaterHeat | Com - School | Com | ROB Only | 1 | 1000 sqft2 of floor space | 1000 sqft served | 13 | DEER:Indoor_CFL_Ltg | 430.2813 | 0 | -57.8046 | SWWH028-05 | 523.2002 | 2026 | 184.2655 | 2026 | 218.6353 | -87.6142 | SWWH028-05 | Com Large Gas Water Heaters - Panel Upgrade - ZEAS 2030 - Hot-Dry ¦ SDG&E ¦ Hot-Dry | Com Large Gas Water Heaters - Panel Upgrade - ZEAS 2030 - Hot-Dry | 0.072836 | 0.453 | 0 | CBSA 2019 | 61.2245 | 2032 | 1 | SWWH028-05
COM-WATERHEAT-FS-PU-21-ZEAS.96 | Com ¦ Com Heat Pump Water Heater (100+ Gal, 200+ kBtuh - 4.3 COP) - Fuel Sub - Panel Upgrade - ZEAS 2030 - Hot-Dry ¦ SDG&E ¦ Hot-Dry | Com ¦ Com Heat Pump Water Heater (100+ Gal, 200+ kBtuh - 4.3 COP) - Fuel Sub - Panel Upgrade - ZEAS 2030 - Hot-Dry | SDG&E ¦ Hot-Dry | SDG&E | All | Electric & Gas | Large HPWH 4.3 COP Com (100+ gal) | Efficient | 2030 |  | 1 | Conventional | WaterHeat | Com - Warehouse | Com | ROB Only | 1 | 1000 sqft2 of floor space | 1000 sqft served | 13 | DEER:Indoor_CFL_Ltg | 13.0221 | 0 | -1.7076 | SWWH028-05 | 9.4832 | 2026 | 3.3399 | 2026 | 4.2305 | -1.588 | SWWH028-05 | Com Large Gas Water Heaters - Panel Upgrade - ZEAS 2030 - Hot-Dry ¦ SDG&E ¦ Hot-Dry | Com Large Gas Water Heaters - Panel Upgrade - ZEAS 2030 - Hot-Dry | 0.098222 | 0.453 | 0 | CBSA 2019 | 3.2954 | 2032 | 1 | SWWH028-05
COM-WATERHEAT-20-ZEAS.1 | Com ¦ Code Gas Water Heating Boiler (0.81 UEF) - ZEAS 2030 - Marine ¦ PG&E ¦ Marine | Com ¦ Code Gas Water Heating Boiler (0.81 UEF) - ZEAS 2030 - Marine | PG&E ¦ Marine | PG&E | All | Gas | Small/med. commercial HW boiler < 200 kBtu/hr, 0.81 UEF | Average Existing and Code |  | 2030 | 1 | Conventional | WaterHeat | Com - College | Com | ROB and NEW | 0 | 1000 sqft2 of floor space | Cap-kBTUh | 20 | DEER:Indoor_CFL_Ltg | 0.055392 | 6.1617e-06 | 2.478 | SWWH005-07 | 5.59 | 2022 | 2.41 | 2022 | 0 | 0 | SWWH005-07 | Com Gas Water Heating Boilers - ZEAS 2030 - Marine ¦ PG&E ¦ Marine | Com Gas Water Heating Boilers - ZEAS 2030 - Marine | 2.028 | 1 | 0.64753 | CBSA 2014 | -8.1782 | 2012 | 0.6 | SWWH005-07
COM-WATERHEAT-20-ZEAS.2 | Com ¦ Code Gas Water Heating Boiler (0.81 UEF) - ZEAS 2030 - Marine ¦ PG&E ¦ Marine | Com ¦ Code Gas Water Heating Boiler (0.81 UEF) - ZEAS 2030 - Marine | PG&E ¦ Marine | PG&E | All | Gas | Small/med. commercial HW boiler < 200 kBtu/hr, 0.81 UEF | Average Existing and Code |  | 2030 | 1 | Conventional | WaterHeat | Com - Grocery | Com | ROB and NEW | 0 | 1000 sqft2 of floor space | Cap-kBTUh | 20 | DEER:Indoor_CFL_Ltg | 0.0906 | 1.77e-05 | 4.05 | SWWH005-07 | 5.59 | 2022 | 2.41 | 2022 | 0 | 0 | SWWH005-07 | Com Gas Water Heating Boilers - ZEAS 2030 - Marine ¦ PG&E ¦ Marine | Com Gas Water Heating Boilers - ZEAS 2030 - Marine | 0.25893 | 1 | 0.64753 | CBSA 2014 | -9.5153 | 2012 | 0.6 | SWWH005-07
COM-WATERHEAT-20-ZEAS.3 | Com ¦ Code Gas Water Heating Boiler (0.81 UEF) - ZEAS 2030 - Marine ¦ PG&E ¦ Marine | Com ¦ Code Gas Water Heating Boiler (0.81 UEF) - ZEAS 2030 - Marine | PG&E ¦ Marine | PG&E | All | Gas | Small/med. commercial HW boiler < 200 kBtu/hr, 0.81 UEF | Average Existing and Code |  | 2030 | 1 | Conventional | WaterHeat | Com - Health | Com | ROB and NEW | 0 | 1000 sqft2 of floor space | Cap-kBTUh | 20 | DEER:Indoor_CFL_Ltg | 0.10592 | 1.3559e-05 | 4.7288 | SWWH005-07 | 5.59 | 2022 | 2.41 | 2022 | 0 | 0 | SWWH005-07 | Com Gas Water Heating Boilers - ZEAS 2030 - Marine ¦ PG&E ¦ Marine | Com Gas Water Heating Boilers - ZEAS 2030 - Marine | 2.3999 | 1 | 0.64753 | CBSA 2014 | -13.3639 | 2012 | 0.6 | SWWH005-07
COM-WATERHEAT-20-ZEAS.4 | Com ¦ Code Gas Water Heating Boiler (0.81 UEF) - ZEAS 2030 - Marine ¦ PG&E ¦ Marine | Com ¦ Code Gas Water Heating Boiler (0.81 UEF) - ZEAS 2030 - Marine | PG&E ¦ Marine | PG&E | All | Gas | Small/med. commercial HW boiler < 200 kBtu/hr, 0.81 UEF | Average Existing and Code |  | 2030 | 1 | Conventional | WaterHeat | Com - Lodging | Com | ROB and NEW | 0 | 1000 sqft2 of floor space | Cap-kBTUh | 20 | DEER:Indoor_CFL_Ltg | 0.12487 | 1.6006e-05 | 5.5714 | SWWH005-07 | 5.59 | 2022 | 2.41 | 2022 | 0 | 0 | SWWH005-07 | Com Gas Water Heating Boilers - ZEAS 2030 - Marine ¦ PG&E ¦ Marine | Com Gas Water Heating Boilers - ZEAS 2030 - Marine | 14.3568 | 1 | 0.64753 | CBSA 2014 | -55.0564 | 2012 | 0.6 | SWWH005-07
COM-WATERHEAT-20-ZEAS.5 | Com ¦ Code Gas Water Heating Boiler (0.81 UEF) - ZEAS 2030 - Marine ¦ PG&E ¦ Marine | Com ¦ Code Gas Water Heating Boiler (0.81 UEF) - ZEAS 2030 - Marine | PG&E ¦ Marine | PG&E | All | Gas | Small/med. commercial HW boiler < 200 kBtu/hr, 0.81 UEF | Average Existing and Code |  | 2030 | 1 | Conventional | WaterHeat | Com - Office (Large) | Com | ROB and NEW | 0 | 1000 sqft2 of floor space | Cap-kBTUh | 20 | DEER:Indoor_CFL_Ltg | 0.0492 | 2.54e-06 | 2.21 | SWWH005-07 | 5.59 | 2022 | 2.41 | 2022 | 0 | 0 | SWWH005-07 | Com Gas Water Heating Boilers - ZEAS 2030 - Marine ¦ PG&E ¦ Marine | Com Gas Water Heating Boilers - ZEAS 2030 - Marine | 1.3124 | 1 | 0.64753 | CBSA 2014 | -9.9293 | 2012 | 0.6 | SWWH005-07
COM-WATERHEAT-20-ZEAS.6 | Com ¦ Code Gas Water Heating Boiler (0.81 UEF) - ZEAS 2030 - Marine ¦ PG&E ¦ Marine | Com ¦ Code Gas Water Heating Boiler (0.81 UEF) - ZEAS 2030 - Marine | PG&E ¦ Marine | PG&E | All | Gas | Small/med. commercial HW boiler < 200 kBtu/hr, 0.81 UEF | Average Existing and Code |  | 2030 | 1 | Conventional | WaterHeat | Com - Office (Small) | Com | ROB and NEW | 0 | 1000 sqft2 of floor space | Cap-kBTUh | 20 | DEER:Indoor_CFL_Ltg | 0.0452 | 3.94e-07 | 2.03 | SWWH005-07 | 5.59 | 2022 | 2.41 | 2022 | 0 | 0 | SWWH005-07 | Com Gas Water Heating Boilers - ZEAS 2030 - Marine ¦ PG&E ¦ Marine | Com Gas Water Heating Boilers - ZEAS 2030 - Marine | 0 | 1 | 0 | CBSA 2014 | -4.0208 | 2012 | 0.6 | SWWH005-07
COM-WATERHEAT-20-ZEAS.7 | Com ¦ Code Gas Water Heating Boiler (0.81 UEF) - ZEAS 2030 - Marine ¦ PG&E ¦ Marine | Com ¦ Code Gas Water Heating Boiler (0.81 UEF) - ZEAS 2030 - Marine | PG&E ¦ Marine | PG&E | All | Gas | Small/med. commercial HW boiler < 200 kBtu/hr, 0.81 UEF | Average Existing and Code |  | 2030 | 1 | Conventional | WaterHeat | Com - Other | Com | ROB and NEW | 0 | 1000 sqft2 of floor space | Cap-kBTUh | 20 | DEER:Indoor_CFL_Ltg | 0.0706 | 1.12e-05 | 3.16 | SWWH005-07 | 5.59 | 2022 | 2.41 | 2022 | 0 | 0 | SWWH005-07 | Com Gas Water Heating Boilers - ZEAS 2030 - Marine ¦ PG&E ¦ Marine | Com Gas Water Heating Boilers - ZEAS 2030 - Marine | 0.79996 | 1 | 0.64753 | CBSA 2014 | -14.3226 | 2012 | 0.6 | SWWH005-07
COM-WATERHEAT-20-ZEAS.8 | Com ¦ Code Gas Water Heating Boiler (0.81 UEF) - ZEAS 2030 - Marine ¦ PG&E ¦ Marine | Com ¦ Code Gas Water Heating Boiler (0.81 UEF) - ZEAS 2030 - Marine | PG&E ¦ Marine | PG&E | All | Gas | Small/med. commercial HW boiler < 200 kBtu/hr, 0.81 UEF | Average Existing and Code |  | 2030 | 1 | Conventional | WaterHeat | Com - Refrig. Warehouse | Com | ROB and NEW | 0 | 1000 sqft2 of floor space | Cap-kBTUh | 20 | DEER:Indoor_CFL_Ltg | 0.11 | 9.53e-06 | 4.94 | SWWH005-07 | 5.59 | 2022 | 2.41 | 2022 | 0 | 0 | SWWH005-07 | Com Gas Water Heating Boilers - ZEAS 2030 - Marine ¦ PG&E ¦ Marine | Com Gas Water Heating Boilers - ZEAS 2030 - Marine | 0.075958 | 1 | 0.64753 | CBSA 2014 | -3.7109 | 2012 | 0.6 | SWWH005-07
COM-WATERHEAT-20-ZEAS.9 | Com ¦ Code Gas Water Heating Boiler (0.81 UEF) - ZEAS 2030 - Marine ¦ PG&E ¦ Marine | Com ¦ Code Gas Water Heating Boiler (0.81 UEF) - ZEAS 2030 - Marine | PG&E ¦ Marine | PG&E | All | Gas | Small/med. commercial HW boiler < 200 kBtu/hr, 0.81 UEF | Average Existing and Code |  | 2030 | 1 | Conventional | WaterHeat | Com - Restaurant | Com | ROB and NEW | 0 | 1000 sqft2 of floor space | Cap-kBTUh | 20 | DEER:Indoor_CFL_Ltg | 0.0502 | 9.9049e-06 | 2.245 | SWWH005-07 | 5.59 | 2022 | 2.41 | 2022 | 0 | 0 | SWWH005-07 | Com Gas Water Heating Boilers - ZEAS 2030 - Marine ¦ PG&E ¦ Marine | Com Gas Water Heating Boilers - ZEAS 2030 - Marine | 1.7816 | 1 | 0.64753 | CBSA 2014 | -1.6874 | 2012 | 0.6 | SWWH005-07
COM-WATERHEAT-20-ZEAS.10 | Com ¦ Code Gas Water Heating Boiler (0.81 UEF) - ZEAS 2030 - Marine ¦ PG&E ¦ Marine | Com ¦ Code Gas Water Heating Boiler (0.81 UEF) - ZEAS 2030 - Marine | PG&E ¦ Marine | PG&E | All | Gas | Small/med. commercial HW boiler < 200 kBtu/hr, 0.81 UEF | Average Existing and Code |  | 2030 | 1 | Conventional | WaterHeat | Com - Retail | Com | ROB and NEW | 0 | 1000 sqft2 of floor space | Cap-kBTUh | 20 | DEER:Indoor_CFL_Ltg | 0.056335 | 9.9178e-06 | 2.5207 | SWWH005-07 | 5.59 | 2022 | 2.41 | 2022 | 0 | 0 | SWWH005-07 | Com Gas Water Heating Boilers - ZEAS 2030 - Marine ¦ PG&E ¦ Marine | Com Gas Water Heating Boilers - ZEAS 2030 - Marine | 0 | 1 | 0 | CBSA 2014 | -12.4751 | 2012 | 0.6 | SWWH005-07
COM-WATERHEAT-20-ZEAS.11 | Com ¦ Code Gas Water Heating Boiler (0.81 UEF) - ZEAS 2030 - Marine ¦ PG&E ¦ Marine | Com ¦ Code Gas Water Heating Boiler (0.81 UEF) - ZEAS 2030 - Marine | PG&E ¦ Marine | PG&E | All | Gas | Small/med. commercial HW boiler < 200 kBtu/hr, 0.81 UEF | Average Existing and Code |  | 2030 | 1 | Conventional | WaterHeat | Com - School | Com | ROB and NEW | 0 | 1000 sqft2 of floor space | Cap-kBTUh | 20 | DEER:Indoor_CFL_Ltg | 0.0342 | 0 | 1.53 | SWWH005-07 | 5.59 | 2022 | 2.41 | 2022 | 0 | 0 | SWWH005-07 | Com Gas Water Heating Boilers - ZEAS 2030 - Marine ¦ PG&E ¦ Marine | Com Gas Water Heating Boilers - ZEAS 2030 - Marine | 2.028 | 1 | 0.64753 | CBSA 2014 | -3.5013 | 2012 | 0.6 | SWWH005-07
COM-WATERHEAT-20-ZEAS.12 | Com ¦ Code Gas Water Heating Boiler (0.81 UEF) - ZEAS 2030 - Marine ¦ PG&E ¦ Marine | Com ¦ Code Gas Water Heating Boiler (0.81 UEF) - ZEAS 2030 - Marine | PG&E ¦ Marine | PG&E | All | Gas | Small/med. commercial HW boiler < 200 kBtu/hr, 0.81 UEF | Average Existing and Code |  | 2030 | 1 | Conventional | WaterHeat | Com - Warehouse | Com | ROB and NEW | 0 | 1000 sqft2 of floor space | Cap-kBTUh | 20 | DEER:Indoor_CFL_Ltg | 0.0566 | 1.96e-06 | 2.53 | SWWH005-07 | 5.59 | 2022 | 2.41 | 2022 | 0 | 0 | SWWH005-07 | Com Gas Water Heating Boilers - ZEAS 2030 - Marine ¦ PG&E ¦ Marine | Com Gas Water Heating Boilers - ZEAS 2030 - Marine | 0.075958 | 1 | 0.64753 | CBSA 2014 | -10.6821 | 2012 | 0.6 | SWWH005-07
COM-WATERHEAT-20-ZEAS.13 | Com ¦ Code Gas Water Heating Boiler (0.81 UEF) - ZEAS 2030 - Hot-Dry ¦ PG&E ¦ Hot-Dry | Com ¦ Code Gas Water Heating Boiler (0.81 UEF) - ZEAS 2030 - Hot-Dry | PG&E ¦ Hot-Dry | PG&E | All | Gas | Small/med. commercial HW boiler < 200 kBtu/hr, 0.81 UEF | Average Existing and Code |  | 2030 | 1 | Conventional | WaterHeat | Com - College | Com | ROB and NEW | 0 | 1000 sqft2 of floor space | Cap-kBTUh | 20 | DEER:Indoor_CFL_Ltg | 0.052814 | 5.4992e-06 | 2.3629 | SWWH005-07 | 5.59 | 2022 | 2.41 | 2022 | 0 | 0 | SWWH005-07 | Com Gas Water Heating Boilers - ZEAS 2030 - Hot-Dry ¦ PG&E ¦ Hot-Dry | Com Gas Water Heating Boilers - ZEAS 2030 - Hot-Dry | 2.028 | 1 | 0.64753 | CBSA 2014 | -7.7983 | 2012 | 0.6 | SWWH005-07
COM-WATERHEAT-20-ZEAS.14 | Com ¦ Code Gas Water Heating Boiler (0.81 UEF) - ZEAS 2030 - Hot-Dry ¦ PG&E ¦ Hot-Dry | Com ¦ Code Gas Water Heating Boiler (0.81 UEF) - ZEAS 2030 - Hot-Dry | PG&E ¦ Hot-Dry | PG&E | All | Gas | Small/med. commercial HW boiler < 200 kBtu/hr, 0.81 UEF | Average Existing and Code |  | 2030 | 1 | Conventional | WaterHeat | Com - Grocery | Com | ROB and NEW | 0 | 1000 sqft2 of floor space | Cap-kBTUh | 20 | DEER:Indoor_CFL_Ltg | 0.0862 | 1.57e-05 | 3.86 | SWWH005-07 | 5.59 | 2022 | 2.41 | 2022 | 0 | 0 | SWWH005-07 | Com Gas Water Heating Boilers - ZEAS 2030 - Hot-Dry ¦ PG&E ¦ Hot-Dry | Com Gas Water Heating Boilers - ZEAS 2030 - Hot-Dry | 0.25893 | 1 | 0.64753 | CBSA 2014 | -9.0689 | 2012 | 0.6 | SWWH005-07
COM-WATERHEAT-20-ZEAS.15 | Com ¦ Code Gas Water Heating Boiler (0.81 UEF) - ZEAS 2030 - Hot-Dry ¦ PG&E ¦ Hot-Dry | Com ¦ Code Gas Water Heating Boiler (0.81 UEF) - ZEAS 2030 - Hot-Dry | PG&E ¦ Hot-Dry | PG&E | All | Gas | Small/med. commercial HW boiler < 200 kBtu/hr, 0.81 UEF | Average Existing and Code |  | 2030 | 1 | Conventional | WaterHeat | Com - Health | Com | ROB and NEW | 0 | 1000 sqft2 of floor space | Cap-kBTUh | 20 | DEER:Indoor_CFL_Ltg | 0.10092 | 1.2085e-05 | 4.4979 | SWWH005-07 | 5.59 | 2022 | 2.41 | 2022 | 0 | 0 | SWWH005-07 | Com Gas Water Heating Boilers - ZEAS 2030 - Hot-Dry ¦ PG&E ¦ Hot-Dry | Com Gas Water Heating Boilers - ZEAS 2030 - Hot-Dry | 2.3999 | 1 | 0.64753 | CBSA 2014 | -12.7113 | 2012 | 0.6 | SWWH005-07
COM-WATERHEAT-20-ZEAS.16 | Com ¦ Code Gas Water Heating Boiler (0.81 UEF) - ZEAS 2030 - Hot-Dry ¦ PG&E ¦ Hot-Dry | Com ¦ Code Gas Water Heating Boiler (0.81 UEF) - ZEAS 2030 - Hot-Dry | PG&E ¦ Hot-Dry | PG&E | All | Gas | Small/med. commercial HW boiler < 200 kBtu/hr, 0.81 UEF | Average Existing and Code |  | 2030 | 1 | Conventional | WaterHeat | Com - Lodging | Com | ROB and NEW | 0 | 1000 sqft2 of floor space | Cap-kBTUh | 20 | DEER:Indoor_CFL_Ltg | 0.11817 | 1.4353e-05 | 5.303 | SWWH005-07 | 5.59 | 2022 | 2.41 | 2022 | 0 | 0 | SWWH005-07 | Com Gas Water Heating Boilers - ZEAS 2030 - Hot-Dry ¦ PG&E ¦ Hot-Dry | Com Gas Water Heating Boilers - ZEAS 2030 - Hot-Dry | 14.3568 | 1 | 0.64753 | CBSA 2014 | -52.4038 | 2012 | 0.6 | SWWH005-07
COM-WATERHEAT-20-ZEAS.17 | Com ¦ Code Gas Water Heating Boiler (0.81 UEF) - ZEAS 2030 - Hot-Dry ¦ PG&E ¦ Hot-Dry | Com ¦ Code Gas Water Heating Boiler (0.81 UEF) - ZEAS 2030 - Hot-Dry | PG&E ¦ Hot-Dry | PG&E | All | Gas | Small/med. commercial HW boiler < 200 kBtu/hr, 0.81 UEF | Average Existing and Code |  | 2030 | 1 | Conventional | WaterHeat | Com - Office (Large) | Com | ROB and NEW | 0 | 1000 sqft2 of floor space | Cap-kBTUh | 20 | DEER:Indoor_CFL_Ltg | 0.0468 | 2.27e-06 | 2.09 | SWWH005-07 | 5.59 | 2022 | 2.41 | 2022 | 0 | 0 | SWWH005-07 | Com Gas Water Heating Boilers - ZEAS 2030 - Hot-Dry ¦ PG&E ¦ Hot-Dry | Com Gas Water Heating Boilers - ZEAS 2030 - Hot-Dry | 1.3124 | 1 | 0.64753 | CBSA 2014 | -9.3902 | 2012 | 0.6 | SWWH005-07
COM-WATERHEAT-20-ZEAS.18 | Com ¦ Code Gas Water Heating Boiler (0.81 UEF) - ZEAS 2030 - Hot-Dry ¦ PG&E ¦ Hot-Dry | Com ¦ Code Gas Water Heating Boiler (0.81 UEF) - ZEAS 2030 - Hot-Dry | PG&E ¦ Hot-Dry | PG&E | All | Gas | Small/med. commercial HW boiler < 200 kBtu/hr, 0.81 UEF | Average Existing and Code |  | 2030 | 1 | Conventional | WaterHeat | Com - Office (Small) | Com | ROB and NEW | 0 | 1000 sqft2 of floor space | Cap-kBTUh | 20 | DEER:Indoor_CFL_Ltg | 0.0429 | 3.46e-07 | 1.92 | SWWH005-07 | 5.59 | 2022 | 2.41 | 2022 | 0 | 0 | SWWH005-07 | Com Gas Water Heating Boilers - ZEAS 2030 - Hot-Dry ¦ PG&E ¦ Hot-Dry | Com Gas Water Heating Boilers - ZEAS 2030 - Hot-Dry | 0 | 1 | 0 | CBSA 2014 | -3.8029 | 2012 | 0.6 | SWWH005-07
COM-WATERHEAT-20-ZEAS.19 | Com ¦ Code Gas Water Heating Boiler (0.81 UEF) - ZEAS 2030 - Hot-Dry ¦ PG&E ¦ Hot-Dry | Com ¦ Code Gas Water Heating Boiler (0.81 UEF) - ZEAS 2030 - Hot-Dry | PG&E ¦ Hot-Dry | PG&E | All | Gas | Small/med. commercial HW boiler < 200 kBtu/hr, 0.81 UEF | Average Existing and Code |  | 2030 | 1 | Conventional | WaterHeat | Com - Other | Com | ROB and NEW | 0 | 1000 sqft2 of floor space | Cap-kBTUh | 20 | DEER:Indoor_CFL_Ltg | 0.0671 | 9.98e-06 | 3 | SWWH005-07 | 5.59 | 2022 | 2.41 | 2022 | 0 | 0 | SWWH005-07 | Com Gas Water Heating Boilers - ZEAS 2030 - Hot-Dry ¦ PG&E ¦ Hot-Dry | Com Gas Water Heating Boilers - ZEAS 2030 - Hot-Dry | 0.79996 | 1 | 0.64753 | CBSA 2014 | -13.5974 | 2012 | 0.6 | SWWH005-07
COM-WATERHEAT-20-ZEAS.20 | Com ¦ Code Gas Water Heating Boiler (0.81 UEF) - ZEAS 2030 - Hot-Dry ¦ PG&E ¦ Hot-Dry | Com ¦ Code Gas Water Heating Boiler (0.81 UEF) - ZEAS 2030 - Hot-Dry | PG&E ¦ Hot-Dry | PG&E | All | Gas | Small/med. commercial HW boiler < 200 kBtu/hr, 0.81 UEF | Average Existing and Code |  | 2030 | 1 | Conventional | WaterHeat | Com - Refrig. Warehouse | Com | ROB and NEW | 0 | 1000 sqft2 of floor space | Cap-kBTUh | 20 | DEER:Indoor_CFL_Ltg | 0.105 | 8.51e-06 | 4.69 | SWWH005-07 | 5.59 | 2022 | 2.41 | 2022 | 0 | 0 | SWWH005-07 | Com Gas Water Heating Boilers - ZEAS 2030 - Hot-Dry ¦ PG&E ¦ Hot-Dry | Com Gas Water Heating Boilers - ZEAS 2030 - Hot-Dry | 0.075958 | 1 | 0.64753 | CBSA 2014 | -3.5231 | 2012 | 0.6 | SWWH005-07
COM-WATERHEAT-20-ZEAS.21 | Com ¦ Code Gas Water Heating Boiler (0.81 UEF) - ZEAS 2030 - Hot-Dry ¦ PG&E ¦ Hot-Dry | Com ¦ Code Gas Water Heating Boiler (0.81 UEF) - ZEAS 2030 - Hot-Dry | PG&E ¦ Hot-Dry | PG&E | All | Gas | Small/med. commercial HW boiler < 200 kBtu/hr, 0.81 UEF | Average Existing and Code |  | 2030 | 1 | Conventional | WaterHeat | Com - Restaurant | Com | ROB and NEW | 0 | 1000 sqft2 of floor space | Cap-kBTUh | 20 | DEER:Indoor_CFL_Ltg | 0.04775 | 8.7849e-06 | 2.1375 | SWWH005-07 | 5.59 | 2022 | 2.41 | 2022 | 0 | 0 | SWWH005-07 | Com Gas Water Heating Boilers - ZEAS 2030 - Hot-Dry ¦ PG&E ¦ Hot-Dry | Com Gas Water Heating Boilers - ZEAS 2030 - Hot-Dry | 1.7816 | 1 | 0.64753 | CBSA 2014 | -1.6066 | 2012 | 0.6 | SWWH005-07
COM-WATERHEAT-20-ZEAS.22 | Com ¦ Code Gas Water Heating Boiler (0.81 UEF) - ZEAS 2030 - Hot-Dry ¦ PG&E ¦ Hot-Dry | Com ¦ Code Gas Water Heating Boiler (0.81 UEF) - ZEAS 2030 - Hot-Dry | PG&E ¦ Hot-Dry | PG&E | All | Gas | Small/med. commercial HW boiler < 200 kBtu/hr, 0.81 UEF | Average Existing and Code |  | 2030 | 1 | Conventional | WaterHeat | Com - Retail | Com | ROB and NEW | 0 | 1000 sqft2 of floor space | Cap-kBTUh | 20 | DEER:Indoor_CFL_Ltg | 0.053589 | 8.8725e-06 | 2.3974 | SWWH005-07 | 5.59 | 2022 | 2.41 | 2022 | 0 | 0 | SWWH005-07 | Com Gas Water Heating Boilers - ZEAS 2030 - Hot-Dry ¦ PG&E ¦ Hot-Dry | Com Gas Water Heating Boilers - ZEAS 2030 - Hot-Dry | 0 | 1 | 0 | CBSA 2014 | -11.8648 | 2012 | 0.6 | SWWH005-07
COM-WATERHEAT-20-ZEAS.23 | Com ¦ Code Gas Water Heating Boiler (0.81 UEF) - ZEAS 2030 - Hot-Dry ¦ PG&E ¦ Hot-Dry | Com ¦ Code Gas Water Heating Boiler (0.81 UEF) - ZEAS 2030 - Hot-Dry | PG&E ¦ Hot-Dry | PG&E | All | Gas | Small/med. commercial HW boiler < 200 kBtu/hr, 0.81 UEF | Average Existing and Code |  | 2030 | 1 | Conventional | WaterHeat | Com - School | Com | ROB and NEW | 0 | 1000 sqft2 of floor space | Cap-kBTUh | 20 | DEER:Indoor_CFL_Ltg | 0.0328 | 0 | 1.47 | SWWH005-07 | 5.59 | 2022 | 2.41 | 2022 | 0 | 0 | SWWH005-07 | Com Gas Water Heating Boilers - ZEAS 2030 - Hot-Dry ¦ PG&E ¦ Hot-Dry | Com Gas Water Heating Boilers - ZEAS 2030 - Hot-Dry | 2.028 | 1 | 0.64753 | CBSA 2014 | -3.364 | 2012 | 0.6 | SWWH005-07
COM-WATERHEAT-20-ZEAS.24 | Com ¦ Code Gas Water Heating Boiler (0.81 UEF) - ZEAS 2030 - Hot-Dry ¦ PG&E ¦ Hot-Dry | Com ¦ Code Gas Water Heating Boiler (0.81 UEF) - ZEAS 2030 - Hot-Dry | PG&E ¦ Hot-Dry | PG&E | All | Gas | Small/med. commercial HW boiler < 200 kBtu/hr, 0.81 UEF | Average Existing and Code |  | 2030 | 1 | Conventional | WaterHeat | Com - Warehouse | Com | ROB and NEW | 0 | 1000 sqft2 of floor space | Cap-kBTUh | 20 | DEER:Indoor_CFL_Ltg | 0.0539 | 1.75e-06 | 2.41 | SWWH005-07 | 5.59 | 2022 | 2.41 | 2022 | 0 | 0 | SWWH005-07 | Com Gas Water Heating Boilers - ZEAS 2030 - Hot-Dry ¦ PG&E ¦ Hot-Dry | Com Gas Water Heating Boilers - ZEAS 2030 - Hot-Dry | 0.075958 | 1 | 0.64753 | CBSA 2014 | -10.1754 | 2012 | 0.6 | SWWH005-07
COM-WATERHEAT-20-ZEAS.25 | Com ¦ Code Gas Water Heating Boiler (0.81 UEF) - ZEAS 2030 - Cold ¦ PG&E ¦ Cold | Com ¦ Code Gas Water Heating Boiler (0.81 UEF) - ZEAS 2030 - Cold | PG&E ¦ Cold | PG&E | All | Gas | Small/med. commercial HW boiler < 200 kBtu/hr, 0.81 UEF | Average Existing and Code |  | 2030 | 1 | Conventional | WaterHeat | Com - College | Com | ROB and NEW | 0 | 1000 sqft2 of floor space | Cap-kBTUh | 20 | DEER:Indoor_CFL_Ltg | 0.059322 | 6.2317e-06 | 2.6507 | SWWH005-07 | 5.59 | 2022 | 2.41 | 2022 | 0 | 0 | SWWH005-07 | Com Gas Water Heating Boilers - ZEAS 2030 - Cold ¦ PG&E ¦ Cold | Com Gas Water Heating Boilers - ZEAS 2030 - Cold | 2.028 | 1 | 0.64753 | CBSA 2014 | -8.7482 | 2012 | 0.6 | SWWH005-07
COM-WATERHEAT-20-ZEAS.26 | Com ¦ Code Gas Water Heating Boiler (0.81 UEF) - ZEAS 2030 - Cold ¦ PG&E ¦ Cold | Com ¦ Code Gas Water Heating Boiler (0.81 UEF) - ZEAS 2030 - Cold | PG&E ¦ Cold | PG&E | All | Gas | Small/med. commercial HW boiler < 200 kBtu/hr, 0.81 UEF | Average Existing and Code |  | 2030 | 1 | Conventional | WaterHeat | Com - Grocery | Com | ROB and NEW | 0 | 1000 sqft2 of floor space | Cap-kBTUh | 20 | DEER:Indoor_CFL_Ltg | 0.097 | 1.79e-05 | 4.33 | SWWH005-07 | 5.59 | 2022 | 2.41 | 2022 | 0 | 0 | SWWH005-07 | Com Gas Water Heating Boilers - ZEAS 2030 - Cold ¦ PG&E ¦ Cold | Com Gas Water Heating Boilers - ZEAS 2030 - Cold | 0.25893 | 1 | 0.64753 | CBSA 2014 | -10.1731 | 2012 | 0.6 | SWWH005-07
COM-WATERHEAT-20-ZEAS.27 | Com ¦ Code Gas Water Heating Boiler (0.81 UEF) - ZEAS 2030 - Cold ¦ PG&E ¦ Cold | Com ¦ Code Gas Water Heating Boiler (0.81 UEF) - ZEAS 2030 - Cold | PG&E ¦ Cold | PG&E | All | Gas | Small/med. commercial HW boiler < 200 kBtu/hr, 0.81 UEF | Average Existing and Code |  | 2030 | 1 | Conventional | WaterHeat | Com - Health | Com | ROB and NEW | 0 | 1000 sqft2 of floor space | Cap-kBTUh | 20 | DEER:Indoor_CFL_Ltg | 0.11301 | 1.3709e-05 | 5.0552 | SWWH005-07 | 5.59 | 2022 | 2.41 | 2022 | 0 | 0 | SWWH005-07 | Com Gas Water Heating Boilers - ZEAS 2030 - Cold ¦ PG&E ¦ Cold | Com Gas Water Heating Boilers - ZEAS 2030 - Cold | 2.3999 | 1 | 0.64753 | CBSA 2014 | -14.2864 | 2012 | 0.6 | SWWH005-07
COM-WATERHEAT-20-ZEAS.28 | Com ¦ Code Gas Water Heating Boiler (0.81 UEF) - ZEAS 2030 - Cold ¦ PG&E ¦ Cold | Com ¦ Code Gas Water Heating Boiler (0.81 UEF) - ZEAS 2030 - Cold | PG&E ¦ Cold | PG&E | All | Gas | Small/med. commercial HW boiler < 200 kBtu/hr, 0.81 UEF | Average Existing and Code |  | 2030 | 1 | Conventional | WaterHeat | Com - Lodging | Com | ROB and NEW | 0 | 1000 sqft2 of floor space | Cap-kBTUh | 20 | DEER:Indoor_CFL_Ltg | 0.13259 | 1.6206e-05 | 5.946 | SWWH005-07 | 5.59 | 2022 | 2.41 | 2022 | 0 | 0 | SWWH005-07 | Com Gas Water Heating Boilers - ZEAS 2030 - Cold ¦ PG&E ¦ Cold | Com Gas Water Heating Boilers - ZEAS 2030 - Cold | 14.3568 | 1 | 0.64753 | CBSA 2014 | -58.7576 | 2012 | 0.6 | SWWH005-07
COM-WATERHEAT-20-ZEAS.29 | Com ¦ Code Gas Water Heating Boiler (0.81 UEF) - ZEAS 2030 - Cold ¦ PG&E ¦ Cold | Com ¦ Code Gas Water Heating Boiler (0.81 UEF) - ZEAS 2030 - Cold | PG&E ¦ Cold | PG&E | All | Gas | Small/med. commercial HW boiler < 200 kBtu/hr, 0.81 UEF | Average Existing and Code |  | 2030 | 1 | Conventional | WaterHeat | Com - Office (Large) | Com | ROB and NEW | 0 | 1000 sqft2 of floor space | Cap-kBTUh | 20 | DEER:Indoor_CFL_Ltg | 0.0526 | 2.57e-06 | 2.35 | SWWH005-07 | 5.59 | 2022 | 2.41 | 2022 | 0 | 0 | SWWH005-07 | Com Gas Water Heating Boilers - ZEAS 2030 - Cold ¦ PG&E ¦ Cold | Com Gas Water Heating Boilers - ZEAS 2030 - Cold | 1.3124 | 1 | 0.64753 | CBSA 2014 | -10.5584 | 2012 | 0.6 | SWWH005-07
COM-WATERHEAT-20-ZEAS.30 | Com ¦ Code Gas Water Heating Boiler (0.81 UEF) - ZEAS 2030 - Cold ¦ PG&E ¦ Cold | Com ¦ Code Gas Water Heating Boiler (0.81 UEF) - ZEAS 2030 - Cold | PG&E ¦ Cold | PG&E | All | Gas | Small/med. commercial HW boiler < 200 kBtu/hr, 0.81 UEF | Average Existing and Code |  | 2030 | 1 | Conventional | WaterHeat | Com - Office (Small) | Com | ROB and NEW | 0 | 1000 sqft2 of floor space | Cap-kBTUh | 20 | DEER:Indoor_CFL_Ltg | 0.0482 | 3.94e-07 | 2.16 | SWWH005-07 | 5.59 | 2022 | 2.41 | 2022 | 0 | 0 | SWWH005-07 | Com Gas Water Heating Boilers - ZEAS 2030 - Cold ¦ PG&E ¦ Cold | Com Gas Water Heating Boilers - ZEAS 2030 - Cold | 0 | 1 | 0 | CBSA 2014 | -4.2783 | 2012 | 0.6 | SWWH005-07
COM-WATERHEAT-20-ZEAS.31 | Com ¦ Code Gas Water Heating Boiler (0.81 UEF) - ZEAS 2030 - Cold ¦ PG&E ¦ Cold | Com ¦ Code Gas Water Heating Boiler (0.81 UEF) - ZEAS 2030 - Cold | PG&E ¦ Cold | PG&E | All | Gas | Small/med. commercial HW boiler < 200 kBtu/hr, 0.81 UEF | Average Existing and Code |  | 2030 | 1 | Conventional | WaterHeat | Com - Other | Com | ROB and NEW | 0 | 1000 sqft2 of floor space | Cap-kBTUh | 20 | DEER:Indoor_CFL_Ltg | 0.0754 | 1.13e-05 | 3.37 | SWWH005-07 | 5.59 | 2022 | 2.41 | 2022 | 0 | 0 | SWWH005-07 | Com Gas Water Heating Boilers - ZEAS 2030 - Cold ¦ PG&E ¦ Cold | Com Gas Water Heating Boilers - ZEAS 2030 - Cold | 0.79996 | 1 | 0.64753 | CBSA 2014 | -15.2744 | 2012 | 0.6 | SWWH005-07
COM-WATERHEAT-20-ZEAS.32 | Com ¦ Code Gas Water Heating Boiler (0.81 UEF) - ZEAS 2030 - Cold ¦ PG&E ¦ Cold | Com ¦ Code Gas Water Heating Boiler (0.81 UEF) - ZEAS 2030 - Cold | PG&E ¦ Cold | PG&E | All | Gas | Small/med. commercial HW boiler < 200 kBtu/hr, 0.81 UEF | Average Existing and Code |  | 2030 | 1 | Conventional | WaterHeat | Com - Refrig. Warehouse | Com | ROB and NEW | 0 | 1000 sqft2 of floor space | Cap-kBTUh | 20 | DEER:Indoor_CFL_Ltg | 0.118 | 9.6e-06 | 5.28 | SWWH005-07 | 5.59 | 2022 | 2.41 | 2022 | 0 | 0 | SWWH005-07 | Com Gas Water Heating Boilers - ZEAS 2030 - Cold ¦ PG&E ¦ Cold | Com Gas Water Heating Boilers - ZEAS 2030 - Cold | 0.075958 | 1 | 0.64753 | CBSA 2014 | -3.9663 | 2012 | 0.6 | SWWH005-07
COM-WATERHEAT-20-ZEAS.33 | Com ¦ Code Gas Water Heating Boiler (0.81 UEF) - ZEAS 2030 - Cold ¦ PG&E ¦ Cold | Com ¦ Code Gas Water Heating Boiler (0.81 UEF) - ZEAS 2030 - Cold | PG&E ¦ Cold | PG&E | All | Gas | Small/med. commercial HW boiler < 200 kBtu/hr, 0.81 UEF | Average Existing and Code |  | 2030 | 1 | Conventional | WaterHeat | Com - Restaurant | Com | ROB and NEW | 0 | 1000 sqft2 of floor space | Cap-kBTUh | 20 | DEER:Indoor_CFL_Ltg | 0.053575 | 1.0002e-05 | 2.4 | SWWH005-07 | 5.59 | 2022 | 2.41 | 2022 | 0 | 0 | SWWH005-07 | Com Gas Water Heating Boilers - ZEAS 2030 - Cold ¦ PG&E ¦ Cold | Com Gas Water Heating Boilers - ZEAS 2030 - Cold | 1.7816 | 1 | 0.64753 | CBSA 2014 | -1.8039 | 2012 | 0.6 | SWWH005-07
COM-WATERHEAT-20-ZEAS.34 | Com ¦ Code Gas Water Heating Boiler (0.81 UEF) - ZEAS 2030 - Cold ¦ PG&E ¦ Cold | Com ¦ Code Gas Water Heating Boiler (0.81 UEF) - ZEAS 2030 - Cold | PG&E ¦ Cold | PG&E | All | Gas | Small/med. commercial HW boiler < 200 kBtu/hr, 0.81 UEF | Average Existing and Code |  | 2030 | 1 | Conventional | WaterHeat | Com - Retail | Com | ROB and NEW | 0 | 1000 sqft2 of floor space | Cap-kBTUh | 20 | DEER:Indoor_CFL_Ltg | 0.060152 | 1.0047e-05 | 2.6911 | SWWH005-07 | 5.59 | 2022 | 2.41 | 2022 | 0 | 0 | SWWH005-07 | Com Gas Water Heating Boilers - ZEAS 2030 - Cold ¦ PG&E ¦ Cold | Com Gas Water Heating Boilers - ZEAS 2030 - Cold | 0 | 1 | 0 | CBSA 2014 | -13.3182 | 2012 | 0.6 | SWWH005-07
COM-WATERHEAT-20-ZEAS.35 | Com ¦ Code Gas Water Heating Boiler (0.81 UEF) - ZEAS 2030 - Cold ¦ PG&E ¦ Cold | Com ¦ Code Gas Water Heating Boiler (0.81 UEF) - ZEAS 2030 - Cold | PG&E ¦ Cold | PG&E | All | Gas | Small/med. commercial HW boiler < 200 kBtu/hr, 0.81 UEF | Average Existing and Code |  | 2030 | 1 | Conventional | WaterHeat | Com - School | Com | ROB and NEW | 0 | 1000 sqft2 of floor space | Cap-kBTUh | 20 | DEER:Indoor_CFL_Ltg | 0.0369 | 0 | 1.65 | SWWH005-07 | 5.59 | 2022 | 2.41 | 2022 | 0 | 0 | SWWH005-07 | Com Gas Water Heating Boilers - ZEAS 2030 - Cold ¦ PG&E ¦ Cold | Com Gas Water Heating Boilers - ZEAS 2030 - Cold | 2.028 | 1 | 0.64753 | CBSA 2014 | -3.7759 | 2012 | 0.6 | SWWH005-07
COM-WATERHEAT-20-ZEAS.36 | Com ¦ Code Gas Water Heating Boiler (0.81 UEF) - ZEAS 2030 - Cold ¦ PG&E ¦ Cold | Com ¦ Code Gas Water Heating Boiler (0.81 UEF) - ZEAS 2030 - Cold | PG&E ¦ Cold | PG&E | All | Gas | Small/med. commercial HW boiler < 200 kBtu/hr, 0.81 UEF | Average Existing and Code |  | 2030 | 1 | Conventional | WaterHeat | Com - Warehouse | Com | ROB and NEW | 0 | 1000 sqft2 of floor space | Cap-kBTUh | 20 | DEER:Indoor_CFL_Ltg | 0.0605 | 1.98e-06 | 2.71 | SWWH005-07 | 5.59 | 2022 | 2.41 | 2022 | 0 | 0 | SWWH005-07 | Com Gas Water Heating Boilers - ZEAS 2030 - Cold ¦ PG&E ¦ Cold | Com Gas Water Heating Boilers - ZEAS 2030 - Cold | 0.075958 | 1 | 0.64753 | CBSA 2014 | -11.4421 | 2012 | 0.6 | SWWH005-07
COM-WATERHEAT-20-ZEAS.37 | Com ¦ Code Gas Water Heating Boiler (0.81 UEF) - ZEAS 2030 - Marine ¦ SCG ¦ Marine | Com ¦ Code Gas Water Heating Boiler (0.81 UEF) - ZEAS 2030 - Marine | SCG ¦ Marine | SCG | All | Gas | Small/med. commercial HW boiler < 200 kBtu/hr, 0.81 UEF | Average Existing and Code |  | 2030 | 1 | Conventional | WaterHeat | Com - College | Com | ROB and NEW | 0 | 1000 sqft2 of floor space | Cap-kBTUh | 20 | DEER:Indoor_CFL_Ltg | 0.051087 | 1.3017e-05 | 2.2853 | SWWH005-07 | 5.59 | 2022 | 2.41 | 2022 | 0 | 0 | SWWH005-07 | Com Gas Water Heating Boilers - ZEAS 2030 - Marine ¦ SCG ¦ Marine | Com Gas Water Heating Boilers - ZEAS 2030 - Marine | 2.028 | 1 | 0.64753 | CBSA 2014 | -7.5423 | 2012 | 0.6 | SWWH005-07
COM-WATERHEAT-20-ZEAS.38 | Com ¦ Code Gas Water Heating Boiler (0.81 UEF) - ZEAS 2030 - Marine ¦ SCG ¦ Marine | Com ¦ Code Gas Water Heating Boiler (0.81 UEF) - ZEAS 2030 - Marine | SCG ¦ Marine | SCG | All | Gas | Small/med. commercial HW boiler < 200 kBtu/hr, 0.81 UEF | Average Existing and Code |  | 2030 | 1 | Conventional | WaterHeat | Com - Grocery | Com | ROB and NEW | 0 | 1000 sqft2 of floor space | Cap-kBTUh | 20 | DEER:Indoor_CFL_Ltg | 0.0835 | 1.57e-05 | 3.73 | SWWH005-07 | 5.59 | 2022 | 2.41 | 2022 | 0 | 0 | SWWH005-07 | Com Gas Water Heating Boilers - ZEAS 2030 - Marine ¦ SCG ¦ Marine | Com Gas Water Heating Boilers - ZEAS 2030 - Marine | 0.25893 | 1 | 0.64753 | CBSA 2014 | -8.7634 | 2012 | 0.6 | SWWH005-07
COM-WATERHEAT-20-ZEAS.39 | Com ¦ Code Gas Water Heating Boiler (0.81 UEF) - ZEAS 2030 - Marine ¦ SCG ¦ Marine | Com ¦ Code Gas Water Heating Boiler (0.81 UEF) - ZEAS 2030 - Marine | SCG ¦ Marine | SCG | All | Gas | Small/med. commercial HW boiler < 200 kBtu/hr, 0.81 UEF | Average Existing and Code |  | 2030 | 1 | Conventional | WaterHeat | Com - Health | Com | ROB and NEW | 0 | 1000 sqft2 of floor space | Cap-kBTUh | 20 | DEER:Indoor_CFL_Ltg | 0.097924 | 1.2149e-05 | 4.367 | SWWH005-07 | 5.59 | 2022 | 2.41 | 2022 | 0 | 0 | SWWH005-07 | Com Gas Water Heating Boilers - ZEAS 2030 - Marine ¦ SCG ¦ Marine | Com Gas Water Heating Boilers - ZEAS 2030 - Marine | 2.3999 | 1 | 0.64753 | CBSA 2014 | -12.3413 | 2012 | 0.6 | SWWH005-07
COM-WATERHEAT-20-ZEAS.40 | Com ¦ Code Gas Water Heating Boiler (0.81 UEF) - ZEAS 2030 - Marine ¦ SCG ¦ Marine | Com ¦ Code Gas Water Heating Boiler (0.81 UEF) - ZEAS 2030 - Marine | SCG ¦ Marine | SCG | All | Gas | Small/med. commercial HW boiler < 200 kBtu/hr, 0.81 UEF | Average Existing and Code |  | 2030 | 1 | Conventional | WaterHeat | Com - Lodging | Com | ROB and NEW | 0 | 1000 sqft2 of floor space | Cap-kBTUh | 20 | DEER:Indoor_CFL_Ltg | 0.11434 | 1.4353e-05 | 5.1392 | SWWH005-07 | 5.59 | 2022 | 2.41 | 2022 | 0 | 0 | SWWH005-07 | Com Gas Water Heating Boilers - ZEAS 2030 - Marine ¦ SCG ¦ Marine | Com Gas Water Heating Boilers - ZEAS 2030 - Marine | 14.3568 | 1 | 0.64753 | CBSA 2014 | -50.7849 | 2012 | 0.6 | SWWH005-07
COM-WATERHEAT-20-ZEAS.41 | Com ¦ Code Gas Water Heating Boiler (0.81 UEF) - ZEAS 2030 - Marine ¦ SCG ¦ Marine | Com ¦ Code Gas Water Heating Boiler (0.81 UEF) - ZEAS 2030 - Marine | SCG ¦ Marine | SCG | All | Gas | Small/med. commercial HW boiler < 200 kBtu/hr, 0.81 UEF | Average Existing and Code |  | 2030 | 1 | Conventional | WaterHeat | Com - Office (Large) | Com | ROB and NEW | 0 | 1000 sqft2 of floor space | Cap-kBTUh | 20 | DEER:Indoor_CFL_Ltg | 0.0454 | 2.28e-06 | 2.04 | SWWH005-07 | 5.59 | 2022 | 2.41 | 2022 | 0 | 0 | SWWH005-07 | Com Gas Water Heating Boilers - ZEAS 2030 - Marine ¦ SCG ¦ Marine | Com Gas Water Heating Boilers - ZEAS 2030 - Marine | 1.3124 | 1 | 0.64753 | CBSA 2014 | -9.1655 | 2012 | 0.6 | SWWH005-07
COM-WATERHEAT-20-ZEAS.42 | Com ¦ Code Gas Water Heating Boiler (0.81 UEF) - ZEAS 2030 - Marine ¦ SCG ¦ Marine | Com ¦ Code Gas Water Heating Boiler (0.81 UEF) - ZEAS 2030 - Marine | SCG ¦ Marine | SCG | All | Gas | Small/med. commercial HW boiler < 200 kBtu/hr, 0.81 UEF | Average Existing and Code |  | 2030 | 1 | Conventional | WaterHeat | Com - Office (Small) | Com | ROB and NEW | 0 | 1000 sqft2 of floor space | Cap-kBTUh | 20 | DEER:Indoor_CFL_Ltg | 0.0417 | 3.55e-07 | 1.86 | SWWH005-07 | 5.59 | 2022 | 2.41 | 2022 | 0 | 0 | SWWH005-07 | Com Gas Water Heating Boilers - ZEAS 2030 - Marine ¦ SCG ¦ Marine | Com Gas Water Heating Boilers - ZEAS 2030 - Marine | 0 | 1 | 0 | CBSA 2014 | -3.6841 | 2012 | 0.6 | SWWH005-07
COM-WATERHEAT-20-ZEAS.43 | Com ¦ Code Gas Water Heating Boiler (0.81 UEF) - ZEAS 2030 - Marine ¦ SCG ¦ Marine | Com ¦ Code Gas Water Heating Boiler (0.81 UEF) - ZEAS 2030 - Marine | SCG ¦ Marine | SCG | All | Gas | Small/med. commercial HW boiler < 200 kBtu/hr, 0.81 UEF | Average Existing and Code |  | 2030 | 1 | Conventional | WaterHeat | Com - Other | Com | ROB and NEW | 0 | 1000 sqft2 of floor space | Cap-kBTUh | 20 | DEER:Indoor_CFL_Ltg | 0.065 | 9.98e-06 | 2.91 | SWWH005-07 | 5.59 | 2022 | 2.41 | 2022 | 0 | 0 | SWWH005-07 | Com Gas Water Heating Boilers - ZEAS 2030 - Marine ¦ SCG ¦ Marine | Com Gas Water Heating Boilers - ZEAS 2030 - Marine | 0.79996 | 1 | 0.64753 | CBSA 2014 | -13.1895 | 2012 | 0.6 | SWWH005-07
COM-WATERHEAT-20-ZEAS.44 | Com ¦ Code Gas Water Heating Boiler (0.81 UEF) - ZEAS 2030 - Marine ¦ SCG ¦ Marine | Com ¦ Code Gas Water Heating Boiler (0.81 UEF) - ZEAS 2030 - Marine | SCG ¦ Marine | SCG | All | Gas | Small/med. commercial HW boiler < 200 kBtu/hr, 0.81 UEF | Average Existing and Code |  | 2030 | 1 | Conventional | WaterHeat | Com - Refrig. Warehouse | Com | ROB and NEW | 0 | 1000 sqft2 of floor space | Cap-kBTUh | 20 | DEER:Indoor_CFL_Ltg | 0.102 | 8.52e-06 | 4.55 | SWWH005-07 | 5.59 | 2022 | 2.41 | 2022 | 0 | 0 | SWWH005-07 | Com Gas Water Heating Boilers - ZEAS 2030 - Marine ¦ SCG ¦ Marine | Com Gas Water Heating Boilers - ZEAS 2030 - Marine | 0.075958 | 1 | 0.64753 | CBSA 2014 | -3.4179 | 2012 | 0.6 | SWWH005-07
COM-WATERHEAT-20-ZEAS.45 | Com ¦ Code Gas Water Heating Boiler (0.81 UEF) - ZEAS 2030 - Marine ¦ SCG ¦ Marine | Com ¦ Code Gas Water Heating Boiler (0.81 UEF) - ZEAS 2030 - Marine | SCG ¦ Marine | SCG | All | Gas | Small/med. commercial HW boiler < 200 kBtu/hr, 0.81 UEF | Average Existing and Code |  | 2030 | 1 | Conventional | WaterHeat | Com - Restaurant | Com | ROB and NEW | 0 | 1000 sqft2 of floor space | Cap-kBTUh | 20 | DEER:Indoor_CFL_Ltg | 0.0462 | 8.8124e-06 | 2.0675 | SWWH005-07 | 5.59 | 2022 | 2.41 | 2022 | 0 | 0 | SWWH005-07 | Com Gas Water Heating Boilers - ZEAS 2030 - Marine ¦ SCG ¦ Marine | Com Gas Water Heating Boilers - ZEAS 2030 - Marine | 1.7816 | 1 | 0.64753 | CBSA 2014 | -1.554 | 2012 | 0.6 | SWWH005-07
COM-WATERHEAT-20-ZEAS.46 | Com ¦ Code Gas Water Heating Boiler (0.81 UEF) - ZEAS 2030 - Marine ¦ SCG ¦ Marine | Com ¦ Code Gas Water Heating Boiler (0.81 UEF) - ZEAS 2030 - Marine | SCG ¦ Marine | SCG | All | Gas | Small/med. commercial HW boiler < 200 kBtu/hr, 0.81 UEF | Average Existing and Code |  | 2030 | 1 | Conventional | WaterHeat | Com - Retail | Com | ROB and NEW | 0 | 1000 sqft2 of floor space | Cap-kBTUh | 20 | DEER:Indoor_CFL_Ltg | 0.051952 | 8.8811e-06 | 2.3184 | SWWH005-07 | 5.59 | 2022 | 2.41 | 2022 | 0 | 0 | SWWH005-07 | Com Gas Water Heating Boilers - ZEAS 2030 - Marine ¦ SCG ¦ Marine | Com Gas Water Heating Boilers - ZEAS 2030 - Marine | 0 | 1 | 0 | CBSA 2014 | -11.4738 | 2012 | 0.6 | SWWH005-07
COM-WATERHEAT-20-ZEAS.47 | Com ¦ Code Gas Water Heating Boiler (0.81 UEF) - ZEAS 2030 - Marine ¦ SCG ¦ Marine | Com ¦ Code Gas Water Heating Boiler (0.81 UEF) - ZEAS 2030 - Marine | SCG ¦ Marine | SCG | All | Gas | Small/med. commercial HW boiler < 200 kBtu/hr, 0.81 UEF | Average Existing and Code |  | 2030 | 1 | Conventional | WaterHeat | Com - School | Com | ROB and NEW | 0 | 1000 sqft2 of floor space | Cap-kBTUh | 20 | DEER:Indoor_CFL_Ltg | 0.0316 | 2.1e-06 | 1.41 | SWWH005-07 | 5.59 | 2022 | 2.41 | 2022 | 0 | 0 | SWWH005-07 | Com Gas Water Heating Boilers - ZEAS 2030 - Marine ¦ SCG ¦ Marine | Com Gas Water Heating Boilers - ZEAS 2030 - Marine | 2.028 | 1 | 0.64753 | CBSA 2014 | -3.2267 | 2012 | 0.6 | SWWH005-07
COM-WATERHEAT-20-ZEAS.48 | Com ¦ Code Gas Water Heating Boiler (0.81 UEF) - ZEAS 2030 - Marine ¦ SCG ¦ Marine | Com ¦ Code Gas Water Heating Boiler (0.81 UEF) - ZEAS 2030 - Marine | SCG ¦ Marine | SCG | All | Gas | Small/med. commercial HW boiler < 200 kBtu/hr, 0.81 UEF | Average Existing and Code |  | 2030 | 1 | Conventional | WaterHeat | Com - Warehouse | Com | ROB and NEW | 0 | 1000 sqft2 of floor space | Cap-kBTUh | 20 | DEER:Indoor_CFL_Ltg | 0.0522 | 1.75e-06 | 2.33 | SWWH005-07 | 5.59 | 2022 | 2.41 | 2022 | 0 | 0 | SWWH005-07 | Com Gas Water Heating Boilers - ZEAS 2030 - Marine ¦ SCG ¦ Marine | Com Gas Water Heating Boilers - ZEAS 2030 - Marine | 0.075958 | 1 | 0.64753 | CBSA 2014 | -9.8377 | 2012 | 0.6 | SWWH005-07
COM-WATERHEAT-20-ZEAS.49 | Com ¦ Code Gas Water Heating Boiler (0.81 UEF) - ZEAS 2030 - Hot-Dry ¦ SCG ¦ Hot-Dry | Com ¦ Code Gas Water Heating Boiler (0.81 UEF) - ZEAS 2030 - Hot-Dry | SCG ¦ Hot-Dry | SCG | All | Gas | Small/med. commercial HW boiler < 200 kBtu/hr, 0.81 UEF | Average Existing and Code |  | 2030 | 1 | Conventional | WaterHeat | Com - College | Com | ROB and NEW | 0 | 1000 sqft2 of floor space | Cap-kBTUh | 20 | DEER:Indoor_CFL_Ltg | 0.050036 | 1.2292e-05 | 2.2377 | SWWH005-07 | 5.59 | 2022 | 2.41 | 2022 | 0 | 0 | SWWH005-07 | Com Gas Water Heating Boilers - ZEAS 2030 - Hot-Dry ¦ SCG ¦ Hot-Dry | Com Gas Water Heating Boilers - ZEAS 2030 - Hot-Dry | 2.028 | 1 | 0.64753 | CBSA 2014 | -7.3853 | 2012 | 0.6 | SWWH005-07
COM-WATERHEAT-20-ZEAS.50 | Com ¦ Code Gas Water Heating Boiler (0.81 UEF) - ZEAS 2030 - Hot-Dry ¦ SCG ¦ Hot-Dry | Com ¦ Code Gas Water Heating Boiler (0.81 UEF) - ZEAS 2030 - Hot-Dry | SCG ¦ Hot-Dry | SCG | All | Gas | Small/med. commercial HW boiler < 200 kBtu/hr, 0.81 UEF | Average Existing and Code |  | 2030 | 1 | Conventional | WaterHeat | Com - Grocery | Com | ROB and NEW | 0 | 1000 sqft2 of floor space | Cap-kBTUh | 20 | DEER:Indoor_CFL_Ltg | 0.0819 | 1.5e-05 | 3.66 | SWWH005-07 | 5.59 | 2022 | 2.41 | 2022 | 0 | 0 | SWWH005-07 | Com Gas Water Heating Boilers - ZEAS 2030 - Hot-Dry ¦ SCG ¦ Hot-Dry | Com Gas Water Heating Boilers - ZEAS 2030 - Hot-Dry | 0.25893 | 1 | 0.64753 | CBSA 2014 | -8.599 | 2012 | 0.6 | SWWH005-07
COM-WATERHEAT-20-ZEAS.51 | Com ¦ Code Gas Water Heating Boiler (0.81 UEF) - ZEAS 2030 - Hot-Dry ¦ SCG ¦ Hot-Dry | Com ¦ Code Gas Water Heating Boiler (0.81 UEF) - ZEAS 2030 - Hot-Dry | SCG ¦ Hot-Dry | SCG | All | Gas | Small/med. commercial HW boiler < 200 kBtu/hr, 0.81 UEF | Average Existing and Code |  | 2030 | 1 | Conventional | WaterHeat | Com - Health | Com | ROB and NEW | 0 | 1000 sqft2 of floor space | Cap-kBTUh | 20 | DEER:Indoor_CFL_Ltg | 0.095358 | 1.1507e-05 | 4.2715 | SWWH005-07 | 5.59 | 2022 | 2.41 | 2022 | 0 | 0 | SWWH005-07 | Com Gas Water Heating Boilers - ZEAS 2030 - Hot-Dry ¦ SCG ¦ Hot-Dry | Com Gas Water Heating Boilers - ZEAS 2030 - Hot-Dry | 2.3999 | 1 | 0.64753 | CBSA 2014 | -12.0715 | 2012 | 0.6 | SWWH005-07
COM-WATERHEAT-20-ZEAS.52 | Com ¦ Code Gas Water Heating Boiler (0.81 UEF) - ZEAS 2030 - Hot-Dry ¦ SCG ¦ Hot-Dry | Com ¦ Code Gas Water Heating Boiler (0.81 UEF) - ZEAS 2030 - Hot-Dry | SCG ¦ Hot-Dry | SCG | All | Gas | Small/med. commercial HW boiler < 200 kBtu/hr, 0.81 UEF | Average Existing and Code |  | 2030 | 1 | Conventional | WaterHeat | Com - Lodging | Com | ROB and NEW | 0 | 1000 sqft2 of floor space | Cap-kBTUh | 20 | DEER:Indoor_CFL_Ltg | 0.1124 | 1.3568e-05 | 5.0331 | SWWH005-07 | 5.59 | 2022 | 2.41 | 2022 | 0 | 0 | SWWH005-07 | Com Gas Water Heating Boilers - ZEAS 2030 - Hot-Dry ¦ SCG ¦ Hot-Dry | Com Gas Water Heating Boilers - ZEAS 2030 - Hot-Dry | 14.3568 | 1 | 0.64753 | CBSA 2014 | -49.7361 | 2012 | 0.6 | SWWH005-07
COM-WATERHEAT-20-ZEAS.53 | Com ¦ Code Gas Water Heating Boiler (0.81 UEF) - ZEAS 2030 - Hot-Dry ¦ SCG ¦ Hot-Dry | Com ¦ Code Gas Water Heating Boiler (0.81 UEF) - ZEAS 2030 - Hot-Dry | SCG ¦ Hot-Dry | SCG | All | Gas | Small/med. commercial HW boiler < 200 kBtu/hr, 0.81 UEF | Average Existing and Code |  | 2030 | 1 | Conventional | WaterHeat | Com - Office (Large) | Com | ROB and NEW | 0 | 1000 sqft2 of floor space | Cap-kBTUh | 20 | DEER:Indoor_CFL_Ltg | 0.0445 | 2.16e-06 | 1.99 | SWWH005-07 | 5.59 | 2022 | 2.41 | 2022 | 0 | 0 | SWWH005-07 | Com Gas Water Heating Boilers - ZEAS 2030 - Hot-Dry ¦ SCG ¦ Hot-Dry | Com Gas Water Heating Boilers - ZEAS 2030 - Hot-Dry | 1.3124 | 1 | 0.64753 | CBSA 2014 | -8.9409 | 2012 | 0.6 | SWWH005-07
COM-WATERHEAT-20-ZEAS.54 | Com ¦ Code Gas Water Heating Boiler (0.81 UEF) - ZEAS 2030 - Hot-Dry ¦ SCG ¦ Hot-Dry | Com ¦ Code Gas Water Heating Boiler (0.81 UEF) - ZEAS 2030 - Hot-Dry | SCG ¦ Hot-Dry | SCG | All | Gas | Small/med. commercial HW boiler < 200 kBtu/hr, 0.81 UEF | Average Existing and Code |  | 2030 | 1 | Conventional | WaterHeat | Com - Office (Small) | Com | ROB and NEW | 0 | 1000 sqft2 of floor space | Cap-kBTUh | 20 | DEER:Indoor_CFL_Ltg | 0.0408 | 3.36e-07 | 1.82 | SWWH005-07 | 5.59 | 2022 | 2.41 | 2022 | 0 | 0 | SWWH005-07 | Com Gas Water Heating Boilers - ZEAS 2030 - Hot-Dry ¦ SCG ¦ Hot-Dry | Com Gas Water Heating Boilers - ZEAS 2030 - Hot-Dry | 0 | 1 | 0 | CBSA 2014 | -3.6049 | 2012 | 0.6 | SWWH005-07
COM-WATERHEAT-20-ZEAS.55 | Com ¦ Code Gas Water Heating Boiler (0.81 UEF) - ZEAS 2030 - Hot-Dry ¦ SCG ¦ Hot-Dry | Com ¦ Code Gas Water Heating Boiler (0.81 UEF) - ZEAS 2030 - Hot-Dry | SCG ¦ Hot-Dry | SCG | All | Gas | Small/med. commercial HW boiler < 200 kBtu/hr, 0.81 UEF | Average Existing and Code |  | 2030 | 1 | Conventional | WaterHeat | Com - Other | Com | ROB and NEW | 0 | 1000 sqft2 of floor space | Cap-kBTUh | 20 | DEER:Indoor_CFL_Ltg | 0.0637 | 9.49e-06 | 2.85 | SWWH005-07 | 5.59 | 2022 | 2.41 | 2022 | 0 | 0 | SWWH005-07 | Com Gas Water Heating Boilers - ZEAS 2030 - Hot-Dry ¦ SCG ¦ Hot-Dry | Com Gas Water Heating Boilers - ZEAS 2030 - Hot-Dry | 0.79996 | 1 | 0.64753 | CBSA 2014 | -12.9176 | 2012 | 0.6 | SWWH005-07
COM-WATERHEAT-20-ZEAS.56 | Com ¦ Code Gas Water Heating Boiler (0.81 UEF) - ZEAS 2030 - Hot-Dry ¦ SCG ¦ Hot-Dry | Com ¦ Code Gas Water Heating Boiler (0.81 UEF) - ZEAS 2030 - Hot-Dry | SCG ¦ Hot-Dry | SCG | All | Gas | Small/med. commercial HW boiler < 200 kBtu/hr, 0.81 UEF | Average Existing and Code |  | 2030 | 1 | Conventional | WaterHeat | Com - Refrig. Warehouse | Com | ROB and NEW | 0 | 1000 sqft2 of floor space | Cap-kBTUh | 20 | DEER:Indoor_CFL_Ltg | 0.0998 | 8.08e-06 | 4.46 | SWWH005-07 | 5.59 | 2022 | 2.41 | 2022 | 0 | 0 | SWWH005-07 | Com Gas Water Heating Boilers - ZEAS 2030 - Hot-Dry ¦ SCG ¦ Hot-Dry | Com Gas Water Heating Boilers - ZEAS 2030 - Hot-Dry | 0.075958 | 1 | 0.64753 | CBSA 2014 | -3.3503 | 2012 | 0.6 | SWWH005-07
COM-WATERHEAT-20-ZEAS.57 | Com ¦ Code Gas Water Heating Boiler (0.81 UEF) - ZEAS 2030 - Hot-Dry ¦ SCG ¦ Hot-Dry | Com ¦ Code Gas Water Heating Boiler (0.81 UEF) - ZEAS 2030 - Hot-Dry | SCG ¦ Hot-Dry | SCG | All | Gas | Small/med. commercial HW boiler < 200 kBtu/hr, 0.81 UEF | Average Existing and Code |  | 2030 | 1 | Conventional | WaterHeat | Com - Restaurant | Com | ROB and NEW | 0 | 1000 sqft2 of floor space | Cap-kBTUh | 20 | DEER:Indoor_CFL_Ltg | 0.045375 | 8.3549e-06 | 2.0275 | SWWH005-07 | 5.59 | 2022 | 2.41 | 2022 | 0 | 0 | SWWH005-07 | Com Gas Water Heating Boilers - ZEAS 2030 - Hot-Dry ¦ SCG ¦ Hot-Dry | Com Gas Water Heating Boilers - ZEAS 2030 - Hot-Dry | 1.7816 | 1 | 0.64753 | CBSA 2014 | -1.5239 | 2012 | 0.6 | SWWH005-07
COM-WATERHEAT-20-ZEAS.58 | Com ¦ Code Gas Water Heating Boiler (0.81 UEF) - ZEAS 2030 - Hot-Dry ¦ SCG ¦ Hot-Dry | Com ¦ Code Gas Water Heating Boiler (0.81 UEF) - ZEAS 2030 - Hot-Dry | SCG ¦ Hot-Dry | SCG | All | Gas | Small/med. commercial HW boiler < 200 kBtu/hr, 0.81 UEF | Average Existing and Code |  | 2030 | 1 | Conventional | WaterHeat | Com - Retail | Com | ROB and NEW | 0 | 1000 sqft2 of floor space | Cap-kBTUh | 20 | DEER:Indoor_CFL_Ltg | 0.050885 | 8.4083e-06 | 2.2718 | SWWH005-07 | 5.59 | 2022 | 2.41 | 2022 | 0 | 0 | SWWH005-07 | Com Gas Water Heating Boilers - ZEAS 2030 - Hot-Dry ¦ SCG ¦ Hot-Dry | Com Gas Water Heating Boilers - ZEAS 2030 - Hot-Dry | 0 | 1 | 0 | CBSA 2014 | -11.243 | 2012 | 0.6 | SWWH005-07
COM-WATERHEAT-20-ZEAS.59 | Com ¦ Code Gas Water Heating Boiler (0.81 UEF) - ZEAS 2030 - Hot-Dry ¦ SCG ¦ Hot-Dry | Com ¦ Code Gas Water Heating Boiler (0.81 UEF) - ZEAS 2030 - Hot-Dry | SCG ¦ Hot-Dry | SCG | All | Gas | Small/med. commercial HW boiler < 200 kBtu/hr, 0.81 UEF | Average Existing and Code |  | 2030 | 1 | Conventional | WaterHeat | Com - School | Com | ROB and NEW | 0 | 1000 sqft2 of floor space | Cap-kBTUh | 20 | DEER:Indoor_CFL_Ltg | 0.031 | 2e-06 | 1.39 | SWWH005-07 | 5.59 | 2022 | 2.41 | 2022 | 0 | 0 | SWWH005-07 | Com Gas Water Heating Boilers - ZEAS 2030 - Hot-Dry ¦ SCG ¦ Hot-Dry | Com Gas Water Heating Boilers - ZEAS 2030 - Hot-Dry | 2.028 | 1 | 0.64753 | CBSA 2014 | -3.1809 | 2012 | 0.6 | SWWH005-07
COM-WATERHEAT-20-ZEAS.60 | Com ¦ Code Gas Water Heating Boiler (0.81 UEF) - ZEAS 2030 - Hot-Dry ¦ SCG ¦ Hot-Dry | Com ¦ Code Gas Water Heating Boiler (0.81 UEF) - ZEAS 2030 - Hot-Dry | SCG ¦ Hot-Dry | SCG | All | Gas | Small/med. commercial HW boiler < 200 kBtu/hr, 0.81 UEF | Average Existing and Code |  | 2030 | 1 | Conventional | WaterHeat | Com - Warehouse | Com | ROB and NEW | 0 | 1000 sqft2 of floor space | Cap-kBTUh | 20 | DEER:Indoor_CFL_Ltg | 0.0512 | 1.66e-06 | 2.28 | SWWH005-07 | 5.59 | 2022 | 2.41 | 2022 | 0 | 0 | SWWH005-07 | Com Gas Water Heating Boilers - ZEAS 2030 - Hot-Dry ¦ SCG ¦ Hot-Dry | Com Gas Water Heating Boilers - ZEAS 2030 - Hot-Dry | 0.075958 | 1 | 0.64753 | CBSA 2014 | -9.6266 | 2012 | 0.6 | SWWH005-07
COM-WATERHEAT-20-ZEAS.61 | Com ¦ Code Gas Water Heating Boiler (0.81 UEF) - ZEAS 2030 - Cold ¦ SCG ¦ Cold | Com ¦ Code Gas Water Heating Boiler (0.81 UEF) - ZEAS 2030 - Cold | SCG ¦ Cold | SCG | All | Gas | Small/med. commercial HW boiler < 200 kBtu/hr, 0.81 UEF | Average Existing and Code |  | 2030 | 1 | Conventional | WaterHeat | Com - College | Com | ROB and NEW | 0 | 1000 sqft2 of floor space | Cap-kBTUh | 20 | DEER:Indoor_CFL_Ltg | 0.059322 | 6.2317e-06 | 2.6507 | SWWH005-07 | 5.59 | 2022 | 2.41 | 2022 | 0 | 0 | SWWH005-07 | Com Gas Water Heating Boilers - ZEAS 2030 - Cold ¦ SCG ¦ Cold | Com Gas Water Heating Boilers - ZEAS 2030 - Cold | 2.028 | 1 | 0.64753 | CBSA 2014 | -8.7482 | 2012 | 0.6 | SWWH005-07
COM-WATERHEAT-20-ZEAS.62 | Com ¦ Code Gas Water Heating Boiler (0.81 UEF) - ZEAS 2030 - Cold ¦ SCG ¦ Cold | Com ¦ Code Gas Water Heating Boiler (0.81 UEF) - ZEAS 2030 - Cold | SCG ¦ Cold | SCG | All | Gas | Small/med. commercial HW boiler < 200 kBtu/hr, 0.81 UEF | Average Existing and Code |  | 2030 | 1 | Conventional | WaterHeat | Com - Grocery | Com | ROB and NEW | 0 | 1000 sqft2 of floor space | Cap-kBTUh | 20 | DEER:Indoor_CFL_Ltg | 0.097 | 1.79e-05 | 4.33 | SWWH005-07 | 5.59 | 2022 | 2.41 | 2022 | 0 | 0 | SWWH005-07 | Com Gas Water Heating Boilers - ZEAS 2030 - Cold ¦ SCG ¦ Cold | Com Gas Water Heating Boilers - ZEAS 2030 - Cold | 0.25893 | 1 | 0.64753 | CBSA 2014 | -10.1731 | 2012 | 0.6 | SWWH005-07
COM-WATERHEAT-20-ZEAS.63 | Com ¦ Code Gas Water Heating Boiler (0.81 UEF) - ZEAS 2030 - Cold ¦ SCG ¦ Cold | Com ¦ Code Gas Water Heating Boiler (0.81 UEF) - ZEAS 2030 - Cold | SCG ¦ Cold | SCG | All | Gas | Small/med. commercial HW boiler < 200 kBtu/hr, 0.81 UEF | Average Existing and Code |  | 2030 | 1 | Conventional | WaterHeat | Com - Health | Com | ROB and NEW | 0 | 1000 sqft2 of floor space | Cap-kBTUh | 20 | DEER:Indoor_CFL_Ltg | 0.11301 | 1.3709e-05 | 5.0552 | SWWH005-07 | 5.59 | 2022 | 2.41 | 2022 | 0 | 0 | SWWH005-07 | Com Gas Water Heating Boilers - ZEAS 2030 - Cold ¦ SCG ¦ Cold | Com Gas Water Heating Boilers - ZEAS 2030 - Cold | 2.3999 | 1 | 0.64753 | CBSA 2014 | -14.2864 | 2012 | 0.6 | SWWH005-07
COM-WATERHEAT-20-ZEAS.64 | Com ¦ Code Gas Water Heating Boiler (0.81 UEF) - ZEAS 2030 - Cold ¦ SCG ¦ Cold | Com ¦ Code Gas Water Heating Boiler (0.81 UEF) - ZEAS 2030 - Cold | SCG ¦ Cold | SCG | All | Gas | Small/med. commercial HW boiler < 200 kBtu/hr, 0.81 UEF | Average Existing and Code |  | 2030 | 1 | Conventional | WaterHeat | Com - Lodging | Com | ROB and NEW | 0 | 1000 sqft2 of floor space | Cap-kBTUh | 20 | DEER:Indoor_CFL_Ltg | 0.13259 | 1.6206e-05 | 5.946 | SWWH005-07 | 5.59 | 2022 | 2.41 | 2022 | 0 | 0 | SWWH005-07 | Com Gas Water Heating Boilers - ZEAS 2030 - Cold ¦ SCG ¦ Cold | Com Gas Water Heating Boilers - ZEAS 2030 - Cold | 14.3568 | 1 | 0.64753 | CBSA 2014 | -58.7576 | 2012 | 0.6 | SWWH005-07
COM-WATERHEAT-20-ZEAS.65 | Com ¦ Code Gas Water Heating Boiler (0.81 UEF) - ZEAS 2030 - Cold ¦ SCG ¦ Cold | Com ¦ Code Gas Water Heating Boiler (0.81 UEF) - ZEAS 2030 - Cold | SCG ¦ Cold | SCG | All | Gas | Small/med. commercial HW boiler < 200 kBtu/hr, 0.81 UEF | Average Existing and Code |  | 2030 | 1 | Conventional | WaterHeat | Com - Office (Large) | Com | ROB and NEW | 0 | 1000 sqft2 of floor space | Cap-kBTUh | 20 | DEER:Indoor_CFL_Ltg | 0.0526 | 2.57e-06 | 2.35 | SWWH005-07 | 5.59 | 2022 | 2.41 | 2022 | 0 | 0 | SWWH005-07 | Com Gas Water Heating Boilers - ZEAS 2030 - Cold ¦ SCG ¦ Cold | Com Gas Water Heating Boilers - ZEAS 2030 - Cold | 1.3124 | 1 | 0.64753 | CBSA 2014 | -10.5584 | 2012 | 0.6 | SWWH005-07
COM-WATERHEAT-20-ZEAS.66 | Com ¦ Code Gas Water Heating Boiler (0.81 UEF) - ZEAS 2030 - Cold ¦ SCG ¦ Cold | Com ¦ Code Gas Water Heating Boiler (0.81 UEF) - ZEAS 2030 - Cold | SCG ¦ Cold | SCG | All | Gas | Small/med. commercial HW boiler < 200 kBtu/hr, 0.81 UEF | Average Existing and Code |  | 2030 | 1 | Conventional | WaterHeat | Com - Office (Small) | Com | ROB and NEW | 0 | 1000 sqft2 of floor space | Cap-kBTUh | 20 | DEER:Indoor_CFL_Ltg | 0.0482 | 3.94e-07 | 2.16 | SWWH005-07 | 5.59 | 2022 | 2.41 | 2022 | 0 | 0 | SWWH005-07 | Com Gas Water Heating Boilers - ZEAS 2030 - Cold ¦ SCG ¦ Cold | Com Gas Water Heating Boilers - ZEAS 2030 - Cold | 0 | 1 | 0 | CBSA 2014 | -4.2783 | 2012 | 0.6 | SWWH005-07
COM-WATERHEAT-20-ZEAS.67 | Com ¦ Code Gas Water Heating Boiler (0.81 UEF) - ZEAS 2030 - Cold ¦ SCG ¦ Cold | Com ¦ Code Gas Water Heating Boiler (0.81 UEF) - ZEAS 2030 - Cold | SCG ¦ Cold | SCG | All | Gas | Small/med. commercial HW boiler < 200 kBtu/hr, 0.81 UEF | Average Existing and Code |  | 2030 | 1 | Conventional | WaterHeat | Com - Other | Com | ROB and NEW | 0 | 1000 sqft2 of floor space | Cap-kBTUh | 20 | DEER:Indoor_CFL_Ltg | 0.0754 | 1.13e-05 | 3.37 | SWWH005-07 | 5.59 | 2022 | 2.41 | 2022 | 0 | 0 | SWWH005-07 | Com Gas Water Heating Boilers - ZEAS 2030 - Cold ¦ SCG ¦ Cold | Com Gas Water Heating Boilers - ZEAS 2030 - Cold | 0.79996 | 1 | 0.64753 | CBSA 2014 | -15.2744 | 2012 | 0.6 | SWWH005-07
COM-WATERHEAT-20-ZEAS.68 | Com ¦ Code Gas Water Heating Boiler (0.81 UEF) - ZEAS 2030 - Cold ¦ SCG ¦ Cold | Com ¦ Code Gas Water Heating Boiler (0.81 UEF) - ZEAS 2030 - Cold | SCG ¦ Cold | SCG | All | Gas | Small/med. commercial HW boiler < 200 kBtu/hr, 0.81 UEF | Average Existing and Code |  | 2030 | 1 | Conventional | WaterHeat | Com - Refrig. Warehouse | Com | ROB and NEW | 0 | 1000 sqft2 of floor space | Cap-kBTUh | 20 | DEER:Indoor_CFL_Ltg | 0.118 | 9.6e-06 | 5.28 | SWWH005-07 | 5.59 | 2022 | 2.41 | 2022 | 0 | 0 | SWWH005-07 | Com Gas Water Heating Boilers - ZEAS 2030 - Cold ¦ SCG ¦ Cold | Com Gas Water Heating Boilers - ZEAS 2030 - Cold | 0.075958 | 1 | 0.64753 | CBSA 2014 | -3.9663 | 2012 | 0.6 | SWWH005-07
COM-WATERHEAT-20-ZEAS.69 | Com ¦ Code Gas Water Heating Boiler (0.81 UEF) - ZEAS 2030 - Cold ¦ SCG ¦ Cold | Com ¦ Code Gas Water Heating Boiler (0.81 UEF) - ZEAS 2030 - Cold | SCG ¦ Cold | SCG | All | Gas | Small/med. commercial HW boiler < 200 kBtu/hr, 0.81 UEF | Average Existing and Code |  | 2030 | 1 | Conventional | WaterHeat | Com - Restaurant | Com | ROB and NEW | 0 | 1000 sqft2 of floor space | Cap-kBTUh | 20 | DEER:Indoor_CFL_Ltg | 0.053575 | 1.0002e-05 | 2.4 | SWWH005-07 | 5.59 | 2022 | 2.41 | 2022 | 0 | 0 | SWWH005-07 | Com Gas Water Heating Boilers - ZEAS 2030 - Cold ¦ SCG ¦ Cold | Com Gas Water Heating Boilers - ZEAS 2030 - Cold | 1.7816 | 1 | 0.64753 | CBSA 2014 | -1.8039 | 2012 | 0.6 | SWWH005-07
COM-WATERHEAT-20-ZEAS.70 | Com ¦ Code Gas Water Heating Boiler (0.81 UEF) - ZEAS 2030 - Cold ¦ SCG ¦ Cold | Com ¦ Code Gas Water Heating Boiler (0.81 UEF) - ZEAS 2030 - Cold | SCG ¦ Cold | SCG | All | Gas | Small/med. commercial HW boiler < 200 kBtu/hr, 0.81 UEF | Average Existing and Code |  | 2030 | 1 | Conventional | WaterHeat | Com - Retail | Com | ROB and NEW | 0 | 1000 sqft2 of floor space | Cap-kBTUh | 20 | DEER:Indoor_CFL_Ltg | 0.060152 | 1.0047e-05 | 2.6911 | SWWH005-07 | 5.59 | 2022 | 2.41 | 2022 | 0 | 0 | SWWH005-07 | Com Gas Water Heating Boilers - ZEAS 2030 - Cold ¦ SCG ¦ Cold | Com Gas Water Heating Boilers - ZEAS 2030 - Cold | 0 | 1 | 0 | CBSA 2014 | -13.3182 | 2012 | 0.6 | SWWH005-07
COM-WATERHEAT-20-ZEAS.71 | Com ¦ Code Gas Water Heating Boiler (0.81 UEF) - ZEAS 2030 - Cold ¦ SCG ¦ Cold | Com ¦ Code Gas Water Heating Boiler (0.81 UEF) - ZEAS 2030 - Cold | SCG ¦ Cold | SCG | All | Gas | Small/med. commercial HW boiler < 200 kBtu/hr, 0.81 UEF | Average Existing and Code |  | 2030 | 1 | Conventional | WaterHeat | Com - School | Com | ROB and NEW | 0 | 1000 sqft2 of floor space | Cap-kBTUh | 20 | DEER:Indoor_CFL_Ltg | 0.0369 | 0 | 1.65 | SWWH005-07 | 5.59 | 2022 | 2.41 | 2022 | 0 | 0 | SWWH005-07 | Com Gas Water Heating Boilers - ZEAS 2030 - Cold ¦ SCG ¦ Cold | Com Gas Water Heating Boilers - ZEAS 2030 - Cold | 2.028 | 1 | 0.64753 | CBSA 2014 | -3.7759 | 2012 | 0.6 | SWWH005-07
COM-WATERHEAT-20-ZEAS.72 | Com ¦ Code Gas Water Heating Boiler (0.81 UEF) - ZEAS 2030 - Cold ¦ SCG ¦ Cold | Com ¦ Code Gas Water Heating Boiler (0.81 UEF) - ZEAS 2030 - Cold | SCG ¦ Cold | SCG | All | Gas | Small/med. commercial HW boiler < 200 kBtu/hr, 0.81 UEF | Average Existing and Code |  | 2030 | 1 | Conventional | WaterHeat | Com - Warehouse | Com | ROB and NEW | 0 | 1000 sqft2 of floor space | Cap-kBTUh | 20 | DEER:Indoor_CFL_Ltg | 0.0605 | 1.98e-06 | 2.71 | SWWH005-07 | 5.59 | 2022 | 2.41 | 2022 | 0 | 0 | SWWH005-07 | Com Gas Water Heating Boilers - ZEAS 2030 - Cold ¦ SCG ¦ Cold | Com Gas Water Heating Boilers - ZEAS 2030 - Cold | 0.075958 | 1 | 0.64753 | CBSA 2014 | -11.4421 | 2012 | 0.6 | SWWH005-07
COM-WATERHEAT-20-ZEAS.73 | Com ¦ Code Gas Water Heating Boiler (0.81 UEF) - ZEAS 2030 - Marine ¦ SDG&E ¦ Marine | Com ¦ Code Gas Water Heating Boiler (0.81 UEF) - ZEAS 2030 - Marine | SDG&E ¦ Marine | SDG&E | All | Gas | Small/med. commercial HW boiler < 200 kBtu/hr, 0.81 UEF | Average Existing and Code |  | 2030 | 1 | Conventional | WaterHeat | Com - College | Com | ROB and NEW | 0 | 1000 sqft2 of floor space | Cap-kBTUh | 20 | DEER:Indoor_CFL_Ltg | 0.051087 | 1.3017e-05 | 2.2853 | SWWH005-07 | 5.59 | 2022 | 2.41 | 2022 | 0 | 0 | SWWH005-07 | Com Gas Water Heating Boilers - ZEAS 2030 - Marine ¦ SDG&E ¦ Marine | Com Gas Water Heating Boilers - ZEAS 2030 - Marine | 2.028 | 1 | 0.64753 | CBSA 2014 | -7.5423 | 2012 | 0.6 | SWWH005-07
COM-WATERHEAT-20-ZEAS.74 | Com ¦ Code Gas Water Heating Boiler (0.81 UEF) - ZEAS 2030 - Marine ¦ SDG&E ¦ Marine | Com ¦ Code Gas Water Heating Boiler (0.81 UEF) - ZEAS 2030 - Marine | SDG&E ¦ Marine | SDG&E | All | Gas | Small/med. commercial HW boiler < 200 kBtu/hr, 0.81 UEF | Average Existing and Code |  | 2030 | 1 | Conventional | WaterHeat | Com - Grocery | Com | ROB and NEW | 0 | 1000 sqft2 of floor space | Cap-kBTUh | 20 | DEER:Indoor_CFL_Ltg | 0.0835 | 1.57e-05 | 3.73 | SWWH005-07 | 5.59 | 2022 | 2.41 | 2022 | 0 | 0 | SWWH005-07 | Com Gas Water Heating Boilers - ZEAS 2030 - Marine ¦ SDG&E ¦ Marine | Com Gas Water Heating Boilers - ZEAS 2030 - Marine | 0.25893 | 1 | 0.64753 | CBSA 2014 | -8.7634 | 2012 | 0.6 | SWWH005-07
COM-WATERHEAT-20-ZEAS.75 | Com ¦ Code Gas Water Heating Boiler (0.81 UEF) - ZEAS 2030 - Marine ¦ SDG&E ¦ Marine | Com ¦ Code Gas Water Heating Boiler (0.81 UEF) - ZEAS 2030 - Marine | SDG&E ¦ Marine | SDG&E | All | Gas | Small/med. commercial HW boiler < 200 kBtu/hr, 0.81 UEF | Average Existing and Code |  | 2030 | 1 | Conventional | WaterHeat | Com - Health | Com | ROB and NEW | 0 | 1000 sqft2 of floor space | Cap-kBTUh | 20 | DEER:Indoor_CFL_Ltg | 0.097924 | 1.2149e-05 | 4.367 | SWWH005-07 | 5.59 | 2022 | 2.41 | 2022 | 0 | 0 | SWWH005-07 | Com Gas Water Heating Boilers - ZEAS 2030 - Marine ¦ SDG&E ¦ Marine | Com Gas Water Heating Boilers - ZEAS 2030 - Marine | 2.3999 | 1 | 0.64753 | CBSA 2014 | -12.3413 | 2012 | 0.6 | SWWH005-07
COM-WATERHEAT-20-ZEAS.76 | Com ¦ Code Gas Water Heating Boiler (0.81 UEF) - ZEAS 2030 - Marine ¦ SDG&E ¦ Marine | Com ¦ Code Gas Water Heating Boiler (0.81 UEF) - ZEAS 2030 - Marine | SDG&E ¦ Marine | SDG&E | All | Gas | Small/med. commercial HW boiler < 200 kBtu/hr, 0.81 UEF | Average Existing and Code |  | 2030 | 1 | Conventional | WaterHeat | Com - Lodging | Com | ROB and NEW | 0 | 1000 sqft2 of floor space | Cap-kBTUh | 20 | DEER:Indoor_CFL_Ltg | 0.11434 | 1.4353e-05 | 5.1392 | SWWH005-07 | 5.59 | 2022 | 2.41 | 2022 | 0 | 0 | SWWH005-07 | Com Gas Water Heating Boilers - ZEAS 2030 - Marine ¦ SDG&E ¦ Marine | Com Gas Water Heating Boilers - ZEAS 2030 - Marine | 14.3568 | 1 | 0.64753 | CBSA 2014 | -50.7849 | 2012 | 0.6 | SWWH005-07
COM-WATERHEAT-20-ZEAS.77 | Com ¦ Code Gas Water Heating Boiler (0.81 UEF) - ZEAS 2030 - Marine ¦ SDG&E ¦ Marine | Com ¦ Code Gas Water Heating Boiler (0.81 UEF) - ZEAS 2030 - Marine | SDG&E ¦ Marine | SDG&E | All | Gas | Small/med. commercial HW boiler < 200 kBtu/hr, 0.81 UEF | Average Existing and Code |  | 2030 | 1 | Conventional | WaterHeat | Com - Office (Large) | Com | ROB and NEW | 0 | 1000 sqft2 of floor space | Cap-kBTUh | 20 | DEER:Indoor_CFL_Ltg | 0.0454 | 2.28e-06 | 2.04 | SWWH005-07 | 5.59 | 2022 | 2.41 | 2022 | 0 | 0 | SWWH005-07 | Com Gas Water Heating Boilers - ZEAS 2030 - Marine ¦ SDG&E ¦ Marine | Com Gas Water Heating Boilers - ZEAS 2030 - Marine | 1.3124 | 1 | 0.64753 | CBSA 2014 | -9.1655 | 2012 | 0.6 | SWWH005-07
COM-WATERHEAT-20-ZEAS.78 | Com ¦ Code Gas Water Heating Boiler (0.81 UEF) - ZEAS 2030 - Marine ¦ SDG&E ¦ Marine | Com ¦ Code Gas Water Heating Boiler (0.81 UEF) - ZEAS 2030 - Marine | SDG&E ¦ Marine | SDG&E | All | Gas | Small/med. commercial HW boiler < 200 kBtu/hr, 0.81 UEF | Average Existing and Code |  | 2030 | 1 | Conventional | WaterHeat | Com - Office (Small) | Com | ROB and NEW | 0 | 1000 sqft2 of floor space | Cap-kBTUh | 20 | DEER:Indoor_CFL_Ltg | 0.0417 | 3.55e-07 | 1.86 | SWWH005-07 | 5.59 | 2022 | 2.41 | 2022 | 0 | 0 | SWWH005-07 | Com Gas Water Heating Boilers - ZEAS 2030 - Marine ¦ SDG&E ¦ Marine | Com Gas Water Heating Boilers - ZEAS 2030 - Marine | 0 | 1 | 0 | CBSA 2014 | -3.6841 | 2012 | 0.6 | SWWH005-07
COM-WATERHEAT-20-ZEAS.79 | Com ¦ Code Gas Water Heating Boiler (0.81 UEF) - ZEAS 2030 - Marine ¦ SDG&E ¦ Marine | Com ¦ Code Gas Water Heating Boiler (0.81 UEF) - ZEAS 2030 - Marine | SDG&E ¦ Marine | SDG&E | All | Gas | Small/med. commercial HW boiler < 200 kBtu/hr, 0.81 UEF | Average Existing and Code |  | 2030 | 1 | Conventional | WaterHeat | Com - Other | Com | ROB and NEW | 0 | 1000 sqft2 of floor space | Cap-kBTUh | 20 | DEER:Indoor_CFL_Ltg | 0.065 | 9.98e-06 | 2.91 | SWWH005-07 | 5.59 | 2022 | 2.41 | 2022 | 0 | 0 | SWWH005-07 | Com Gas Water Heating Boilers - ZEAS 2030 - Marine ¦ SDG&E ¦ Marine | Com Gas Water Heating Boilers - ZEAS 2030 - Marine | 0.79996 | 1 | 0.64753 | CBSA 2014 | -13.1895 | 2012 | 0.6 | SWWH005-07
COM-WATERHEAT-20-ZEAS.80 | Com ¦ Code Gas Water Heating Boiler (0.81 UEF) - ZEAS 2030 - Marine ¦ SDG&E ¦ Marine | Com ¦ Code Gas Water Heating Boiler (0.81 UEF) - ZEAS 2030 - Marine | SDG&E ¦ Marine | SDG&E | All | Gas | Small/med. commercial HW boiler < 200 kBtu/hr, 0.81 UEF | Average Existing and Code |  | 2030 | 1 | Conventional | WaterHeat | Com - Refrig. Warehouse | Com | ROB and NEW | 0 | 1000 sqft2 of floor space | Cap-kBTUh | 20 | DEER:Indoor_CFL_Ltg | 0.102 | 8.52e-06 | 4.55 | SWWH005-07 | 5.59 | 2022 | 2.41 | 2022 | 0 | 0 | SWWH005-07 | Com Gas Water Heating Boilers - ZEAS 2030 - Marine ¦ SDG&E ¦ Marine | Com Gas Water Heating Boilers - ZEAS 2030 - Marine | 0.075958 | 1 | 0.64753 | CBSA 2014 | -3.4179 | 2012 | 0.6 | SWWH005-07
COM-WATERHEAT-20-ZEAS.81 | Com ¦ Code Gas Water Heating Boiler (0.81 UEF) - ZEAS 2030 - Marine ¦ SDG&E ¦ Marine | Com ¦ Code Gas Water Heating Boiler (0.81 UEF) - ZEAS 2030 - Marine | SDG&E ¦ Marine | SDG&E | All | Gas | Small/med. commercial HW boiler < 200 kBtu/hr, 0.81 UEF | Average Existing and Code |  | 2030 | 1 | Conventional | WaterHeat | Com - Restaurant | Com | ROB and NEW | 0 | 1000 sqft2 of floor space | Cap-kBTUh | 20 | DEER:Indoor_CFL_Ltg | 0.0462 | 8.8124e-06 | 2.0675 | SWWH005-07 | 5.59 | 2022 | 2.41 | 2022 | 0 | 0 | SWWH005-07 | Com Gas Water Heating Boilers - ZEAS 2030 - Marine ¦ SDG&E ¦ Marine | Com Gas Water Heating Boilers - ZEAS 2030 - Marine | 1.7816 | 1 | 0.64753 | CBSA 2014 | -1.554 | 2012 | 0.6 | SWWH005-07
COM-WATERHEAT-20-ZEAS.82 | Com ¦ Code Gas Water Heating Boiler (0.81 UEF) - ZEAS 2030 - Marine ¦ SDG&E ¦ Marine | Com ¦ Code Gas Water Heating Boiler (0.81 UEF) - ZEAS 2030 - Marine | SDG&E ¦ Marine | SDG&E | All | Gas | Small/med. commercial HW boiler < 200 kBtu/hr, 0.81 UEF | Average Existing and Code |  | 2030 | 1 | Conventional | WaterHeat | Com - Retail | Com | ROB and NEW | 0 | 1000 sqft2 of floor space | Cap-kBTUh | 20 | DEER:Indoor_CFL_Ltg | 0.051952 | 8.8811e-06 | 2.3184 | SWWH005-07 | 5.59 | 2022 | 2.41 | 2022 | 0 | 0 | SWWH005-07 | Com Gas Water Heating Boilers - ZEAS 2030 - Marine ¦ SDG&E ¦ Marine | Com Gas Water Heating Boilers - ZEAS 2030 - Marine | 0 | 1 | 0 | CBSA 2014 | -11.4738 | 2012 | 0.6 | SWWH005-07
COM-WATERHEAT-20-ZEAS.83 | Com ¦ Code Gas Water Heating Boiler (0.81 UEF) - ZEAS 2030 - Marine ¦ SDG&E ¦ Marine | Com ¦ Code Gas Water Heating Boiler (0.81 UEF) - ZEAS 2030 - Marine | SDG&E ¦ Marine | SDG&E | All | Gas | Small/med. commercial HW boiler < 200 kBtu/hr, 0.81 UEF | Average Existing and Code |  | 2030 | 1 | Conventional | WaterHeat | Com - School | Com | ROB and NEW | 0 | 1000 sqft2 of floor space | Cap-kBTUh | 20 | DEER:Indoor_CFL_Ltg | 0.0316 | 2.1e-06 | 1.41 | SWWH005-07 | 5.59 | 2022 | 2.41 | 2022 | 0 | 0 | SWWH005-07 | Com Gas Water Heating Boilers - ZEAS 2030 - Marine ¦ SDG&E ¦ Marine | Com Gas Water Heating Boilers - ZEAS 2030 - Marine | 2.028 | 1 | 0.64753 | CBSA 2014 | -3.2267 | 2012 | 0.6 | SWWH005-07
COM-WATERHEAT-20-ZEAS.84 | Com ¦ Code Gas Water Heating Boiler (0.81 UEF) - ZEAS 2030 - Marine ¦ SDG&E ¦ Marine | Com ¦ Code Gas Water Heating Boiler (0.81 UEF) - ZEAS 2030 - Marine | SDG&E ¦ Marine | SDG&E | All | Gas | Small/med. commercial HW boiler < 200 kBtu/hr, 0.81 UEF | Average Existing and Code |  | 2030 | 1 | Conventional | WaterHeat | Com - Warehouse | Com | ROB and NEW | 0 | 1000 sqft2 of floor space | Cap-kBTUh | 20 | DEER:Indoor_CFL_Ltg | 0.0522 | 1.75e-06 | 2.33 | SWWH005-07 | 5.59 | 2022 | 2.41 | 2022 | 0 | 0 | SWWH005-07 | Com Gas Water Heating Boilers - ZEAS 2030 - Marine ¦ SDG&E ¦ Marine | Com Gas Water Heating Boilers - ZEAS 2030 - Marine | 0.075958 | 1 | 0.64753 | CBSA 2014 | -9.8377 | 2012 | 0.6 | SWWH005-07
COM-WATERHEAT-20-ZEAS.85 | Com ¦ Code Gas Water Heating Boiler (0.81 UEF) - ZEAS 2030 - Hot-Dry ¦ SDG&E ¦ Hot-Dry | Com ¦ Code Gas Water Heating Boiler (0.81 UEF) - ZEAS 2030 - Hot-Dry | SDG&E ¦ Hot-Dry | SDG&E | All | Gas | Small/med. commercial HW boiler < 200 kBtu/hr, 0.81 UEF | Average Existing and Code |  | 2030 | 1 | Conventional | WaterHeat | Com - College | Com | ROB and NEW | 0 | 1000 sqft2 of floor space | Cap-kBTUh | 20 | DEER:Indoor_CFL_Ltg | 0.050887 | 1.2917e-05 | 2.2777 | SWWH005-07 | 5.59 | 2022 | 2.41 | 2022 | 0 | 0 | SWWH005-07 | Com Gas Water Heating Boilers - ZEAS 2030 - Hot-Dry ¦ SDG&E ¦ Hot-Dry | Com Gas Water Heating Boilers - ZEAS 2030 - Hot-Dry | 2.028 | 1 | 0.64753 | CBSA 2014 | -7.5173 | 2012 | 0.6 | SWWH005-07
COM-WATERHEAT-20-ZEAS.86 | Com ¦ Code Gas Water Heating Boiler (0.81 UEF) - ZEAS 2030 - Hot-Dry ¦ SDG&E ¦ Hot-Dry | Com ¦ Code Gas Water Heating Boiler (0.81 UEF) - ZEAS 2030 - Hot-Dry | SDG&E ¦ Hot-Dry | SDG&E | All | Gas | Small/med. commercial HW boiler < 200 kBtu/hr, 0.81 UEF | Average Existing and Code |  | 2030 | 1 | Conventional | WaterHeat | Com - Grocery | Com | ROB and NEW | 0 | 1000 sqft2 of floor space | Cap-kBTUh | 20 | DEER:Indoor_CFL_Ltg | 0.0833 | 1.56e-05 | 3.72 | SWWH005-07 | 5.59 | 2022 | 2.41 | 2022 | 0 | 0 | SWWH005-07 | Com Gas Water Heating Boilers - ZEAS 2030 - Hot-Dry ¦ SDG&E ¦ Hot-Dry | Com Gas Water Heating Boilers - ZEAS 2030 - Hot-Dry | 0.25893 | 1 | 0.64753 | CBSA 2014 | -8.74 | 2012 | 0.6 | SWWH005-07
COM-WATERHEAT-20-ZEAS.87 | Com ¦ Code Gas Water Heating Boiler (0.81 UEF) - ZEAS 2030 - Hot-Dry ¦ SDG&E ¦ Hot-Dry | Com ¦ Code Gas Water Heating Boiler (0.81 UEF) - ZEAS 2030 - Hot-Dry | SDG&E ¦ Hot-Dry | SDG&E | All | Gas | Small/med. commercial HW boiler < 200 kBtu/hr, 0.81 UEF | Average Existing and Code |  | 2030 | 1 | Conventional | WaterHeat | Com - Health | Com | ROB and NEW | 0 | 1000 sqft2 of floor space | Cap-kBTUh | 20 | DEER:Indoor_CFL_Ltg | 0.097286 | 1.2071e-05 | 4.3515 | SWWH005-07 | 5.59 | 2022 | 2.41 | 2022 | 0 | 0 | SWWH005-07 | Com Gas Water Heating Boilers - ZEAS 2030 - Hot-Dry ¦ SDG&E ¦ Hot-Dry | Com Gas Water Heating Boilers - ZEAS 2030 - Hot-Dry | 2.3999 | 1 | 0.64753 | CBSA 2014 | -12.2976 | 2012 | 0.6 | SWWH005-07
COM-WATERHEAT-20-ZEAS.88 | Com ¦ Code Gas Water Heating Boiler (0.81 UEF) - ZEAS 2030 - Hot-Dry ¦ SDG&E ¦ Hot-Dry | Com ¦ Code Gas Water Heating Boiler (0.81 UEF) - ZEAS 2030 - Hot-Dry | SDG&E ¦ Hot-Dry | SDG&E | All | Gas | Small/med. commercial HW boiler < 200 kBtu/hr, 0.81 UEF | Average Existing and Code |  | 2030 | 1 | Conventional | WaterHeat | Com - Lodging | Com | ROB and NEW | 0 | 1000 sqft2 of floor space | Cap-kBTUh | 20 | DEER:Indoor_CFL_Ltg | 0.11432 | 1.4253e-05 | 5.12 | SWWH005-07 | 5.59 | 2022 | 2.41 | 2022 | 0 | 0 | SWWH005-07 | Com Gas Water Heating Boilers - ZEAS 2030 - Hot-Dry ¦ SDG&E ¦ Hot-Dry | Com Gas Water Heating Boilers - ZEAS 2030 - Hot-Dry | 14.3568 | 1 | 0.64753 | CBSA 2014 | -50.595 | 2012 | 0.6 | SWWH005-07
COM-WATERHEAT-20-ZEAS.89 | Com ¦ Code Gas Water Heating Boiler (0.81 UEF) - ZEAS 2030 - Hot-Dry ¦ SDG&E ¦ Hot-Dry | Com ¦ Code Gas Water Heating Boiler (0.81 UEF) - ZEAS 2030 - Hot-Dry | SDG&E ¦ Hot-Dry | SDG&E | All | Gas | Small/med. commercial HW boiler < 200 kBtu/hr, 0.81 UEF | Average Existing and Code |  | 2030 | 1 | Conventional | WaterHeat | Com - Office (Large) | Com | ROB and NEW | 0 | 1000 sqft2 of floor space | Cap-kBTUh | 20 | DEER:Indoor_CFL_Ltg | 0.0453 | 2.27e-06 | 2.03 | SWWH005-07 | 5.59 | 2022 | 2.41 | 2022 | 0 | 0 | SWWH005-07 | Com Gas Water Heating Boilers - ZEAS 2030 - Hot-Dry ¦ SDG&E ¦ Hot-Dry | Com Gas Water Heating Boilers - ZEAS 2030 - Hot-Dry | 1.3124 | 1 | 0.64753 | CBSA 2014 | -9.1206 | 2012 | 0.6 | SWWH005-07
COM-WATERHEAT-20-ZEAS.90 | Com ¦ Code Gas Water Heating Boiler (0.81 UEF) - ZEAS 2030 - Hot-Dry ¦ SDG&E ¦ Hot-Dry | Com ¦ Code Gas Water Heating Boiler (0.81 UEF) - ZEAS 2030 - Hot-Dry | SDG&E ¦ Hot-Dry | SDG&E | All | Gas | Small/med. commercial HW boiler < 200 kBtu/hr, 0.81 UEF | Average Existing and Code |  | 2030 | 1 | Conventional | WaterHeat | Com - Office (Small) | Com | ROB and NEW | 0 | 1000 sqft2 of floor space | Cap-kBTUh | 20 | DEER:Indoor_CFL_Ltg | 0.0415 | 3.46e-07 | 1.85 | SWWH005-07 | 5.59 | 2022 | 2.41 | 2022 | 0 | 0 | SWWH005-07 | Com Gas Water Heating Boilers - ZEAS 2030 - Hot-Dry ¦ SDG&E ¦ Hot-Dry | Com Gas Water Heating Boilers - ZEAS 2030 - Hot-Dry | 0 | 1 | 0 | CBSA 2014 | -3.6643 | 2012 | 0.6 | SWWH005-07
COM-WATERHEAT-20-ZEAS.91 | Com ¦ Code Gas Water Heating Boiler (0.81 UEF) - ZEAS 2030 - Hot-Dry ¦ SDG&E ¦ Hot-Dry | Com ¦ Code Gas Water Heating Boiler (0.81 UEF) - ZEAS 2030 - Hot-Dry | SDG&E ¦ Hot-Dry | SDG&E | All | Gas | Small/med. commercial HW boiler < 200 kBtu/hr, 0.81 UEF | Average Existing and Code |  | 2030 | 1 | Conventional | WaterHeat | Com - Other | Com | ROB and NEW | 0 | 1000 sqft2 of floor space | Cap-kBTUh | 20 | DEER:Indoor_CFL_Ltg | 0.0648 | 9.98e-06 | 2.9 | SWWH005-07 | 5.59 | 2022 | 2.41 | 2022 | 0 | 0 | SWWH005-07 | Com Gas Water Heating Boilers - ZEAS 2030 - Hot-Dry ¦ SDG&E ¦ Hot-Dry | Com Gas Water Heating Boilers - ZEAS 2030 - Hot-Dry | 0.79996 | 1 | 0.64753 | CBSA 2014 | -13.1442 | 2012 | 0.6 | SWWH005-07
COM-WATERHEAT-20-ZEAS.92 | Com ¦ Code Gas Water Heating Boiler (0.81 UEF) - ZEAS 2030 - Hot-Dry ¦ SDG&E ¦ Hot-Dry | Com ¦ Code Gas Water Heating Boiler (0.81 UEF) - ZEAS 2030 - Hot-Dry | SDG&E ¦ Hot-Dry | SDG&E | All | Gas | Small/med. commercial HW boiler < 200 kBtu/hr, 0.81 UEF | Average Existing and Code |  | 2030 | 1 | Conventional | WaterHeat | Com - Refrig. Warehouse | Com | ROB and NEW | 0 | 1000 sqft2 of floor space | Cap-kBTUh | 20 | DEER:Indoor_CFL_Ltg | 0.102 | 8.48e-06 | 4.54 | SWWH005-07 | 5.59 | 2022 | 2.41 | 2022 | 0 | 0 | SWWH005-07 | Com Gas Water Heating Boilers - ZEAS 2030 - Hot-Dry ¦ SDG&E ¦ Hot-Dry | Com Gas Water Heating Boilers - ZEAS 2030 - Hot-Dry | 0.075958 | 1 | 0.64753 | CBSA 2014 | -3.4104 | 2012 | 0.6 | SWWH005-07
COM-WATERHEAT-20-ZEAS.93 | Com ¦ Code Gas Water Heating Boiler (0.81 UEF) - ZEAS 2030 - Hot-Dry ¦ SDG&E ¦ Hot-Dry | Com ¦ Code Gas Water Heating Boiler (0.81 UEF) - ZEAS 2030 - Hot-Dry | SDG&E ¦ Hot-Dry | SDG&E | All | Gas | Small/med. commercial HW boiler < 200 kBtu/hr, 0.81 UEF | Average Existing and Code |  | 2030 | 1 | Conventional | WaterHeat | Com - Restaurant | Com | ROB and NEW | 0 | 1000 sqft2 of floor space | Cap-kBTUh | 20 | DEER:Indoor_CFL_Ltg | 0.0461 | 8.7649e-06 | 2.06 | SWWH005-07 | 5.59 | 2022 | 2.41 | 2022 | 0 | 0 | SWWH005-07 | Com Gas Water Heating Boilers - ZEAS 2030 - Hot-Dry ¦ SDG&E ¦ Hot-Dry | Com Gas Water Heating Boilers - ZEAS 2030 - Hot-Dry | 1.7816 | 1 | 0.64753 | CBSA 2014 | -1.5484 | 2012 | 0.6 | SWWH005-07
COM-WATERHEAT-20-ZEAS.94 | Com ¦ Code Gas Water Heating Boiler (0.81 UEF) - ZEAS 2030 - Hot-Dry ¦ SDG&E ¦ Hot-Dry | Com ¦ Code Gas Water Heating Boiler (0.81 UEF) - ZEAS 2030 - Hot-Dry | SDG&E ¦ Hot-Dry | SDG&E | All | Gas | Small/med. commercial HW boiler < 200 kBtu/hr, 0.81 UEF | Average Existing and Code |  | 2030 | 1 | Conventional | WaterHeat | Com - Retail | Com | ROB and NEW | 0 | 1000 sqft2 of floor space | Cap-kBTUh | 20 | DEER:Indoor_CFL_Ltg | 0.051752 | 8.8263e-06 | 2.3151 | SWWH005-07 | 5.59 | 2022 | 2.41 | 2022 | 0 | 0 | SWWH005-07 | Com Gas Water Heating Boilers - ZEAS 2030 - Hot-Dry ¦ SDG&E ¦ Hot-Dry | Com Gas Water Heating Boilers - ZEAS 2030 - Hot-Dry | 0 | 1 | 0 | CBSA 2014 | -11.4573 | 2012 | 0.6 | SWWH005-07
COM-WATERHEAT-20-ZEAS.95 | Com ¦ Code Gas Water Heating Boiler (0.81 UEF) - ZEAS 2030 - Hot-Dry ¦ SDG&E ¦ Hot-Dry | Com ¦ Code Gas Water Heating Boiler (0.81 UEF) - ZEAS 2030 - Hot-Dry | SDG&E ¦ Hot-Dry | SDG&E | All | Gas | Small/med. commercial HW boiler < 200 kBtu/hr, 0.81 UEF | Average Existing and Code |  | 2030 | 1 | Conventional | WaterHeat | Com - School | Com | ROB and NEW | 0 | 1000 sqft2 of floor space | Cap-kBTUh | 20 | DEER:Indoor_CFL_Ltg | 0.0315 | 2.09e-06 | 1.41 | SWWH005-07 | 5.59 | 2022 | 2.41 | 2022 | 0 | 0 | SWWH005-07 | Com Gas Water Heating Boilers - ZEAS 2030 - Hot-Dry ¦ SDG&E ¦ Hot-Dry | Com Gas Water Heating Boilers - ZEAS 2030 - Hot-Dry | 2.028 | 1 | 0.64753 | CBSA 2014 | -3.2267 | 2012 | 0.6 | SWWH005-07
COM-WATERHEAT-20-ZEAS.96 | Com ¦ Code Gas Water Heating Boiler (0.81 UEF) - ZEAS 2030 - Hot-Dry ¦ SDG&E ¦ Hot-Dry | Com ¦ Code Gas Water Heating Boiler (0.81 UEF) - ZEAS 2030 - Hot-Dry | SDG&E ¦ Hot-Dry | SDG&E | All | Gas | Small/med. commercial HW boiler < 200 kBtu/hr, 0.81 UEF | Average Existing and Code |  | 2030 | 1 | Conventional | WaterHeat | Com - Warehouse | Com | ROB and NEW | 0 | 1000 sqft2 of floor space | Cap-kBTUh | 20 | DEER:Indoor_CFL_Ltg | 0.052 | 1.74e-06 | 2.33 | SWWH005-07 | 5.59 | 2022 | 2.41 | 2022 | 0 | 0 | SWWH005-07 | Com Gas Water Heating Boilers - ZEAS 2030 - Hot-Dry ¦ SDG&E ¦ Hot-Dry | Com Gas Water Heating Boilers - ZEAS 2030 - Hot-Dry | 0.075958 | 1 | 0.64753 | CBSA 2014 | -9.8376 | 2012 | 0.6 | SWWH005-07
COM-WATERHEAT-21-ZEAS.1 | Com ¦ Efficient Gas Water Heating Boiler (0.92 UEF) - ZEAS 2030 - Marine ¦ PG&E ¦ Marine | Com ¦ Efficient Gas Water Heating Boiler (0.92 UEF) - ZEAS 2030 - Marine | PG&E ¦ Marine | PG&E | All | Gas | Small/med. commercial HW boiler < 200 kBtu/hr, 0.92 UEF | Efficient | 2030 |  | 1 | Conventional | WaterHeat | Com - College | Com | ROB and NEW | 0 | 1000 sqft2 of floor space | Cap-kBTUh | 20 | DEER:Indoor_CFL_Ltg | 0 | 0 | 0 | SWWH005-07 | 10.2 | 2022 | 4.67 | 2022 | 0 | 0 | SWWH005-07 | Com Gas Water Heating Boilers - ZEAS 2030 - Marine ¦ PG&E ¦ Marine | Com Gas Water Heating Boilers - ZEAS 2030 - Marine | 2.028 | 1 | 0.35247 | CBSA 2014 | 0 | 2032 | 0.6 | SWWH005-07
COM-WATERHEAT-21-ZEAS.2 | Com ¦ Efficient Gas Water Heating Boiler (0.92 UEF) - ZEAS 2030 - Marine ¦ PG&E ¦ Marine | Com ¦ Efficient Gas Water Heating Boiler (0.92 UEF) - ZEAS 2030 - Marine | PG&E ¦ Marine | PG&E | All | Gas | Small/med. commercial HW boiler < 200 kBtu/hr, 0.92 UEF | Efficient | 2030 |  | 1 | Conventional | WaterHeat | Com - Grocery | Com | ROB and NEW | 0 | 1000 sqft2 of floor space | Cap-kBTUh | 20 | DEER:Indoor_CFL_Ltg | 0 | 0 | 0 | SWWH005-07 | 10.2 | 2022 | 4.67 | 2022 | 0 | 0 | SWWH005-07 | Com Gas Water Heating Boilers - ZEAS 2030 - Marine ¦ PG&E ¦ Marine | Com Gas Water Heating Boilers - ZEAS 2030 - Marine | 0.25893 | 1 | 0.35247 | CBSA 2014 | 0 | 2032 | 0.6 | SWWH005-07
COM-WATERHEAT-21-ZEAS.3 | Com ¦ Efficient Gas Water Heating Boiler (0.92 UEF) - ZEAS 2030 - Marine ¦ PG&E ¦ Marine | Com ¦ Efficient Gas Water Heating Boiler (0.92 UEF) - ZEAS 2030 - Marine | PG&E ¦ Marine | PG&E | All | Gas | Small/med. commercial HW boiler < 200 kBtu/hr, 0.92 UEF | Efficient | 2030 |  | 1 | Conventional | WaterHeat | Com - Health | Com | ROB and NEW | 0 | 1000 sqft2 of floor space | Cap-kBTUh | 20 | DEER:Indoor_CFL_Ltg | 0 | 0 | 0 | SWWH005-07 | 10.2 | 2022 | 4.67 | 2022 | 0 | 0 | SWWH005-07 | Com Gas Water Heating Boilers - ZEAS 2030 - Marine ¦ PG&E ¦ Marine | Com Gas Water Heating Boilers - ZEAS 2030 - Marine | 2.3999 | 1 | 0.35247 | CBSA 2014 | 0 | 2032 | 0.6 | SWWH005-07
COM-WATERHEAT-21-ZEAS.4 | Com ¦ Efficient Gas Water Heating Boiler (0.92 UEF) - ZEAS 2030 - Marine ¦ PG&E ¦ Marine | Com ¦ Efficient Gas Water Heating Boiler (0.92 UEF) - ZEAS 2030 - Marine | PG&E ¦ Marine | PG&E | All | Gas | Small/med. commercial HW boiler < 200 kBtu/hr, 0.92 UEF | Efficient | 2030 |  | 1 | Conventional | WaterHeat | Com - Lodging | Com | ROB and NEW | 0 | 1000 sqft2 of floor space | Cap-kBTUh | 20 | DEER:Indoor_CFL_Ltg | 0 | 0 | 0 | SWWH005-07 | 10.2 | 2022 | 4.67 | 2022 | 0 | 0 | SWWH005-07 | Com Gas Water Heating Boilers - ZEAS 2030 - Marine ¦ PG&E ¦ Marine | Com Gas Water Heating Boilers - ZEAS 2030 - Marine | 14.3568 | 1 | 0.35247 | CBSA 2014 | 0 | 2032 | 0.6 | SWWH005-07
COM-WATERHEAT-21-ZEAS.5 | Com ¦ Efficient Gas Water Heating Boiler (0.92 UEF) - ZEAS 2030 - Marine ¦ PG&E ¦ Marine | Com ¦ Efficient Gas Water Heating Boiler (0.92 UEF) - ZEAS 2030 - Marine | PG&E ¦ Marine | PG&E | All | Gas | Small/med. commercial HW boiler < 200 kBtu/hr, 0.92 UEF | Efficient | 2030 |  | 1 | Conventional | WaterHeat | Com - Office (Large) | Com | ROB and NEW | 0 | 1000 sqft2 of floor space | Cap-kBTUh | 20 | DEER:Indoor_CFL_Ltg | 0 | 0 | 0 | SWWH005-07 | 10.2 | 2022 | 4.67 | 2022 | 0 | 0 | SWWH005-07 | Com Gas Water Heating Boilers - ZEAS 2030 - Marine ¦ PG&E ¦ Marine | Com Gas Water Heating Boilers - ZEAS 2030 - Marine | 1.3124 | 1 | 0.35247 | CBSA 2014 | 0 | 2032 | 0.6 | SWWH005-07
COM-WATERHEAT-21-ZEAS.6 | Com ¦ Efficient Gas Water Heating Boiler (0.92 UEF) - ZEAS 2030 - Marine ¦ PG&E ¦ Marine | Com ¦ Efficient Gas Water Heating Boiler (0.92 UEF) - ZEAS 2030 - Marine | PG&E ¦ Marine | PG&E | All | Gas | Small/med. commercial HW boiler < 200 kBtu/hr, 0.92 UEF | Efficient | 2030 |  | 1 | Conventional | WaterHeat | Com - Office (Small) | Com | ROB and NEW | 0 | 1000 sqft2 of floor space | Cap-kBTUh | 20 | DEER:Indoor_CFL_Ltg | 0 | 0 | 0 | SWWH005-07 | 10.2 | 2022 | 4.67 | 2022 | 0 | 0 | SWWH005-07 | Com Gas Water Heating Boilers - ZEAS 2030 - Marine ¦ PG&E ¦ Marine | Com Gas Water Heating Boilers - ZEAS 2030 - Marine | 0 | 1 | 0 | CBSA 2014 | 0 | 2032 | 0.6 | SWWH005-07
COM-WATERHEAT-21-ZEAS.7 | Com ¦ Efficient Gas Water Heating Boiler (0.92 UEF) - ZEAS 2030 - Marine ¦ PG&E ¦ Marine | Com ¦ Efficient Gas Water Heating Boiler (0.92 UEF) - ZEAS 2030 - Marine | PG&E ¦ Marine | PG&E | All | Gas | Small/med. commercial HW boiler < 200 kBtu/hr, 0.92 UEF | Efficient | 2030 |  | 1 | Conventional | WaterHeat | Com - Other | Com | ROB and NEW | 0 | 1000 sqft2 of floor space | Cap-kBTUh | 20 | DEER:Indoor_CFL_Ltg | 0 | 0 | 0 | SWWH005-07 | 10.2 | 2022 | 4.67 | 2022 | 0 | 0 | SWWH005-07 | Com Gas Water Heating Boilers - ZEAS 2030 - Marine ¦ PG&E ¦ Marine | Com Gas Water Heating Boilers - ZEAS 2030 - Marine | 0.79996 | 1 | 0.35247 | CBSA 2014 | 0 | 2032 | 0.6 | SWWH005-07
COM-WATERHEAT-21-ZEAS.8 | Com ¦ Efficient Gas Water Heating Boiler (0.92 UEF) - ZEAS 2030 - Marine ¦ PG&E ¦ Marine | Com ¦ Efficient Gas Water Heating Boiler (0.92 UEF) - ZEAS 2030 - Marine | PG&E ¦ Marine | PG&E | All | Gas | Small/med. commercial HW boiler < 200 kBtu/hr, 0.92 UEF | Efficient | 2030 |  | 1 | Conventional | WaterHeat | Com - Refrig. Warehouse | Com | ROB and NEW | 0 | 1000 sqft2 of floor space | Cap-kBTUh | 20 | DEER:Indoor_CFL_Ltg | 0 | 0 | 0 | SWWH005-07 | 10.2 | 2022 | 4.67 | 2022 | 0 | 0 | SWWH005-07 | Com Gas Water Heating Boilers - ZEAS 2030 - Marine ¦ PG&E ¦ Marine | Com Gas Water Heating Boilers - ZEAS 2030 - Marine | 0.075958 | 1 | 0.35247 | CBSA 2014 | 0 | 2032 | 0.6 | SWWH005-07
COM-WATERHEAT-21-ZEAS.9 | Com ¦ Efficient Gas Water Heating Boiler (0.92 UEF) - ZEAS 2030 - Marine ¦ PG&E ¦ Marine | Com ¦ Efficient Gas Water Heating Boiler (0.92 UEF) - ZEAS 2030 - Marine | PG&E ¦ Marine | PG&E | All | Gas | Small/med. commercial HW boiler < 200 kBtu/hr, 0.92 UEF | Efficient | 2030 |  | 1 | Conventional | WaterHeat | Com - Restaurant | Com | ROB and NEW | 0 | 1000 sqft2 of floor space | Cap-kBTUh | 20 | DEER:Indoor_CFL_Ltg | 0 | 0 | 0 | SWWH005-07 | 10.2 | 2022 | 4.67 | 2022 | 0 | 0 | SWWH005-07 | Com Gas Water Heating Boilers - ZEAS 2030 - Marine ¦ PG&E ¦ Marine | Com Gas Water Heating Boilers - ZEAS 2030 - Marine | 1.7816 | 1 | 0.35247 | CBSA 2014 | 0 | 2032 | 0.6 | SWWH005-07
COM-WATERHEAT-21-ZEAS.10 | Com ¦ Efficient Gas Water Heating Boiler (0.92 UEF) - ZEAS 2030 - Marine ¦ PG&E ¦ Marine | Com ¦ Efficient Gas Water Heating Boiler (0.92 UEF) - ZEAS 2030 - Marine | PG&E ¦ Marine | PG&E | All | Gas | Small/med. commercial HW boiler < 200 kBtu/hr, 0.92 UEF | Efficient | 2030 |  | 1 | Conventional | WaterHeat | Com - Retail | Com | ROB and NEW | 0 | 1000 sqft2 of floor space | Cap-kBTUh | 20 | DEER:Indoor_CFL_Ltg | 0 | 0 | 0 | SWWH005-07 | 10.2 | 2022 | 4.67 | 2022 | 0 | 0 | SWWH005-07 | Com Gas Water Heating Boilers - ZEAS 2030 - Marine ¦ PG&E ¦ Marine | Com Gas Water Heating Boilers - ZEAS 2030 - Marine | 0 | 1 | 0 | CBSA 2014 | 0 | 2032 | 0.6 | SWWH005-07
COM-WATERHEAT-21-ZEAS.11 | Com ¦ Efficient Gas Water Heating Boiler (0.92 UEF) - ZEAS 2030 - Marine ¦ PG&E ¦ Marine | Com ¦ Efficient Gas Water Heating Boiler (0.92 UEF) - ZEAS 2030 - Marine | PG&E ¦ Marine | PG&E | All | Gas | Small/med. commercial HW boiler < 200 kBtu/hr, 0.92 UEF | Efficient | 2030 |  | 1 | Conventional | WaterHeat | Com - School | Com | ROB and NEW | 0 | 1000 sqft2 of floor space | Cap-kBTUh | 20 | DEER:Indoor_CFL_Ltg | 0 | 0 | 0 | SWWH005-07 | 10.2 | 2022 | 4.67 | 2022 | 0 | 0 | SWWH005-07 | Com Gas Water Heating Boilers - ZEAS 2030 - Marine ¦ PG&E ¦ Marine | Com Gas Water Heating Boilers - ZEAS 2030 - Marine | 2.028 | 1 | 0.35247 | CBSA 2014 | 0 | 2032 | 0.6 | SWWH005-07
COM-WATERHEAT-21-ZEAS.12 | Com ¦ Efficient Gas Water Heating Boiler (0.92 UEF) - ZEAS 2030 - Marine ¦ PG&E ¦ Marine | Com ¦ Efficient Gas Water Heating Boiler (0.92 UEF) - ZEAS 2030 - Marine | PG&E ¦ Marine | PG&E | All | Gas | Small/med. commercial HW boiler < 200 kBtu/hr, 0.92 UEF | Efficient | 2030 |  | 1 | Conventional | WaterHeat | Com - Warehouse | Com | ROB and NEW | 0 | 1000 sqft2 of floor space | Cap-kBTUh | 20 | DEER:Indoor_CFL_Ltg | 0 | 0 | 0 | SWWH005-07 | 10.2 | 2022 | 4.67 | 2022 | 0 | 0 | SWWH005-07 | Com Gas Water Heating Boilers - ZEAS 2030 - Marine ¦ PG&E ¦ Marine | Com Gas Water Heating Boilers - ZEAS 2030 - Marine | 0.075958 | 1 | 0.35247 | CBSA 2014 | 0 | 2032 | 0.6 | SWWH005-07
COM-WATERHEAT-21-ZEAS.13 | Com ¦ Efficient Gas Water Heating Boiler (0.92 UEF) - ZEAS 2030 - Hot-Dry ¦ PG&E ¦ Hot-Dry | Com ¦ Efficient Gas Water Heating Boiler (0.92 UEF) - ZEAS 2030 - Hot-Dry | PG&E ¦ Hot-Dry | PG&E | All | Gas | Small/med. commercial HW boiler < 200 kBtu/hr, 0.92 UEF | Efficient | 2030 |  | 1 | Conventional | WaterHeat | Com - College | Com | ROB and NEW | 0 | 1000 sqft2 of floor space | Cap-kBTUh | 20 | DEER:Indoor_CFL_Ltg | 0 | 0 | 0 | SWWH005-07 | 10.2 | 2022 | 4.67 | 2022 | 0 | 0 | SWWH005-07 | Com Gas Water Heating Boilers - ZEAS 2030 - Hot-Dry ¦ PG&E ¦ Hot-Dry | Com Gas Water Heating Boilers - ZEAS 2030 - Hot-Dry | 2.028 | 1 | 0.35247 | CBSA 2014 | 0 | 2032 | 0.6 | SWWH005-07
COM-WATERHEAT-21-ZEAS.14 | Com ¦ Efficient Gas Water Heating Boiler (0.92 UEF) - ZEAS 2030 - Hot-Dry ¦ PG&E ¦ Hot-Dry | Com ¦ Efficient Gas Water Heating Boiler (0.92 UEF) - ZEAS 2030 - Hot-Dry | PG&E ¦ Hot-Dry | PG&E | All | Gas | Small/med. commercial HW boiler < 200 kBtu/hr, 0.92 UEF | Efficient | 2030 |  | 1 | Conventional | WaterHeat | Com - Grocery | Com | ROB and NEW | 0 | 1000 sqft2 of floor space | Cap-kBTUh | 20 | DEER:Indoor_CFL_Ltg | 0 | 0 | 0 | SWWH005-07 | 10.2 | 2022 | 4.67 | 2022 | 0 | 0 | SWWH005-07 | Com Gas Water Heating Boilers - ZEAS 2030 - Hot-Dry ¦ PG&E ¦ Hot-Dry | Com Gas Water Heating Boilers - ZEAS 2030 - Hot-Dry | 0.25893 | 1 | 0.35247 | CBSA 2014 | 0 | 2032 | 0.6 | SWWH005-07
COM-WATERHEAT-21-ZEAS.15 | Com ¦ Efficient Gas Water Heating Boiler (0.92 UEF) - ZEAS 2030 - Hot-Dry ¦ PG&E ¦ Hot-Dry | Com ¦ Efficient Gas Water Heating Boiler (0.92 UEF) - ZEAS 2030 - Hot-Dry | PG&E ¦ Hot-Dry | PG&E | All | Gas | Small/med. commercial HW boiler < 200 kBtu/hr, 0.92 UEF | Efficient | 2030 |  | 1 | Conventional | WaterHeat | Com - Health | Com | ROB and NEW | 0 | 1000 sqft2 of floor space | Cap-kBTUh | 20 | DEER:Indoor_CFL_Ltg | 0 | 0 | 0 | SWWH005-07 | 10.2 | 2022 | 4.67 | 2022 | 0 | 0 | SWWH005-07 | Com Gas Water Heating Boilers - ZEAS 2030 - Hot-Dry ¦ PG&E ¦ Hot-Dry | Com Gas Water Heating Boilers - ZEAS 2030 - Hot-Dry | 2.3999 | 1 | 0.35247 | CBSA 2014 | 0 | 2032 | 0.6 | SWWH005-07
COM-WATERHEAT-21-ZEAS.16 | Com ¦ Efficient Gas Water Heating Boiler (0.92 UEF) - ZEAS 2030 - Hot-Dry ¦ PG&E ¦ Hot-Dry | Com ¦ Efficient Gas Water Heating Boiler (0.92 UEF) - ZEAS 2030 - Hot-Dry | PG&E ¦ Hot-Dry | PG&E | All | Gas | Small/med. commercial HW boiler < 200 kBtu/hr, 0.92 UEF | Efficient | 2030 |  | 1 | Conventional | WaterHeat | Com - Lodging | Com | ROB and NEW | 0 | 1000 sqft2 of floor space | Cap-kBTUh | 20 | DEER:Indoor_CFL_Ltg | 0 | 0 | 0 | SWWH005-07 | 10.2 | 2022 | 4.67 | 2022 | 0 | 0 | SWWH005-07 | Com Gas Water Heating Boilers - ZEAS 2030 - Hot-Dry ¦ PG&E ¦ Hot-Dry | Com Gas Water Heating Boilers - ZEAS 2030 - Hot-Dry | 14.3568 | 1 | 0.35247 | CBSA 2014 | 0 | 2032 | 0.6 | SWWH005-07
COM-WATERHEAT-21-ZEAS.17 | Com ¦ Efficient Gas Water Heating Boiler (0.92 UEF) - ZEAS 2030 - Hot-Dry ¦ PG&E ¦ Hot-Dry | Com ¦ Efficient Gas Water Heating Boiler (0.92 UEF) - ZEAS 2030 - Hot-Dry | PG&E ¦ Hot-Dry | PG&E | All | Gas | Small/med. commercial HW boiler < 200 kBtu/hr, 0.92 UEF | Efficient | 2030 |  | 1 | Conventional | WaterHeat | Com - Office (Large) | Com | ROB and NEW | 0 | 1000 sqft2 of floor space | Cap-kBTUh | 20 | DEER:Indoor_CFL_Ltg | 0 | 0 | 0 | SWWH005-07 | 10.2 | 2022 | 4.67 | 2022 | 0 | 0 | SWWH005-07 | Com Gas Water Heating Boilers - ZEAS 2030 - Hot-Dry ¦ PG&E ¦ Hot-Dry | Com Gas Water Heating Boilers - ZEAS 2030 - Hot-Dry | 1.3124 | 1 | 0.35247 | CBSA 2014 | 0 | 2032 | 0.6 | SWWH005-07
COM-WATERHEAT-21-ZEAS.18 | Com ¦ Efficient Gas Water Heating Boiler (0.92 UEF) - ZEAS 2030 - Hot-Dry ¦ PG&E ¦ Hot-Dry | Com ¦ Efficient Gas Water Heating Boiler (0.92 UEF) - ZEAS 2030 - Hot-Dry | PG&E ¦ Hot-Dry | PG&E | All | Gas | Small/med. commercial HW boiler < 200 kBtu/hr, 0.92 UEF | Efficient | 2030 |  | 1 | Conventional | WaterHeat | Com - Office (Small) | Com | ROB and NEW | 0 | 1000 sqft2 of floor space | Cap-kBTUh | 20 | DEER:Indoor_CFL_Ltg | 0 | 0 | 0 | SWWH005-07 | 10.2 | 2022 | 4.67 | 2022 | 0 | 0 | SWWH005-07 | Com Gas Water Heating Boilers - ZEAS 2030 - Hot-Dry ¦ PG&E ¦ Hot-Dry | Com Gas Water Heating Boilers - ZEAS 2030 - Hot-Dry | 0 | 1 | 0 | CBSA 2014 | 0 | 2032 | 0.6 | SWWH005-07
COM-WATERHEAT-21-ZEAS.19 | Com ¦ Efficient Gas Water Heating Boiler (0.92 UEF) - ZEAS 2030 - Hot-Dry ¦ PG&E ¦ Hot-Dry | Com ¦ Efficient Gas Water Heating Boiler (0.92 UEF) - ZEAS 2030 - Hot-Dry | PG&E ¦ Hot-Dry | PG&E | All | Gas | Small/med. commercial HW boiler < 200 kBtu/hr, 0.92 UEF | Efficient | 2030 |  | 1 | Conventional | WaterHeat | Com - Other | Com | ROB and NEW | 0 | 1000 sqft2 of floor space | Cap-kBTUh | 20 | DEER:Indoor_CFL_Ltg | 0 | 0 | 0 | SWWH005-07 | 10.2 | 2022 | 4.67 | 2022 | 0 | 0 | SWWH005-07 | Com Gas Water Heating Boilers - ZEAS 2030 - Hot-Dry ¦ PG&E ¦ Hot-Dry | Com Gas Water Heating Boilers - ZEAS 2030 - Hot-Dry | 0.79996 | 1 | 0.35247 | CBSA 2014 | 0 | 2032 | 0.6 | SWWH005-07
COM-WATERHEAT-21-ZEAS.20 | Com ¦ Efficient Gas Water Heating Boiler (0.92 UEF) - ZEAS 2030 - Hot-Dry ¦ PG&E ¦ Hot-Dry | Com ¦ Efficient Gas Water Heating Boiler (0.92 UEF) - ZEAS 2030 - Hot-Dry | PG&E ¦ Hot-Dry | PG&E | All | Gas | Small/med. commercial HW boiler < 200 kBtu/hr, 0.92 UEF | Efficient | 2030 |  | 1 | Conventional | WaterHeat | Com - Refrig. Warehouse | Com | ROB and NEW | 0 | 1000 sqft2 of floor space | Cap-kBTUh | 20 | DEER:Indoor_CFL_Ltg | 0 | 0 | 0 | SWWH005-07 | 10.2 | 2022 | 4.67 | 2022 | 0 | 0 | SWWH005-07 | Com Gas Water Heating Boilers - ZEAS 2030 - Hot-Dry ¦ PG&E ¦ Hot-Dry | Com Gas Water Heating Boilers - ZEAS 2030 - Hot-Dry | 0.075958 | 1 | 0.35247 | CBSA 2014 | 0 | 2032 | 0.6 | SWWH005-07
COM-WATERHEAT-21-ZEAS.21 | Com ¦ Efficient Gas Water Heating Boiler (0.92 UEF) - ZEAS 2030 - Hot-Dry ¦ PG&E ¦ Hot-Dry | Com ¦ Efficient Gas Water Heating Boiler (0.92 UEF) - ZEAS 2030 - Hot-Dry | PG&E ¦ Hot-Dry | PG&E | All | Gas | Small/med. commercial HW boiler < 200 kBtu/hr, 0.92 UEF | Efficient | 2030 |  | 1 | Conventional | WaterHeat | Com - Restaurant | Com | ROB and NEW | 0 | 1000 sqft2 of floor space | Cap-kBTUh | 20 | DEER:Indoor_CFL_Ltg | 0 | 0 | 0 | SWWH005-07 | 10.2 | 2022 | 4.67 | 2022 | 0 | 0 | SWWH005-07 | Com Gas Water Heating Boilers - ZEAS 2030 - Hot-Dry ¦ PG&E ¦ Hot-Dry | Com Gas Water Heating Boilers - ZEAS 2030 - Hot-Dry | 1.7816 | 1 | 0.35247 | CBSA 2014 | 0 | 2032 | 0.6 | SWWH005-07
COM-WATERHEAT-21-ZEAS.22 | Com ¦ Efficient Gas Water Heating Boiler (0.92 UEF) - ZEAS 2030 - Hot-Dry ¦ PG&E ¦ Hot-Dry | Com ¦ Efficient Gas Water Heating Boiler (0.92 UEF) - ZEAS 2030 - Hot-Dry | PG&E ¦ Hot-Dry | PG&E | All | Gas | Small/med. commercial HW boiler < 200 kBtu/hr, 0.92 UEF | Efficient | 2030 |  | 1 | Conventional | WaterHeat | Com - Retail | Com | ROB and NEW | 0 | 1000 sqft2 of floor space | Cap-kBTUh | 20 | DEER:Indoor_CFL_Ltg | 0 | 0 | 0 | SWWH005-07 | 10.2 | 2022 | 4.67 | 2022 | 0 | 0 | SWWH005-07 | Com Gas Water Heating Boilers - ZEAS 2030 - Hot-Dry ¦ PG&E ¦ Hot-Dry | Com Gas Water Heating Boilers - ZEAS 2030 - Hot-Dry | 0 | 1 | 0 | CBSA 2014 | 0 | 2032 | 0.6 | SWWH005-07
COM-WATERHEAT-21-ZEAS.23 | Com ¦ Efficient Gas Water Heating Boiler (0.92 UEF) - ZEAS 2030 - Hot-Dry ¦ PG&E ¦ Hot-Dry | Com ¦ Efficient Gas Water Heating Boiler (0.92 UEF) - ZEAS 2030 - Hot-Dry | PG&E ¦ Hot-Dry | PG&E | All | Gas | Small/med. commercial HW boiler < 200 kBtu/hr, 0.92 UEF | Efficient | 2030 |  | 1 | Conventional | WaterHeat | Com - School | Com | ROB and NEW | 0 | 1000 sqft2 of floor space | Cap-kBTUh | 20 | DEER:Indoor_CFL_Ltg | 0 | 0 | 0 | SWWH005-07 | 10.2 | 2022 | 4.67 | 2022 | 0 | 0 | SWWH005-07 | Com Gas Water Heating Boilers - ZEAS 2030 - Hot-Dry ¦ PG&E ¦ Hot-Dry | Com Gas Water Heating Boilers - ZEAS 2030 - Hot-Dry | 2.028 | 1 | 0.35247 | CBSA 2014 | 0 | 2032 | 0.6 | SWWH005-07
COM-WATERHEAT-21-ZEAS.24 | Com ¦ Efficient Gas Water Heating Boiler (0.92 UEF) - ZEAS 2030 - Hot-Dry ¦ PG&E ¦ Hot-Dry | Com ¦ Efficient Gas Water Heating Boiler (0.92 UEF) - ZEAS 2030 - Hot-Dry | PG&E ¦ Hot-Dry | PG&E | All | Gas | Small/med. commercial HW boiler < 200 kBtu/hr, 0.92 UEF | Efficient | 2030 |  | 1 | Conventional | WaterHeat | Com - Warehouse | Com | ROB and NEW | 0 | 1000 sqft2 of floor space | Cap-kBTUh | 20 | DEER:Indoor_CFL_Ltg | 0 | 0 | 0 | SWWH005-07 | 10.2 | 2022 | 4.67 | 2022 | 0 | 0 | SWWH005-07 | Com Gas Water Heating Boilers - ZEAS 2030 - Hot-Dry ¦ PG&E ¦ Hot-Dry | Com Gas Water Heating Boilers - ZEAS 2030 - Hot-Dry | 0.075958 | 1 | 0.35247 | CBSA 2014 | 0 | 2032 | 0.6 | SWWH005-07
COM-WATERHEAT-21-ZEAS.25 | Com ¦ Efficient Gas Water Heating Boiler (0.92 UEF) - ZEAS 2030 - Cold ¦ PG&E ¦ Cold | Com ¦ Efficient Gas Water Heating Boiler (0.92 UEF) - ZEAS 2030 - Cold | PG&E ¦ Cold | PG&E | All | Gas | Small/med. commercial HW boiler < 200 kBtu/hr, 0.92 UEF | Efficient | 2030 |  | 1 | Conventional | WaterHeat | Com - College | Com | ROB and NEW | 0 | 1000 sqft2 of floor space | Cap-kBTUh | 20 | DEER:Indoor_CFL_Ltg | 0 | 0 | 0 | SWWH005-07 | 10.2 | 2022 | 4.67 | 2022 | 0 | 0 | SWWH005-07 | Com Gas Water Heating Boilers - ZEAS 2030 - Cold ¦ PG&E ¦ Cold | Com Gas Water Heating Boilers - ZEAS 2030 - Cold | 2.028 | 1 | 0.35247 | CBSA 2014 | 0 | 2032 | 0.6 | SWWH005-07
COM-WATERHEAT-21-ZEAS.26 | Com ¦ Efficient Gas Water Heating Boiler (0.92 UEF) - ZEAS 2030 - Cold ¦ PG&E ¦ Cold | Com ¦ Efficient Gas Water Heating Boiler (0.92 UEF) - ZEAS 2030 - Cold | PG&E ¦ Cold | PG&E | All | Gas | Small/med. commercial HW boiler < 200 kBtu/hr, 0.92 UEF | Efficient | 2030 |  | 1 | Conventional | WaterHeat | Com - Grocery | Com | ROB and NEW | 0 | 1000 sqft2 of floor space | Cap-kBTUh | 20 | DEER:Indoor_CFL_Ltg | 0 | 0 | 0 | SWWH005-07 | 10.2 | 2022 | 4.67 | 2022 | 0 | 0 | SWWH005-07 | Com Gas Water Heating Boilers - ZEAS 2030 - Cold ¦ PG&E ¦ Cold | Com Gas Water Heating Boilers - ZEAS 2030 - Cold | 0.25893 | 1 | 0.35247 | CBSA 2014 | 0 | 2032 | 0.6 | SWWH005-07
COM-WATERHEAT-21-ZEAS.27 | Com ¦ Efficient Gas Water Heating Boiler (0.92 UEF) - ZEAS 2030 - Cold ¦ PG&E ¦ Cold | Com ¦ Efficient Gas Water Heating Boiler (0.92 UEF) - ZEAS 2030 - Cold | PG&E ¦ Cold | PG&E | All | Gas | Small/med. commercial HW boiler < 200 kBtu/hr, 0.92 UEF | Efficient | 2030 |  | 1 | Conventional | WaterHeat | Com - Health | Com | ROB and NEW | 0 | 1000 sqft2 of floor space | Cap-kBTUh | 20 | DEER:Indoor_CFL_Ltg | 0 | 0 | 0 | SWWH005-07 | 10.2 | 2022 | 4.67 | 2022 | 0 | 0 | SWWH005-07 | Com Gas Water Heating Boilers - ZEAS 2030 - Cold ¦ PG&E ¦ Cold | Com Gas Water Heating Boilers - ZEAS 2030 - Cold | 2.3999 | 1 | 0.35247 | CBSA 2014 | 0 | 2032 | 0.6 | SWWH005-07
COM-WATERHEAT-21-ZEAS.28 | Com ¦ Efficient Gas Water Heating Boiler (0.92 UEF) - ZEAS 2030 - Cold ¦ PG&E ¦ Cold | Com ¦ Efficient Gas Water Heating Boiler (0.92 UEF) - ZEAS 2030 - Cold | PG&E ¦ Cold | PG&E | All | Gas | Small/med. commercial HW boiler < 200 kBtu/hr, 0.92 UEF | Efficient | 2030 |  | 1 | Conventional | WaterHeat | Com - Lodging | Com | ROB and NEW | 0 | 1000 sqft2 of floor space | Cap-kBTUh | 20 | DEER:Indoor_CFL_Ltg | 0 | 0 | 0 | SWWH005-07 | 10.2 | 2022 | 4.67 | 2022 | 0 | 0 | SWWH005-07 | Com Gas Water Heating Boilers - ZEAS 2030 - Cold ¦ PG&E ¦ Cold | Com Gas Water Heating Boilers - ZEAS 2030 - Cold | 14.3568 | 1 | 0.35247 | CBSA 2014 | 0 | 2032 | 0.6 | SWWH005-07
COM-WATERHEAT-21-ZEAS.29 | Com ¦ Efficient Gas Water Heating Boiler (0.92 UEF) - ZEAS 2030 - Cold ¦ PG&E ¦ Cold | Com ¦ Efficient Gas Water Heating Boiler (0.92 UEF) - ZEAS 2030 - Cold | PG&E ¦ Cold | PG&E | All | Gas | Small/med. commercial HW boiler < 200 kBtu/hr, 0.92 UEF | Efficient | 2030 |  | 1 | Conventional | WaterHeat | Com - Office (Large) | Com | ROB and NEW | 0 | 1000 sqft2 of floor space | Cap-kBTUh | 20 | DEER:Indoor_CFL_Ltg | 0 | 0 | 0 | SWWH005-07 | 10.2 | 2022 | 4.67 | 2022 | 0 | 0 | SWWH005-07 | Com Gas Water Heating Boilers - ZEAS 2030 - Cold ¦ PG&E ¦ Cold | Com Gas Water Heating Boilers - ZEAS 2030 - Cold | 1.3124 | 1 | 0.35247 | CBSA 2014 | 0 | 2032 | 0.6 | SWWH005-07
COM-WATERHEAT-21-ZEAS.30 | Com ¦ Efficient Gas Water Heating Boiler (0.92 UEF) - ZEAS 2030 - Cold ¦ PG&E ¦ Cold | Com ¦ Efficient Gas Water Heating Boiler (0.92 UEF) - ZEAS 2030 - Cold | PG&E ¦ Cold | PG&E | All | Gas | Small/med. commercial HW boiler < 200 kBtu/hr, 0.92 UEF | Efficient | 2030 |  | 1 | Conventional | WaterHeat | Com - Office (Small) | Com | ROB and NEW | 0 | 1000 sqft2 of floor space | Cap-kBTUh | 20 | DEER:Indoor_CFL_Ltg | 0 | 0 | 0 | SWWH005-07 | 10.2 | 2022 | 4.67 | 2022 | 0 | 0 | SWWH005-07 | Com Gas Water Heating Boilers - ZEAS 2030 - Cold ¦ PG&E ¦ Cold | Com Gas Water Heating Boilers - ZEAS 2030 - Cold | 0 | 1 | 0 | CBSA 2014 | 0 | 2032 | 0.6 | SWWH005-07
COM-WATERHEAT-21-ZEAS.31 | Com ¦ Efficient Gas Water Heating Boiler (0.92 UEF) - ZEAS 2030 - Cold ¦ PG&E ¦ Cold | Com ¦ Efficient Gas Water Heating Boiler (0.92 UEF) - ZEAS 2030 - Cold | PG&E ¦ Cold | PG&E | All | Gas | Small/med. commercial HW boiler < 200 kBtu/hr, 0.92 UEF | Efficient | 2030 |  | 1 | Conventional | WaterHeat | Com - Other | Com | ROB and NEW | 0 | 1000 sqft2 of floor space | Cap-kBTUh | 20 | DEER:Indoor_CFL_Ltg | 0 | 0 | 0 | SWWH005-07 | 10.2 | 2022 | 4.67 | 2022 | 0 | 0 | SWWH005-07 | Com Gas Water Heating Boilers - ZEAS 2030 - Cold ¦ PG&E ¦ Cold | Com Gas Water Heating Boilers - ZEAS 2030 - Cold | 0.79996 | 1 | 0.35247 | CBSA 2014 | 0 | 2032 | 0.6 | SWWH005-07
COM-WATERHEAT-21-ZEAS.32 | Com ¦ Efficient Gas Water Heating Boiler (0.92 UEF) - ZEAS 2030 - Cold ¦ PG&E ¦ Cold | Com ¦ Efficient Gas Water Heating Boiler (0.92 UEF) - ZEAS 2030 - Cold | PG&E ¦ Cold | PG&E | All | Gas | Small/med. commercial HW boiler < 200 kBtu/hr, 0.92 UEF | Efficient | 2030 |  | 1 | Conventional | WaterHeat | Com - Refrig. Warehouse | Com | ROB and NEW | 0 | 1000 sqft2 of floor space | Cap-kBTUh | 20 | DEER:Indoor_CFL_Ltg | 0 | 0 | 0 | SWWH005-07 | 10.2 | 2022 | 4.67 | 2022 | 0 | 0 | SWWH005-07 | Com Gas Water Heating Boilers - ZEAS 2030 - Cold ¦ PG&E ¦ Cold | Com Gas Water Heating Boilers - ZEAS 2030 - Cold | 0.075958 | 1 | 0.35247 | CBSA 2014 | 0 | 2032 | 0.6 | SWWH005-07
COM-WATERHEAT-21-ZEAS.33 | Com ¦ Efficient Gas Water Heating Boiler (0.92 UEF) - ZEAS 2030 - Cold ¦ PG&E ¦ Cold | Com ¦ Efficient Gas Water Heating Boiler (0.92 UEF) - ZEAS 2030 - Cold | PG&E ¦ Cold | PG&E | All | Gas | Small/med. commercial HW boiler < 200 kBtu/hr, 0.92 UEF | Efficient | 2030 |  | 1 | Conventional | WaterHeat | Com - Restaurant | Com | ROB and NEW | 0 | 1000 sqft2 of floor space | Cap-kBTUh | 20 | DEER:Indoor_CFL_Ltg | 0 | 0 | 0 | SWWH005-07 | 10.2 | 2022 | 4.67 | 2022 | 0 | 0 | SWWH005-07 | Com Gas Water Heating Boilers - ZEAS 2030 - Cold ¦ PG&E ¦ Cold | Com Gas Water Heating Boilers - ZEAS 2030 - Cold | 1.7816 | 1 | 0.35247 | CBSA 2014 | 0 | 2032 | 0.6 | SWWH005-07
COM-WATERHEAT-21-ZEAS.34 | Com ¦ Efficient Gas Water Heating Boiler (0.92 UEF) - ZEAS 2030 - Cold ¦ PG&E ¦ Cold | Com ¦ Efficient Gas Water Heating Boiler (0.92 UEF) - ZEAS 2030 - Cold | PG&E ¦ Cold | PG&E | All | Gas | Small/med. commercial HW boiler < 200 kBtu/hr, 0.92 UEF | Efficient | 2030 |  | 1 | Conventional | WaterHeat | Com - Retail | Com | ROB and NEW | 0 | 1000 sqft2 of floor space | Cap-kBTUh | 20 | DEER:Indoor_CFL_Ltg | 0 | 0 | 0 | SWWH005-07 | 10.2 | 2022 | 4.67 | 2022 | 0 | 0 | SWWH005-07 | Com Gas Water Heating Boilers - ZEAS 2030 - Cold ¦ PG&E ¦ Cold | Com Gas Water Heating Boilers - ZEAS 2030 - Cold | 0 | 1 | 0 | CBSA 2014 | 0 | 2032 | 0.6 | SWWH005-07
COM-WATERHEAT-21-ZEAS.35 | Com ¦ Efficient Gas Water Heating Boiler (0.92 UEF) - ZEAS 2030 - Cold ¦ PG&E ¦ Cold | Com ¦ Efficient Gas Water Heating Boiler (0.92 UEF) - ZEAS 2030 - Cold | PG&E ¦ Cold | PG&E | All | Gas | Small/med. commercial HW boiler < 200 kBtu/hr, 0.92 UEF | Efficient | 2030 |  | 1 | Conventional | WaterHeat | Com - School | Com | ROB and NEW | 0 | 1000 sqft2 of floor space | Cap-kBTUh | 20 | DEER:Indoor_CFL_Ltg | 0 | 0 | 0 | SWWH005-07 | 10.2 | 2022 | 4.67 | 2022 | 0 | 0 | SWWH005-07 | Com Gas Water Heating Boilers - ZEAS 2030 - Cold ¦ PG&E ¦ Cold | Com Gas Water Heating Boilers - ZEAS 2030 - Cold | 2.028 | 1 | 0.35247 | CBSA 2014 | 0 | 2032 | 0.6 | SWWH005-07
COM-WATERHEAT-21-ZEAS.36 | Com ¦ Efficient Gas Water Heating Boiler (0.92 UEF) - ZEAS 2030 - Cold ¦ PG&E ¦ Cold | Com ¦ Efficient Gas Water Heating Boiler (0.92 UEF) - ZEAS 2030 - Cold | PG&E ¦ Cold | PG&E | All | Gas | Small/med. commercial HW boiler < 200 kBtu/hr, 0.92 UEF | Efficient | 2030 |  | 1 | Conventional | WaterHeat | Com - Warehouse | Com | ROB and NEW | 0 | 1000 sqft2 of floor space | Cap-kBTUh | 20 | DEER:Indoor_CFL_Ltg | 0 | 0 | 0 | SWWH005-07 | 10.2 | 2022 | 4.67 | 2022 | 0 | 0 | SWWH005-07 | Com Gas Water Heating Boilers - ZEAS 2030 - Cold ¦ PG&E ¦ Cold | Com Gas Water Heating Boilers - ZEAS 2030 - Cold | 0.075958 | 1 | 0.35247 | CBSA 2014 | 0 | 2032 | 0.6 | SWWH005-07
COM-WATERHEAT-21-ZEAS.37 | Com ¦ Efficient Gas Water Heating Boiler (0.92 UEF) - ZEAS 2030 - Marine ¦ SCG ¦ Marine | Com ¦ Efficient Gas Water Heating Boiler (0.92 UEF) - ZEAS 2030 - Marine | SCG ¦ Marine | SCG | All | Gas | Small/med. commercial HW boiler < 200 kBtu/hr, 0.92 UEF | Efficient | 2030 |  | 1 | Conventional | WaterHeat | Com - College | Com | ROB and NEW | 0 | 1000 sqft2 of floor space | Cap-kBTUh | 20 | DEER:Indoor_CFL_Ltg | 0 | 0 | 0 | SWWH005-07 | 10.2 | 2022 | 4.67 | 2022 | 0 | 0 | SWWH005-07 | Com Gas Water Heating Boilers - ZEAS 2030 - Marine ¦ SCG ¦ Marine | Com Gas Water Heating Boilers - ZEAS 2030 - Marine | 2.028 | 1 | 0.35247 | CBSA 2014 | 0 | 2032 | 0.6 | SWWH005-07
COM-WATERHEAT-21-ZEAS.38 | Com ¦ Efficient Gas Water Heating Boiler (0.92 UEF) - ZEAS 2030 - Marine ¦ SCG ¦ Marine | Com ¦ Efficient Gas Water Heating Boiler (0.92 UEF) - ZEAS 2030 - Marine | SCG ¦ Marine | SCG | All | Gas | Small/med. commercial HW boiler < 200 kBtu/hr, 0.92 UEF | Efficient | 2030 |  | 1 | Conventional | WaterHeat | Com - Grocery | Com | ROB and NEW | 0 | 1000 sqft2 of floor space | Cap-kBTUh | 20 | DEER:Indoor_CFL_Ltg | 0 | 0 | 0 | SWWH005-07 | 10.2 | 2022 | 4.67 | 2022 | 0 | 0 | SWWH005-07 | Com Gas Water Heating Boilers - ZEAS 2030 - Marine ¦ SCG ¦ Marine | Com Gas Water Heating Boilers - ZEAS 2030 - Marine | 0.25893 | 1 | 0.35247 | CBSA 2014 | 0 | 2032 | 0.6 | SWWH005-07
COM-WATERHEAT-21-ZEAS.39 | Com ¦ Efficient Gas Water Heating Boiler (0.92 UEF) - ZEAS 2030 - Marine ¦ SCG ¦ Marine | Com ¦ Efficient Gas Water Heating Boiler (0.92 UEF) - ZEAS 2030 - Marine | SCG ¦ Marine | SCG | All | Gas | Small/med. commercial HW boiler < 200 kBtu/hr, 0.92 UEF | Efficient | 2030 |  | 1 | Conventional | WaterHeat | Com - Health | Com | ROB and NEW | 0 | 1000 sqft2 of floor space | Cap-kBTUh | 20 | DEER:Indoor_CFL_Ltg | 0 | 0 | 0 | SWWH005-07 | 10.2 | 2022 | 4.67 | 2022 | 0 | 0 | SWWH005-07 | Com Gas Water Heating Boilers - ZEAS 2030 - Marine ¦ SCG ¦ Marine | Com Gas Water Heating Boilers - ZEAS 2030 - Marine | 2.3999 | 1 | 0.35247 | CBSA 2014 | 0 | 2032 | 0.6 | SWWH005-07
COM-WATERHEAT-21-ZEAS.40 | Com ¦ Efficient Gas Water Heating Boiler (0.92 UEF) - ZEAS 2030 - Marine ¦ SCG ¦ Marine | Com ¦ Efficient Gas Water Heating Boiler (0.92 UEF) - ZEAS 2030 - Marine | SCG ¦ Marine | SCG | All | Gas | Small/med. commercial HW boiler < 200 kBtu/hr, 0.92 UEF | Efficient | 2030 |  | 1 | Conventional | WaterHeat | Com - Lodging | Com | ROB and NEW | 0 | 1000 sqft2 of floor space | Cap-kBTUh | 20 | DEER:Indoor_CFL_Ltg | 0 | 0 | 0 | SWWH005-07 | 10.2 | 2022 | 4.67 | 2022 | 0 | 0 | SWWH005-07 | Com Gas Water Heating Boilers - ZEAS 2030 - Marine ¦ SCG ¦ Marine | Com Gas Water Heating Boilers - ZEAS 2030 - Marine | 14.3568 | 1 | 0.35247 | CBSA 2014 | 0 | 2032 | 0.6 | SWWH005-07
COM-WATERHEAT-21-ZEAS.41 | Com ¦ Efficient Gas Water Heating Boiler (0.92 UEF) - ZEAS 2030 - Marine ¦ SCG ¦ Marine | Com ¦ Efficient Gas Water Heating Boiler (0.92 UEF) - ZEAS 2030 - Marine | SCG ¦ Marine | SCG | All | Gas | Small/med. commercial HW boiler < 200 kBtu/hr, 0.92 UEF | Efficient | 2030 |  | 1 | Conventional | WaterHeat | Com - Office (Large) | Com | ROB and NEW | 0 | 1000 sqft2 of floor space | Cap-kBTUh | 20 | DEER:Indoor_CFL_Ltg | 0 | 0 | 0 | SWWH005-07 | 10.2 | 2022 | 4.67 | 2022 | 0 | 0 | SWWH005-07 | Com Gas Water Heating Boilers - ZEAS 2030 - Marine ¦ SCG ¦ Marine | Com Gas Water Heating Boilers - ZEAS 2030 - Marine | 1.3124 | 1 | 0.35247 | CBSA 2014 | 0 | 2032 | 0.6 | SWWH005-07
COM-WATERHEAT-21-ZEAS.42 | Com ¦ Efficient Gas Water Heating Boiler (0.92 UEF) - ZEAS 2030 - Marine ¦ SCG ¦ Marine | Com ¦ Efficient Gas Water Heating Boiler (0.92 UEF) - ZEAS 2030 - Marine | SCG ¦ Marine | SCG | All | Gas | Small/med. commercial HW boiler < 200 kBtu/hr, 0.92 UEF | Efficient | 2030 |  | 1 | Conventional | WaterHeat | Com - Office (Small) | Com | ROB and NEW | 0 | 1000 sqft2 of floor space | Cap-kBTUh | 20 | DEER:Indoor_CFL_Ltg | 0 | 0 | 0 | SWWH005-07 | 10.2 | 2022 | 4.67 | 2022 | 0 | 0 | SWWH005-07 | Com Gas Water Heating Boilers - ZEAS 2030 - Marine ¦ SCG ¦ Marine | Com Gas Water Heating Boilers - ZEAS 2030 - Marine | 0 | 1 | 0 | CBSA 2014 | 0 | 2032 | 0.6 | SWWH005-07
COM-WATERHEAT-21-ZEAS.43 | Com ¦ Efficient Gas Water Heating Boiler (0.92 UEF) - ZEAS 2030 - Marine ¦ SCG ¦ Marine | Com ¦ Efficient Gas Water Heating Boiler (0.92 UEF) - ZEAS 2030 - Marine | SCG ¦ Marine | SCG | All | Gas | Small/med. commercial HW boiler < 200 kBtu/hr, 0.92 UEF | Efficient | 2030 |  | 1 | Conventional | WaterHeat | Com - Other | Com | ROB and NEW | 0 | 1000 sqft2 of floor space | Cap-kBTUh | 20 | DEER:Indoor_CFL_Ltg | 0 | 0 | 0 | SWWH005-07 | 10.2 | 2022 | 4.67 | 2022 | 0 | 0 | SWWH005-07 | Com Gas Water Heating Boilers - ZEAS 2030 - Marine ¦ SCG ¦ Marine | Com Gas Water Heating Boilers - ZEAS 2030 - Marine | 0.79996 | 1 | 0.35247 | CBSA 2014 | 0 | 2032 | 0.6 | SWWH005-07
COM-WATERHEAT-21-ZEAS.44 | Com ¦ Efficient Gas Water Heating Boiler (0.92 UEF) - ZEAS 2030 - Marine ¦ SCG ¦ Marine | Com ¦ Efficient Gas Water Heating Boiler (0.92 UEF) - ZEAS 2030 - Marine | SCG ¦ Marine | SCG | All | Gas | Small/med. commercial HW boiler < 200 kBtu/hr, 0.92 UEF | Efficient | 2030 |  | 1 | Conventional | WaterHeat | Com - Refrig. Warehouse | Com | ROB and NEW | 0 | 1000 sqft2 of floor space | Cap-kBTUh | 20 | DEER:Indoor_CFL_Ltg | 0 | 0 | 0 | SWWH005-07 | 10.2 | 2022 | 4.67 | 2022 | 0 | 0 | SWWH005-07 | Com Gas Water Heating Boilers - ZEAS 2030 - Marine ¦ SCG ¦ Marine | Com Gas Water Heating Boilers - ZEAS 2030 - Marine | 0.075958 | 1 | 0.35247 | CBSA 2014 | 0 | 2032 | 0.6 | SWWH005-07
COM-WATERHEAT-21-ZEAS.45 | Com ¦ Efficient Gas Water Heating Boiler (0.92 UEF) - ZEAS 2030 - Marine ¦ SCG ¦ Marine | Com ¦ Efficient Gas Water Heating Boiler (0.92 UEF) - ZEAS 2030 - Marine | SCG ¦ Marine | SCG | All | Gas | Small/med. commercial HW boiler < 200 kBtu/hr, 0.92 UEF | Efficient | 2030 |  | 1 | Conventional | WaterHeat | Com - Restaurant | Com | ROB and NEW | 0 | 1000 sqft2 of floor space | Cap-kBTUh | 20 | DEER:Indoor_CFL_Ltg | 0 | 0 | 0 | SWWH005-07 | 10.2 | 2022 | 4.67 | 2022 | 0 | 0 | SWWH005-07 | Com Gas Water Heating Boilers - ZEAS 2030 - Marine ¦ SCG ¦ Marine | Com Gas Water Heating Boilers - ZEAS 2030 - Marine | 1.7816 | 1 | 0.35247 | CBSA 2014 | 0 | 2032 | 0.6 | SWWH005-07
COM-WATERHEAT-21-ZEAS.46 | Com ¦ Efficient Gas Water Heating Boiler (0.92 UEF) - ZEAS 2030 - Marine ¦ SCG ¦ Marine | Com ¦ Efficient Gas Water Heating Boiler (0.92 UEF) - ZEAS 2030 - Marine | SCG ¦ Marine | SCG | All | Gas | Small/med. commercial HW boiler < 200 kBtu/hr, 0.92 UEF | Efficient | 2030 |  | 1 | Conventional | WaterHeat | Com - Retail | Com | ROB and NEW | 0 | 1000 sqft2 of floor space | Cap-kBTUh | 20 | DEER:Indoor_CFL_Ltg | 0 | 0 | 0 | SWWH005-07 | 10.2 | 2022 | 4.67 | 2022 | 0 | 0 | SWWH005-07 | Com Gas Water Heating Boilers - ZEAS 2030 - Marine ¦ SCG ¦ Marine | Com Gas Water Heating Boilers - ZEAS 2030 - Marine | 0 | 1 | 0 | CBSA 2014 | 0 | 2032 | 0.6 | SWWH005-07
COM-WATERHEAT-21-ZEAS.47 | Com ¦ Efficient Gas Water Heating Boiler (0.92 UEF) - ZEAS 2030 - Marine ¦ SCG ¦ Marine | Com ¦ Efficient Gas Water Heating Boiler (0.92 UEF) - ZEAS 2030 - Marine | SCG ¦ Marine | SCG | All | Gas | Small/med. commercial HW boiler < 200 kBtu/hr, 0.92 UEF | Efficient | 2030 |  | 1 | Conventional | WaterHeat | Com - School | Com | ROB and NEW | 0 | 1000 sqft2 of floor space | Cap-kBTUh | 20 | DEER:Indoor_CFL_Ltg | 0 | 0 | 0 | SWWH005-07 | 10.2 | 2022 | 4.67 | 2022 | 0 | 0 | SWWH005-07 | Com Gas Water Heating Boilers - ZEAS 2030 - Marine ¦ SCG ¦ Marine | Com Gas Water Heating Boilers - ZEAS 2030 - Marine | 2.028 | 1 | 0.35247 | CBSA 2014 | 0 | 2032 | 0.6 | SWWH005-07
COM-WATERHEAT-21-ZEAS.48 | Com ¦ Efficient Gas Water Heating Boiler (0.92 UEF) - ZEAS 2030 - Marine ¦ SCG ¦ Marine | Com ¦ Efficient Gas Water Heating Boiler (0.92 UEF) - ZEAS 2030 - Marine | SCG ¦ Marine | SCG | All | Gas | Small/med. commercial HW boiler < 200 kBtu/hr, 0.92 UEF | Efficient | 2030 |  | 1 | Conventional | WaterHeat | Com - Warehouse | Com | ROB and NEW | 0 | 1000 sqft2 of floor space | Cap-kBTUh | 20 | DEER:Indoor_CFL_Ltg | 0 | 0 | 0 | SWWH005-07 | 10.2 | 2022 | 4.67 | 2022 | 0 | 0 | SWWH005-07 | Com Gas Water Heating Boilers - ZEAS 2030 - Marine ¦ SCG ¦ Marine | Com Gas Water Heating Boilers - ZEAS 2030 - Marine | 0.075958 | 1 | 0.35247 | CBSA 2014 | 0 | 2032 | 0.6 | SWWH005-07
COM-WATERHEAT-21-ZEAS.49 | Com ¦ Efficient Gas Water Heating Boiler (0.92 UEF) - ZEAS 2030 - Hot-Dry ¦ SCG ¦ Hot-Dry | Com ¦ Efficient Gas Water Heating Boiler (0.92 UEF) - ZEAS 2030 - Hot-Dry | SCG ¦ Hot-Dry | SCG | All | Gas | Small/med. commercial HW boiler < 200 kBtu/hr, 0.92 UEF | Efficient | 2030 |  | 1 | Conventional | WaterHeat | Com - College | Com | ROB and NEW | 0 | 1000 sqft2 of floor space | Cap-kBTUh | 20 | DEER:Indoor_CFL_Ltg | 0 | 0 | 0 | SWWH005-07 | 10.2 | 2022 | 4.67 | 2022 | 0 | 0 | SWWH005-07 | Com Gas Water Heating Boilers - ZEAS 2030 - Hot-Dry ¦ SCG ¦ Hot-Dry | Com Gas Water Heating Boilers - ZEAS 2030 - Hot-Dry | 2.028 | 1 | 0.35247 | CBSA 2014 | 0 | 2032 | 0.6 | SWWH005-07
COM-WATERHEAT-21-ZEAS.50 | Com ¦ Efficient Gas Water Heating Boiler (0.92 UEF) - ZEAS 2030 - Hot-Dry ¦ SCG ¦ Hot-Dry | Com ¦ Efficient Gas Water Heating Boiler (0.92 UEF) - ZEAS 2030 - Hot-Dry | SCG ¦ Hot-Dry | SCG | All | Gas | Small/med. commercial HW boiler < 200 kBtu/hr, 0.92 UEF | Efficient | 2030 |  | 1 | Conventional | WaterHeat | Com - Grocery | Com | ROB and NEW | 0 | 1000 sqft2 of floor space | Cap-kBTUh | 20 | DEER:Indoor_CFL_Ltg | 0 | 0 | 0 | SWWH005-07 | 10.2 | 2022 | 4.67 | 2022 | 0 | 0 | SWWH005-07 | Com Gas Water Heating Boilers - ZEAS 2030 - Hot-Dry ¦ SCG ¦ Hot-Dry | Com Gas Water Heating Boilers - ZEAS 2030 - Hot-Dry | 0.25893 | 1 | 0.35247 | CBSA 2014 | 0 | 2032 | 0.6 | SWWH005-07
COM-WATERHEAT-21-ZEAS.51 | Com ¦ Efficient Gas Water Heating Boiler (0.92 UEF) - ZEAS 2030 - Hot-Dry ¦ SCG ¦ Hot-Dry | Com ¦ Efficient Gas Water Heating Boiler (0.92 UEF) - ZEAS 2030 - Hot-Dry | SCG ¦ Hot-Dry | SCG | All | Gas | Small/med. commercial HW boiler < 200 kBtu/hr, 0.92 UEF | Efficient | 2030 |  | 1 | Conventional | WaterHeat | Com - Health | Com | ROB and NEW | 0 | 1000 sqft2 of floor space | Cap-kBTUh | 20 | DEER:Indoor_CFL_Ltg | 0 | 0 | 0 | SWWH005-07 | 10.2 | 2022 | 4.67 | 2022 | 0 | 0 | SWWH005-07 | Com Gas Water Heating Boilers - ZEAS 2030 - Hot-Dry ¦ SCG ¦ Hot-Dry | Com Gas Water Heating Boilers - ZEAS 2030 - Hot-Dry | 2.3999 | 1 | 0.35247 | CBSA 2014 | 0 | 2032 | 0.6 | SWWH005-07
COM-WATERHEAT-21-ZEAS.52 | Com ¦ Efficient Gas Water Heating Boiler (0.92 UEF) - ZEAS 2030 - Hot-Dry ¦ SCG ¦ Hot-Dry | Com ¦ Efficient Gas Water Heating Boiler (0.92 UEF) - ZEAS 2030 - Hot-Dry | SCG ¦ Hot-Dry | SCG | All | Gas | Small/med. commercial HW boiler < 200 kBtu/hr, 0.92 UEF | Efficient | 2030 |  | 1 | Conventional | WaterHeat | Com - Lodging | Com | ROB and NEW | 0 | 1000 sqft2 of floor space | Cap-kBTUh | 20 | DEER:Indoor_CFL_Ltg | 0 | 0 | 0 | SWWH005-07 | 10.2 | 2022 | 4.67 | 2022 | 0 | 0 | SWWH005-07 | Com Gas Water Heating Boilers - ZEAS 2030 - Hot-Dry ¦ SCG ¦ Hot-Dry | Com Gas Water Heating Boilers - ZEAS 2030 - Hot-Dry | 14.3568 | 1 | 0.35247 | CBSA 2014 | 0 | 2032 | 0.6 | SWWH005-07
COM-WATERHEAT-21-ZEAS.53 | Com ¦ Efficient Gas Water Heating Boiler (0.92 UEF) - ZEAS 2030 - Hot-Dry ¦ SCG ¦ Hot-Dry | Com ¦ Efficient Gas Water Heating Boiler (0.92 UEF) - ZEAS 2030 - Hot-Dry | SCG ¦ Hot-Dry | SCG | All | Gas | Small/med. commercial HW boiler < 200 kBtu/hr, 0.92 UEF | Efficient | 2030 |  | 1 | Conventional | WaterHeat | Com - Office (Large) | Com | ROB and NEW | 0 | 1000 sqft2 of floor space | Cap-kBTUh | 20 | DEER:Indoor_CFL_Ltg | 0 | 0 | 0 | SWWH005-07 | 10.2 | 2022 | 4.67 | 2022 | 0 | 0 | SWWH005-07 | Com Gas Water Heating Boilers - ZEAS 2030 - Hot-Dry ¦ SCG ¦ Hot-Dry | Com Gas Water Heating Boilers - ZEAS 2030 - Hot-Dry | 1.3124 | 1 | 0.35247 | CBSA 2014 | 0 | 2032 | 0.6 | SWWH005-07
COM-WATERHEAT-21-ZEAS.54 | Com ¦ Efficient Gas Water Heating Boiler (0.92 UEF) - ZEAS 2030 - Hot-Dry ¦ SCG ¦ Hot-Dry | Com ¦ Efficient Gas Water Heating Boiler (0.92 UEF) - ZEAS 2030 - Hot-Dry | SCG ¦ Hot-Dry | SCG | All | Gas | Small/med. commercial HW boiler < 200 kBtu/hr, 0.92 UEF | Efficient | 2030 |  | 1 | Conventional | WaterHeat | Com - Office (Small) | Com | ROB and NEW | 0 | 1000 sqft2 of floor space | Cap-kBTUh | 20 | DEER:Indoor_CFL_Ltg | 0 | 0 | 0 | SWWH005-07 | 10.2 | 2022 | 4.67 | 2022 | 0 | 0 | SWWH005-07 | Com Gas Water Heating Boilers - ZEAS 2030 - Hot-Dry ¦ SCG ¦ Hot-Dry | Com Gas Water Heating Boilers - ZEAS 2030 - Hot-Dry | 0 | 1 | 0 | CBSA 2014 | 0 | 2032 | 0.6 | SWWH005-07
COM-WATERHEAT-21-ZEAS.55 | Com ¦ Efficient Gas Water Heating Boiler (0.92 UEF) - ZEAS 2030 - Hot-Dry ¦ SCG ¦ Hot-Dry | Com ¦ Efficient Gas Water Heating Boiler (0.92 UEF) - ZEAS 2030 - Hot-Dry | SCG ¦ Hot-Dry | SCG | All | Gas | Small/med. commercial HW boiler < 200 kBtu/hr, 0.92 UEF | Efficient | 2030 |  | 1 | Conventional | WaterHeat | Com - Other | Com | ROB and NEW | 0 | 1000 sqft2 of floor space | Cap-kBTUh | 20 | DEER:Indoor_CFL_Ltg | 0 | 0 | 0 | SWWH005-07 | 10.2 | 2022 | 4.67 | 2022 | 0 | 0 | SWWH005-07 | Com Gas Water Heating Boilers - ZEAS 2030 - Hot-Dry ¦ SCG ¦ Hot-Dry | Com Gas Water Heating Boilers - ZEAS 2030 - Hot-Dry | 0.79996 | 1 | 0.35247 | CBSA 2014 | 0 | 2032 | 0.6 | SWWH005-07
COM-WATERHEAT-21-ZEAS.56 | Com ¦ Efficient Gas Water Heating Boiler (0.92 UEF) - ZEAS 2030 - Hot-Dry ¦ SCG ¦ Hot-Dry | Com ¦ Efficient Gas Water Heating Boiler (0.92 UEF) - ZEAS 2030 - Hot-Dry | SCG ¦ Hot-Dry | SCG | All | Gas | Small/med. commercial HW boiler < 200 kBtu/hr, 0.92 UEF | Efficient | 2030 |  | 1 | Conventional | WaterHeat | Com - Refrig. Warehouse | Com | ROB and NEW | 0 | 1000 sqft2 of floor space | Cap-kBTUh | 20 | DEER:Indoor_CFL_Ltg | 0 | 0 | 0 | SWWH005-07 | 10.2 | 2022 | 4.67 | 2022 | 0 | 0 | SWWH005-07 | Com Gas Water Heating Boilers - ZEAS 2030 - Hot-Dry ¦ SCG ¦ Hot-Dry | Com Gas Water Heating Boilers - ZEAS 2030 - Hot-Dry | 0.075958 | 1 | 0.35247 | CBSA 2014 | 0 | 2032 | 0.6 | SWWH005-07
COM-WATERHEAT-21-ZEAS.57 | Com ¦ Efficient Gas Water Heating Boiler (0.92 UEF) - ZEAS 2030 - Hot-Dry ¦ SCG ¦ Hot-Dry | Com ¦ Efficient Gas Water Heating Boiler (0.92 UEF) - ZEAS 2030 - Hot-Dry | SCG ¦ Hot-Dry | SCG | All | Gas | Small/med. commercial HW boiler < 200 kBtu/hr, 0.92 UEF | Efficient | 2030 |  | 1 | Conventional | WaterHeat | Com - Restaurant | Com | ROB and NEW | 0 | 1000 sqft2 of floor space | Cap-kBTUh | 20 | DEER:Indoor_CFL_Ltg | 0 | 0 | 0 | SWWH005-07 | 10.2 | 2022 | 4.67 | 2022 | 0 | 0 | SWWH005-07 | Com Gas Water Heating Boilers - ZEAS 2030 - Hot-Dry ¦ SCG ¦ Hot-Dry | Com Gas Water Heating Boilers - ZEAS 2030 - Hot-Dry | 1.7816 | 1 | 0.35247 | CBSA 2014 | 0 | 2032 | 0.6 | SWWH005-07
COM-WATERHEAT-21-ZEAS.58 | Com ¦ Efficient Gas Water Heating Boiler (0.92 UEF) - ZEAS 2030 - Hot-Dry ¦ SCG ¦ Hot-Dry | Com ¦ Efficient Gas Water Heating Boiler (0.92 UEF) - ZEAS 2030 - Hot-Dry | SCG ¦ Hot-Dry | SCG | All | Gas | Small/med. commercial HW boiler < 200 kBtu/hr, 0.92 UEF | Efficient | 2030 |  | 1 | Conventional | WaterHeat | Com - Retail | Com | ROB and NEW | 0 | 1000 sqft2 of floor space | Cap-kBTUh | 20 | DEER:Indoor_CFL_Ltg | 0 | 0 | 0 | SWWH005-07 | 10.2 | 2022 | 4.67 | 2022 | 0 | 0 | SWWH005-07 | Com Gas Water Heating Boilers - ZEAS 2030 - Hot-Dry ¦ SCG ¦ Hot-Dry | Com Gas Water Heating Boilers - ZEAS 2030 - Hot-Dry | 0 | 1 | 0 | CBSA 2014 | 0 | 2032 | 0.6 | SWWH005-07
COM-WATERHEAT-21-ZEAS.59 | Com ¦ Efficient Gas Water Heating Boiler (0.92 UEF) - ZEAS 2030 - Hot-Dry ¦ SCG ¦ Hot-Dry | Com ¦ Efficient Gas Water Heating Boiler (0.92 UEF) - ZEAS 2030 - Hot-Dry | SCG ¦ Hot-Dry | SCG | All | Gas | Small/med. commercial HW boiler < 200 kBtu/hr, 0.92 UEF | Efficient | 2030 |  | 1 | Conventional | WaterHeat | Com - School | Com | ROB and NEW | 0 | 1000 sqft2 of floor space | Cap-kBTUh | 20 | DEER:Indoor_CFL_Ltg | 0 | 0 | 0 | SWWH005-07 | 10.2 | 2022 | 4.67 | 2022 | 0 | 0 | SWWH005-07 | Com Gas Water Heating Boilers - ZEAS 2030 - Hot-Dry ¦ SCG ¦ Hot-Dry | Com Gas Water Heating Boilers - ZEAS 2030 - Hot-Dry | 2.028 | 1 | 0.35247 | CBSA 2014 | 0 | 2032 | 0.6 | SWWH005-07
COM-WATERHEAT-21-ZEAS.60 | Com ¦ Efficient Gas Water Heating Boiler (0.92 UEF) - ZEAS 2030 - Hot-Dry ¦ SCG ¦ Hot-Dry | Com ¦ Efficient Gas Water Heating Boiler (0.92 UEF) - ZEAS 2030 - Hot-Dry | SCG ¦ Hot-Dry | SCG | All | Gas | Small/med. commercial HW boiler < 200 kBtu/hr, 0.92 UEF | Efficient | 2030 |  | 1 | Conventional | WaterHeat | Com - Warehouse | Com | ROB and NEW | 0 | 1000 sqft2 of floor space | Cap-kBTUh | 20 | DEER:Indoor_CFL_Ltg | 0 | 0 | 0 | SWWH005-07 | 10.2 | 2022 | 4.67 | 2022 | 0 | 0 | SWWH005-07 | Com Gas Water Heating Boilers - ZEAS 2030 - Hot-Dry ¦ SCG ¦ Hot-Dry | Com Gas Water Heating Boilers - ZEAS 2030 - Hot-Dry | 0.075958 | 1 | 0.35247 | CBSA 2014 | 0 | 2032 | 0.6 | SWWH005-07
COM-WATERHEAT-21-ZEAS.61 | Com ¦ Efficient Gas Water Heating Boiler (0.92 UEF) - ZEAS 2030 - Cold ¦ SCG ¦ Cold | Com ¦ Efficient Gas Water Heating Boiler (0.92 UEF) - ZEAS 2030 - Cold | SCG ¦ Cold | SCG | All | Gas | Small/med. commercial HW boiler < 200 kBtu/hr, 0.92 UEF | Efficient | 2030 |  | 1 | Conventional | WaterHeat | Com - College | Com | ROB and NEW | 0 | 1000 sqft2 of floor space | Cap-kBTUh | 20 | DEER:Indoor_CFL_Ltg | 0 | 0 | 0 | SWWH005-07 | 10.2 | 2022 | 4.67 | 2022 | 0 | 0 | SWWH005-07 | Com Gas Water Heating Boilers - ZEAS 2030 - Cold ¦ SCG ¦ Cold | Com Gas Water Heating Boilers - ZEAS 2030 - Cold | 2.028 | 1 | 0.35247 | CBSA 2014 | 0 | 2032 | 0.6 | SWWH005-07
COM-WATERHEAT-21-ZEAS.62 | Com ¦ Efficient Gas Water Heating Boiler (0.92 UEF) - ZEAS 2030 - Cold ¦ SCG ¦ Cold | Com ¦ Efficient Gas Water Heating Boiler (0.92 UEF) - ZEAS 2030 - Cold | SCG ¦ Cold | SCG | All | Gas | Small/med. commercial HW boiler < 200 kBtu/hr, 0.92 UEF | Efficient | 2030 |  | 1 | Conventional | WaterHeat | Com - Grocery | Com | ROB and NEW | 0 | 1000 sqft2 of floor space | Cap-kBTUh | 20 | DEER:Indoor_CFL_Ltg | 0 | 0 | 0 | SWWH005-07 | 10.2 | 2022 | 4.67 | 2022 | 0 | 0 | SWWH005-07 | Com Gas Water Heating Boilers - ZEAS 2030 - Cold ¦ SCG ¦ Cold | Com Gas Water Heating Boilers - ZEAS 2030 - Cold | 0.25893 | 1 | 0.35247 | CBSA 2014 | 0 | 2032 | 0.6 | SWWH005-07
COM-WATERHEAT-21-ZEAS.63 | Com ¦ Efficient Gas Water Heating Boiler (0.92 UEF) - ZEAS 2030 - Cold ¦ SCG ¦ Cold | Com ¦ Efficient Gas Water Heating Boiler (0.92 UEF) - ZEAS 2030 - Cold | SCG ¦ Cold | SCG | All | Gas | Small/med. commercial HW boiler < 200 kBtu/hr, 0.92 UEF | Efficient | 2030 |  | 1 | Conventional | WaterHeat | Com - Health | Com | ROB and NEW | 0 | 1000 sqft2 of floor space | Cap-kBTUh | 20 | DEER:Indoor_CFL_Ltg | 0 | 0 | 0 | SWWH005-07 | 10.2 | 2022 | 4.67 | 2022 | 0 | 0 | SWWH005-07 | Com Gas Water Heating Boilers - ZEAS 2030 - Cold ¦ SCG ¦ Cold | Com Gas Water Heating Boilers - ZEAS 2030 - Cold | 2.3999 | 1 | 0.35247 | CBSA 2014 | 0 | 2032 | 0.6 | SWWH005-07
COM-WATERHEAT-21-ZEAS.64 | Com ¦ Efficient Gas Water Heating Boiler (0.92 UEF) - ZEAS 2030 - Cold ¦ SCG ¦ Cold | Com ¦ Efficient Gas Water Heating Boiler (0.92 UEF) - ZEAS 2030 - Cold | SCG ¦ Cold | SCG | All | Gas | Small/med. commercial HW boiler < 200 kBtu/hr, 0.92 UEF | Efficient | 2030 |  | 1 | Conventional | WaterHeat | Com - Lodging | Com | ROB and NEW | 0 | 1000 sqft2 of floor space | Cap-kBTUh | 20 | DEER:Indoor_CFL_Ltg | 0 | 0 | 0 | SWWH005-07 | 10.2 | 2022 | 4.67 | 2022 | 0 | 0 | SWWH005-07 | Com Gas Water Heating Boilers - ZEAS 2030 - Cold ¦ SCG ¦ Cold | Com Gas Water Heating Boilers - ZEAS 2030 - Cold | 14.3568 | 1 | 0.35247 | CBSA 2014 | 0 | 2032 | 0.6 | SWWH005-07
COM-WATERHEAT-21-ZEAS.65 | Com ¦ Efficient Gas Water Heating Boiler (0.92 UEF) - ZEAS 2030 - Cold ¦ SCG ¦ Cold | Com ¦ Efficient Gas Water Heating Boiler (0.92 UEF) - ZEAS 2030 - Cold | SCG ¦ Cold | SCG | All | Gas | Small/med. commercial HW boiler < 200 kBtu/hr, 0.92 UEF | Efficient | 2030 |  | 1 | Conventional | WaterHeat | Com - Office (Large) | Com | ROB and NEW | 0 | 1000 sqft2 of floor space | Cap-kBTUh | 20 | DEER:Indoor_CFL_Ltg | 0 | 0 | 0 | SWWH005-07 | 10.2 | 2022 | 4.67 | 2022 | 0 | 0 | SWWH005-07 | Com Gas Water Heating Boilers - ZEAS 2030 - Cold ¦ SCG ¦ Cold | Com Gas Water Heating Boilers - ZEAS 2030 - Cold | 1.3124 | 1 | 0.35247 | CBSA 2014 | 0 | 2032 | 0.6 | SWWH005-07
COM-WATERHEAT-21-ZEAS.66 | Com ¦ Efficient Gas Water Heating Boiler (0.92 UEF) - ZEAS 2030 - Cold ¦ SCG ¦ Cold | Com ¦ Efficient Gas Water Heating Boiler (0.92 UEF) - ZEAS 2030 - Cold | SCG ¦ Cold | SCG | All | Gas | Small/med. commercial HW boiler < 200 kBtu/hr, 0.92 UEF | Efficient | 2030 |  | 1 | Conventional | WaterHeat | Com - Office (Small) | Com | ROB and NEW | 0 | 1000 sqft2 of floor space | Cap-kBTUh | 20 | DEER:Indoor_CFL_Ltg | 0 | 0 | 0 | SWWH005-07 | 10.2 | 2022 | 4.67 | 2022 | 0 | 0 | SWWH005-07 | Com Gas Water Heating Boilers - ZEAS 2030 - Cold ¦ SCG ¦ Cold | Com Gas Water Heating Boilers - ZEAS 2030 - Cold | 0 | 1 | 0 | CBSA 2014 | 0 | 2032 | 0.6 | SWWH005-07
COM-WATERHEAT-21-ZEAS.67 | Com ¦ Efficient Gas Water Heating Boiler (0.92 UEF) - ZEAS 2030 - Cold ¦ SCG ¦ Cold | Com ¦ Efficient Gas Water Heating Boiler (0.92 UEF) - ZEAS 2030 - Cold | SCG ¦ Cold | SCG | All | Gas | Small/med. commercial HW boiler < 200 kBtu/hr, 0.92 UEF | Efficient | 2030 |  | 1 | Conventional | WaterHeat | Com - Other | Com | ROB and NEW | 0 | 1000 sqft2 of floor space | Cap-kBTUh | 20 | DEER:Indoor_CFL_Ltg | 0 | 0 | 0 | SWWH005-07 | 10.2 | 2022 | 4.67 | 2022 | 0 | 0 | SWWH005-07 | Com Gas Water Heating Boilers - ZEAS 2030 - Cold ¦ SCG ¦ Cold | Com Gas Water Heating Boilers - ZEAS 2030 - Cold | 0.79996 | 1 | 0.35247 | CBSA 2014 | 0 | 2032 | 0.6 | SWWH005-07
COM-WATERHEAT-21-ZEAS.68 | Com ¦ Efficient Gas Water Heating Boiler (0.92 UEF) - ZEAS 2030 - Cold ¦ SCG ¦ Cold | Com ¦ Efficient Gas Water Heating Boiler (0.92 UEF) - ZEAS 2030 - Cold | SCG ¦ Cold | SCG | All | Gas | Small/med. commercial HW boiler < 200 kBtu/hr, 0.92 UEF | Efficient | 2030 |  | 1 | Conventional | WaterHeat | Com - Refrig. Warehouse | Com | ROB and NEW | 0 | 1000 sqft2 of floor space | Cap-kBTUh | 20 | DEER:Indoor_CFL_Ltg | 0 | 0 | 0 | SWWH005-07 | 10.2 | 2022 | 4.67 | 2022 | 0 | 0 | SWWH005-07 | Com Gas Water Heating Boilers - ZEAS 2030 - Cold ¦ SCG ¦ Cold | Com Gas Water Heating Boilers - ZEAS 2030 - Cold | 0.075958 | 1 | 0.35247 | CBSA 2014 | 0 | 2032 | 0.6 | SWWH005-07
COM-WATERHEAT-21-ZEAS.69 | Com ¦ Efficient Gas Water Heating Boiler (0.92 UEF) - ZEAS 2030 - Cold ¦ SCG ¦ Cold | Com ¦ Efficient Gas Water Heating Boiler (0.92 UEF) - ZEAS 2030 - Cold | SCG ¦ Cold | SCG | All | Gas | Small/med. commercial HW boiler < 200 kBtu/hr, 0.92 UEF | Efficient | 2030 |  | 1 | Conventional | WaterHeat | Com - Restaurant | Com | ROB and NEW | 0 | 1000 sqft2 of floor space | Cap-kBTUh | 20 | DEER:Indoor_CFL_Ltg | 0 | 0 | 0 | SWWH005-07 | 10.2 | 2022 | 4.67 | 2022 | 0 | 0 | SWWH005-07 | Com Gas Water Heating Boilers - ZEAS 2030 - Cold ¦ SCG ¦ Cold | Com Gas Water Heating Boilers - ZEAS 2030 - Cold | 1.7816 | 1 | 0.35247 | CBSA 2014 | 0 | 2032 | 0.6 | SWWH005-07
COM-WATERHEAT-21-ZEAS.70 | Com ¦ Efficient Gas Water Heating Boiler (0.92 UEF) - ZEAS 2030 - Cold ¦ SCG ¦ Cold | Com ¦ Efficient Gas Water Heating Boiler (0.92 UEF) - ZEAS 2030 - Cold | SCG ¦ Cold | SCG | All | Gas | Small/med. commercial HW boiler < 200 kBtu/hr, 0.92 UEF | Efficient | 2030 |  | 1 | Conventional | WaterHeat | Com - Retail | Com | ROB and NEW | 0 | 1000 sqft2 of floor space | Cap-kBTUh | 20 | DEER:Indoor_CFL_Ltg | 0 | 0 | 0 | SWWH005-07 | 10.2 | 2022 | 4.67 | 2022 | 0 | 0 | SWWH005-07 | Com Gas Water Heating Boilers - ZEAS 2030 - Cold ¦ SCG ¦ Cold | Com Gas Water Heating Boilers - ZEAS 2030 - Cold | 0 | 1 | 0 | CBSA 2014 | 0 | 2032 | 0.6 | SWWH005-07
COM-WATERHEAT-21-ZEAS.71 | Com ¦ Efficient Gas Water Heating Boiler (0.92 UEF) - ZEAS 2030 - Cold ¦ SCG ¦ Cold | Com ¦ Efficient Gas Water Heating Boiler (0.92 UEF) - ZEAS 2030 - Cold | SCG ¦ Cold | SCG | All | Gas | Small/med. commercial HW boiler < 200 kBtu/hr, 0.92 UEF | Efficient | 2030 |  | 1 | Conventional | WaterHeat | Com - School | Com | ROB and NEW | 0 | 1000 sqft2 of floor space | Cap-kBTUh | 20 | DEER:Indoor_CFL_Ltg | 0 | 0 | 0 | SWWH005-07 | 10.2 | 2022 | 4.67 | 2022 | 0 | 0 | SWWH005-07 | Com Gas Water Heating Boilers - ZEAS 2030 - Cold ¦ SCG ¦ Cold | Com Gas Water Heating Boilers - ZEAS 2030 - Cold | 2.028 | 1 | 0.35247 | CBSA 2014 | 0 | 2032 | 0.6 | SWWH005-07
COM-WATERHEAT-21-ZEAS.72 | Com ¦ Efficient Gas Water Heating Boiler (0.92 UEF) - ZEAS 2030 - Cold ¦ SCG ¦ Cold | Com ¦ Efficient Gas Water Heating Boiler (0.92 UEF) - ZEAS 2030 - Cold | SCG ¦ Cold | SCG | All | Gas | Small/med. commercial HW boiler < 200 kBtu/hr, 0.92 UEF | Efficient | 2030 |  | 1 | Conventional | WaterHeat | Com - Warehouse | Com | ROB and NEW | 0 | 1000 sqft2 of floor space | Cap-kBTUh | 20 | DEER:Indoor_CFL_Ltg | 0 | 0 | 0 | SWWH005-07 | 10.2 | 2022 | 4.67 | 2022 | 0 | 0 | SWWH005-07 | Com Gas Water Heating Boilers - ZEAS 2030 - Cold ¦ SCG ¦ Cold | Com Gas Water Heating Boilers - ZEAS 2030 - Cold | 0.075958 | 1 | 0.35247 | CBSA 2014 | 0 | 2032 | 0.6 | SWWH005-07
COM-WATERHEAT-21-ZEAS.73 | Com ¦ Efficient Gas Water Heating Boiler (0.92 UEF) - ZEAS 2030 - Marine ¦ SDG&E ¦ Marine | Com ¦ Efficient Gas Water Heating Boiler (0.92 UEF) - ZEAS 2030 - Marine | SDG&E ¦ Marine | SDG&E | All | Gas | Small/med. commercial HW boiler < 200 kBtu/hr, 0.92 UEF | Efficient | 2030 |  | 1 | Conventional | WaterHeat | Com - College | Com | ROB and NEW | 0 | 1000 sqft2 of floor space | Cap-kBTUh | 20 | DEER:Indoor_CFL_Ltg | 0 | 0 | 0 | SWWH005-07 | 10.2 | 2022 | 4.67 | 2022 | 0 | 0 | SWWH005-07 | Com Gas Water Heating Boilers - ZEAS 2030 - Marine ¦ SDG&E ¦ Marine | Com Gas Water Heating Boilers - ZEAS 2030 - Marine | 2.028 | 1 | 0.35247 | CBSA 2014 | 0 | 2032 | 0.6 | SWWH005-07
COM-WATERHEAT-21-ZEAS.74 | Com ¦ Efficient Gas Water Heating Boiler (0.92 UEF) - ZEAS 2030 - Marine ¦ SDG&E ¦ Marine | Com ¦ Efficient Gas Water Heating Boiler (0.92 UEF) - ZEAS 2030 - Marine | SDG&E ¦ Marine | SDG&E | All | Gas | Small/med. commercial HW boiler < 200 kBtu/hr, 0.92 UEF | Efficient | 2030 |  | 1 | Conventional | WaterHeat | Com - Grocery | Com | ROB and NEW | 0 | 1000 sqft2 of floor space | Cap-kBTUh | 20 | DEER:Indoor_CFL_Ltg | 0 | 0 | 0 | SWWH005-07 | 10.2 | 2022 | 4.67 | 2022 | 0 | 0 | SWWH005-07 | Com Gas Water Heating Boilers - ZEAS 2030 - Marine ¦ SDG&E ¦ Marine | Com Gas Water Heating Boilers - ZEAS 2030 - Marine | 0.25893 | 1 | 0.35247 | CBSA 2014 | 0 | 2032 | 0.6 | SWWH005-07
COM-WATERHEAT-21-ZEAS.75 | Com ¦ Efficient Gas Water Heating Boiler (0.92 UEF) - ZEAS 2030 - Marine ¦ SDG&E ¦ Marine | Com ¦ Efficient Gas Water Heating Boiler (0.92 UEF) - ZEAS 2030 - Marine | SDG&E ¦ Marine | SDG&E | All | Gas | Small/med. commercial HW boiler < 200 kBtu/hr, 0.92 UEF | Efficient | 2030 |  | 1 | Conventional | WaterHeat | Com - Health | Com | ROB and NEW | 0 | 1000 sqft2 of floor space | Cap-kBTUh | 20 | DEER:Indoor_CFL_Ltg | 0 | 0 | 0 | SWWH005-07 | 10.2 | 2022 | 4.67 | 2022 | 0 | 0 | SWWH005-07 | Com Gas Water Heating Boilers - ZEAS 2030 - Marine ¦ SDG&E ¦ Marine | Com Gas Water Heating Boilers - ZEAS 2030 - Marine | 2.3999 | 1 | 0.35247 | CBSA 2014 | 0 | 2032 | 0.6 | SWWH005-07
COM-WATERHEAT-21-ZEAS.76 | Com ¦ Efficient Gas Water Heating Boiler (0.92 UEF) - ZEAS 2030 - Marine ¦ SDG&E ¦ Marine | Com ¦ Efficient Gas Water Heating Boiler (0.92 UEF) - ZEAS 2030 - Marine | SDG&E ¦ Marine | SDG&E | All | Gas | Small/med. commercial HW boiler < 200 kBtu/hr, 0.92 UEF | Efficient | 2030 |  | 1 | Conventional | WaterHeat | Com - Lodging | Com | ROB and NEW | 0 | 1000 sqft2 of floor space | Cap-kBTUh | 20 | DEER:Indoor_CFL_Ltg | 0 | 0 | 0 | SWWH005-07 | 10.2 | 2022 | 4.67 | 2022 | 0 | 0 | SWWH005-07 | Com Gas Water Heating Boilers - ZEAS 2030 - Marine ¦ SDG&E ¦ Marine | Com Gas Water Heating Boilers - ZEAS 2030 - Marine | 14.3568 | 1 | 0.35247 | CBSA 2014 | 0 | 2032 | 0.6 | SWWH005-07
COM-WATERHEAT-21-ZEAS.77 | Com ¦ Efficient Gas Water Heating Boiler (0.92 UEF) - ZEAS 2030 - Marine ¦ SDG&E ¦ Marine | Com ¦ Efficient Gas Water Heating Boiler (0.92 UEF) - ZEAS 2030 - Marine | SDG&E ¦ Marine | SDG&E | All | Gas | Small/med. commercial HW boiler < 200 kBtu/hr, 0.92 UEF | Efficient | 2030 |  | 1 | Conventional | WaterHeat | Com - Office (Large) | Com | ROB and NEW | 0 | 1000 sqft2 of floor space | Cap-kBTUh | 20 | DEER:Indoor_CFL_Ltg | 0 | 0 | 0 | SWWH005-07 | 10.2 | 2022 | 4.67 | 2022 | 0 | 0 | SWWH005-07 | Com Gas Water Heating Boilers - ZEAS 2030 - Marine ¦ SDG&E ¦ Marine | Com Gas Water Heating Boilers - ZEAS 2030 - Marine | 1.3124 | 1 | 0.35247 | CBSA 2014 | 0 | 2032 | 0.6 | SWWH005-07
COM-WATERHEAT-21-ZEAS.78 | Com ¦ Efficient Gas Water Heating Boiler (0.92 UEF) - ZEAS 2030 - Marine ¦ SDG&E ¦ Marine | Com ¦ Efficient Gas Water Heating Boiler (0.92 UEF) - ZEAS 2030 - Marine | SDG&E ¦ Marine | SDG&E | All | Gas | Small/med. commercial HW boiler < 200 kBtu/hr, 0.92 UEF | Efficient | 2030 |  | 1 | Conventional | WaterHeat | Com - Office (Small) | Com | ROB and NEW | 0 | 1000 sqft2 of floor space | Cap-kBTUh | 20 | DEER:Indoor_CFL_Ltg | 0 | 0 | 0 | SWWH005-07 | 10.2 | 2022 | 4.67 | 2022 | 0 | 0 | SWWH005-07 | Com Gas Water Heating Boilers - ZEAS 2030 - Marine ¦ SDG&E ¦ Marine | Com Gas Water Heating Boilers - ZEAS 2030 - Marine | 0 | 1 | 0 | CBSA 2014 | 0 | 2032 | 0.6 | SWWH005-07
COM-WATERHEAT-21-ZEAS.79 | Com ¦ Efficient Gas Water Heating Boiler (0.92 UEF) - ZEAS 2030 - Marine ¦ SDG&E ¦ Marine | Com ¦ Efficient Gas Water Heating Boiler (0.92 UEF) - ZEAS 2030 - Marine | SDG&E ¦ Marine | SDG&E | All | Gas | Small/med. commercial HW boiler < 200 kBtu/hr, 0.92 UEF | Efficient | 2030 |  | 1 | Conventional | WaterHeat | Com - Other | Com | ROB and NEW | 0 | 1000 sqft2 of floor space | Cap-kBTUh | 20 | DEER:Indoor_CFL_Ltg | 0 | 0 | 0 | SWWH005-07 | 10.2 | 2022 | 4.67 | 2022 | 0 | 0 | SWWH005-07 | Com Gas Water Heating Boilers - ZEAS 2030 - Marine ¦ SDG&E ¦ Marine | Com Gas Water Heating Boilers - ZEAS 2030 - Marine | 0.79996 | 1 | 0.35247 | CBSA 2014 | 0 | 2032 | 0.6 | SWWH005-07
COM-WATERHEAT-21-ZEAS.80 | Com ¦ Efficient Gas Water Heating Boiler (0.92 UEF) - ZEAS 2030 - Marine ¦ SDG&E ¦ Marine | Com ¦ Efficient Gas Water Heating Boiler (0.92 UEF) - ZEAS 2030 - Marine | SDG&E ¦ Marine | SDG&E | All | Gas | Small/med. commercial HW boiler < 200 kBtu/hr, 0.92 UEF | Efficient | 2030 |  | 1 | Conventional | WaterHeat | Com - Refrig. Warehouse | Com | ROB and NEW | 0 | 1000 sqft2 of floor space | Cap-kBTUh | 20 | DEER:Indoor_CFL_Ltg | 0 | 0 | 0 | SWWH005-07 | 10.2 | 2022 | 4.67 | 2022 | 0 | 0 | SWWH005-07 | Com Gas Water Heating Boilers - ZEAS 2030 - Marine ¦ SDG&E ¦ Marine | Com Gas Water Heating Boilers - ZEAS 2030 - Marine | 0.075958 | 1 | 0.35247 | CBSA 2014 | 0 | 2032 | 0.6 | SWWH005-07
COM-WATERHEAT-21-ZEAS.81 | Com ¦ Efficient Gas Water Heating Boiler (0.92 UEF) - ZEAS 2030 - Marine ¦ SDG&E ¦ Marine | Com ¦ Efficient Gas Water Heating Boiler (0.92 UEF) - ZEAS 2030 - Marine | SDG&E ¦ Marine | SDG&E | All | Gas | Small/med. commercial HW boiler < 200 kBtu/hr, 0.92 UEF | Efficient | 2030 |  | 1 | Conventional | WaterHeat | Com - Restaurant | Com | ROB and NEW | 0 | 1000 sqft2 of floor space | Cap-kBTUh | 20 | DEER:Indoor_CFL_Ltg | 0 | 0 | 0 | SWWH005-07 | 10.2 | 2022 | 4.67 | 2022 | 0 | 0 | SWWH005-07 | Com Gas Water Heating Boilers - ZEAS 2030 - Marine ¦ SDG&E ¦ Marine | Com Gas Water Heating Boilers - ZEAS 2030 - Marine | 1.7816 | 1 | 0.35247 | CBSA 2014 | 0 | 2032 | 0.6 | SWWH005-07
COM-WATERHEAT-21-ZEAS.82 | Com ¦ Efficient Gas Water Heating Boiler (0.92 UEF) - ZEAS 2030 - Marine ¦ SDG&E ¦ Marine | Com ¦ Efficient Gas Water Heating Boiler (0.92 UEF) - ZEAS 2030 - Marine | SDG&E ¦ Marine | SDG&E | All | Gas | Small/med. commercial HW boiler < 200 kBtu/hr, 0.92 UEF | Efficient | 2030 |  | 1 | Conventional | WaterHeat | Com - Retail | Com | ROB and NEW | 0 | 1000 sqft2 of floor space | Cap-kBTUh | 20 | DEER:Indoor_CFL_Ltg | 0 | 0 | 0 | SWWH005-07 | 10.2 | 2022 | 4.67 | 2022 | 0 | 0 | SWWH005-07 | Com Gas Water Heating Boilers - ZEAS 2030 - Marine ¦ SDG&E ¦ Marine | Com Gas Water Heating Boilers - ZEAS 2030 - Marine | 0 | 1 | 0 | CBSA 2014 | 0 | 2032 | 0.6 | SWWH005-07
COM-WATERHEAT-21-ZEAS.83 | Com ¦ Efficient Gas Water Heating Boiler (0.92 UEF) - ZEAS 2030 - Marine ¦ SDG&E ¦ Marine | Com ¦ Efficient Gas Water Heating Boiler (0.92 UEF) - ZEAS 2030 - Marine | SDG&E ¦ Marine | SDG&E | All | Gas | Small/med. commercial HW boiler < 200 kBtu/hr, 0.92 UEF | Efficient | 2030 |  | 1 | Conventional | WaterHeat | Com - School | Com | ROB and NEW | 0 | 1000 sqft2 of floor space | Cap-kBTUh | 20 | DEER:Indoor_CFL_Ltg | 0 | 0 | 0 | SWWH005-07 | 10.2 | 2022 | 4.67 | 2022 | 0 | 0 | SWWH005-07 | Com Gas Water Heating Boilers - ZEAS 2030 - Marine ¦ SDG&E ¦ Marine | Com Gas Water Heating Boilers - ZEAS 2030 - Marine | 2.028 | 1 | 0.35247 | CBSA 2014 | 0 | 2032 | 0.6 | SWWH005-07
COM-WATERHEAT-21-ZEAS.84 | Com ¦ Efficient Gas Water Heating Boiler (0.92 UEF) - ZEAS 2030 - Marine ¦ SDG&E ¦ Marine | Com ¦ Efficient Gas Water Heating Boiler (0.92 UEF) - ZEAS 2030 - Marine | SDG&E ¦ Marine | SDG&E | All | Gas | Small/med. commercial HW boiler < 200 kBtu/hr, 0.92 UEF | Efficient | 2030 |  | 1 | Conventional | WaterHeat | Com - Warehouse | Com | ROB and NEW | 0 | 1000 sqft2 of floor space | Cap-kBTUh | 20 | DEER:Indoor_CFL_Ltg | 0 | 0 | 0 | SWWH005-07 | 10.2 | 2022 | 4.67 | 2022 | 0 | 0 | SWWH005-07 | Com Gas Water Heating Boilers - ZEAS 2030 - Marine ¦ SDG&E ¦ Marine | Com Gas Water Heating Boilers - ZEAS 2030 - Marine | 0.075958 | 1 | 0.35247 | CBSA 2014 | 0 | 2032 | 0.6 | SWWH005-07
COM-WATERHEAT-21-ZEAS.85 | Com ¦ Efficient Gas Water Heating Boiler (0.92 UEF) - ZEAS 2030 - Hot-Dry ¦ SDG&E ¦ Hot-Dry | Com ¦ Efficient Gas Water Heating Boiler (0.92 UEF) - ZEAS 2030 - Hot-Dry | SDG&E ¦ Hot-Dry | SDG&E | All | Gas | Small/med. commercial HW boiler < 200 kBtu/hr, 0.92 UEF | Efficient | 2030 |  | 1 | Conventional | WaterHeat | Com - College | Com | ROB and NEW | 0 | 1000 sqft2 of floor space | Cap-kBTUh | 20 | DEER:Indoor_CFL_Ltg | 0 | 0 | 0 | SWWH005-07 | 10.2 | 2022 | 4.67 | 2022 | 0 | 0 | SWWH005-07 | Com Gas Water Heating Boilers - ZEAS 2030 - Hot-Dry ¦ SDG&E ¦ Hot-Dry | Com Gas Water Heating Boilers - ZEAS 2030 - Hot-Dry | 2.028 | 1 | 0.35247 | CBSA 2014 | 0 | 2032 | 0.6 | SWWH005-07
COM-WATERHEAT-21-ZEAS.86 | Com ¦ Efficient Gas Water Heating Boiler (0.92 UEF) - ZEAS 2030 - Hot-Dry ¦ SDG&E ¦ Hot-Dry | Com ¦ Efficient Gas Water Heating Boiler (0.92 UEF) - ZEAS 2030 - Hot-Dry | SDG&E ¦ Hot-Dry | SDG&E | All | Gas | Small/med. commercial HW boiler < 200 kBtu/hr, 0.92 UEF | Efficient | 2030 |  | 1 | Conventional | WaterHeat | Com - Grocery | Com | ROB and NEW | 0 | 1000 sqft2 of floor space | Cap-kBTUh | 20 | DEER:Indoor_CFL_Ltg | 0 | 0 | 0 | SWWH005-07 | 10.2 | 2022 | 4.67 | 2022 | 0 | 0 | SWWH005-07 | Com Gas Water Heating Boilers - ZEAS 2030 - Hot-Dry ¦ SDG&E ¦ Hot-Dry | Com Gas Water Heating Boilers - ZEAS 2030 - Hot-Dry | 0.25893 | 1 | 0.35247 | CBSA 2014 | 0 | 2032 | 0.6 | SWWH005-07
COM-WATERHEAT-21-ZEAS.87 | Com ¦ Efficient Gas Water Heating Boiler (0.92 UEF) - ZEAS 2030 - Hot-Dry ¦ SDG&E ¦ Hot-Dry | Com ¦ Efficient Gas Water Heating Boiler (0.92 UEF) - ZEAS 2030 - Hot-Dry | SDG&E ¦ Hot-Dry | SDG&E | All | Gas | Small/med. commercial HW boiler < 200 kBtu/hr, 0.92 UEF | Efficient | 2030 |  | 1 | Conventional | WaterHeat | Com - Health | Com | ROB and NEW | 0 | 1000 sqft2 of floor space | Cap-kBTUh | 20 | DEER:Indoor_CFL_Ltg | 0 | 0 | 0 | SWWH005-07 | 10.2 | 2022 | 4.67 | 2022 | 0 | 0 | SWWH005-07 | Com Gas Water Heating Boilers - ZEAS 2030 - Hot-Dry ¦ SDG&E ¦ Hot-Dry | Com Gas Water Heating Boilers - ZEAS 2030 - Hot-Dry | 2.3999 | 1 | 0.35247 | CBSA 2014 | 0 | 2032 | 0.6 | SWWH005-07
COM-WATERHEAT-21-ZEAS.88 | Com ¦ Efficient Gas Water Heating Boiler (0.92 UEF) - ZEAS 2030 - Hot-Dry ¦ SDG&E ¦ Hot-Dry | Com ¦ Efficient Gas Water Heating Boiler (0.92 UEF) - ZEAS 2030 - Hot-Dry | SDG&E ¦ Hot-Dry | SDG&E | All | Gas | Small/med. commercial HW boiler < 200 kBtu/hr, 0.92 UEF | Efficient | 2030 |  | 1 | Conventional | WaterHeat | Com - Lodging | Com | ROB and NEW | 0 | 1000 sqft2 of floor space | Cap-kBTUh | 20 | DEER:Indoor_CFL_Ltg | 0 | 0 | 0 | SWWH005-07 | 10.2 | 2022 | 4.67 | 2022 | 0 | 0 | SWWH005-07 | Com Gas Water Heating Boilers - ZEAS 2030 - Hot-Dry ¦ SDG&E ¦ Hot-Dry | Com Gas Water Heating Boilers - ZEAS 2030 - Hot-Dry | 14.3568 | 1 | 0.35247 | CBSA 2014 | 0 | 2032 | 0.6 | SWWH005-07
COM-WATERHEAT-21-ZEAS.89 | Com ¦ Efficient Gas Water Heating Boiler (0.92 UEF) - ZEAS 2030 - Hot-Dry ¦ SDG&E ¦ Hot-Dry | Com ¦ Efficient Gas Water Heating Boiler (0.92 UEF) - ZEAS 2030 - Hot-Dry | SDG&E ¦ Hot-Dry | SDG&E | All | Gas | Small/med. commercial HW boiler < 200 kBtu/hr, 0.92 UEF | Efficient | 2030 |  | 1 | Conventional | WaterHeat | Com - Office (Large) | Com | ROB and NEW | 0 | 1000 sqft2 of floor space | Cap-kBTUh | 20 | DEER:Indoor_CFL_Ltg | 0 | 0 | 0 | SWWH005-07 | 10.2 | 2022 | 4.67 | 2022 | 0 | 0 | SWWH005-07 | Com Gas Water Heating Boilers - ZEAS 2030 - Hot-Dry ¦ SDG&E ¦ Hot-Dry | Com Gas Water Heating Boilers - ZEAS 2030 - Hot-Dry | 1.3124 | 1 | 0.35247 | CBSA 2014 | 0 | 2032 | 0.6 | SWWH005-07
COM-WATERHEAT-21-ZEAS.90 | Com ¦ Efficient Gas Water Heating Boiler (0.92 UEF) - ZEAS 2030 - Hot-Dry ¦ SDG&E ¦ Hot-Dry | Com ¦ Efficient Gas Water Heating Boiler (0.92 UEF) - ZEAS 2030 - Hot-Dry | SDG&E ¦ Hot-Dry | SDG&E | All | Gas | Small/med. commercial HW boiler < 200 kBtu/hr, 0.92 UEF | Efficient | 2030 |  | 1 | Conventional | WaterHeat | Com - Office (Small) | Com | ROB and NEW | 0 | 1000 sqft2 of floor space | Cap-kBTUh | 20 | DEER:Indoor_CFL_Ltg | 0 | 0 | 0 | SWWH005-07 | 10.2 | 2022 | 4.67 | 2022 | 0 | 0 | SWWH005-07 | Com Gas Water Heating Boilers - ZEAS 2030 - Hot-Dry ¦ SDG&E ¦ Hot-Dry | Com Gas Water Heating Boilers - ZEAS 2030 - Hot-Dry | 0 | 1 | 0 | CBSA 2014 | 0 | 2032 | 0.6 | SWWH005-07
COM-WATERHEAT-21-ZEAS.91 | Com ¦ Efficient Gas Water Heating Boiler (0.92 UEF) - ZEAS 2030 - Hot-Dry ¦ SDG&E ¦ Hot-Dry | Com ¦ Efficient Gas Water Heating Boiler (0.92 UEF) - ZEAS 2030 - Hot-Dry | SDG&E ¦ Hot-Dry | SDG&E | All | Gas | Small/med. commercial HW boiler < 200 kBtu/hr, 0.92 UEF | Efficient | 2030 |  | 1 | Conventional | WaterHeat | Com - Other | Com | ROB and NEW | 0 | 1000 sqft2 of floor space | Cap-kBTUh | 20 | DEER:Indoor_CFL_Ltg | 0 | 0 | 0 | SWWH005-07 | 10.2 | 2022 | 4.67 | 2022 | 0 | 0 | SWWH005-07 | Com Gas Water Heating Boilers - ZEAS 2030 - Hot-Dry ¦ SDG&E ¦ Hot-Dry | Com Gas Water Heating Boilers - ZEAS 2030 - Hot-Dry | 0.79996 | 1 | 0.35247 | CBSA 2014 | 0 | 2032 | 0.6 | SWWH005-07
COM-WATERHEAT-21-ZEAS.92 | Com ¦ Efficient Gas Water Heating Boiler (0.92 UEF) - ZEAS 2030 - Hot-Dry ¦ SDG&E ¦ Hot-Dry | Com ¦ Efficient Gas Water Heating Boiler (0.92 UEF) - ZEAS 2030 - Hot-Dry | SDG&E ¦ Hot-Dry | SDG&E | All | Gas | Small/med. commercial HW boiler < 200 kBtu/hr, 0.92 UEF | Efficient | 2030 |  | 1 | Conventional | WaterHeat | Com - Refrig. Warehouse | Com | ROB and NEW | 0 | 1000 sqft2 of floor space | Cap-kBTUh | 20 | DEER:Indoor_CFL_Ltg | 0 | 0 | 0 | SWWH005-07 | 10.2 | 2022 | 4.67 | 2022 | 0 | 0 | SWWH005-07 | Com Gas Water Heating Boilers - ZEAS 2030 - Hot-Dry ¦ SDG&E ¦ Hot-Dry | Com Gas Water Heating Boilers - ZEAS 2030 - Hot-Dry | 0.075958 | 1 | 0.35247 | CBSA 2014 | 0 | 2032 | 0.6 | SWWH005-07
COM-WATERHEAT-21-ZEAS.93 | Com ¦ Efficient Gas Water Heating Boiler (0.92 UEF) - ZEAS 2030 - Hot-Dry ¦ SDG&E ¦ Hot-Dry | Com ¦ Efficient Gas Water Heating Boiler (0.92 UEF) - ZEAS 2030 - Hot-Dry | SDG&E ¦ Hot-Dry | SDG&E | All | Gas | Small/med. commercial HW boiler < 200 kBtu/hr, 0.92 UEF | Efficient | 2030 |  | 1 | Conventional | WaterHeat | Com - Restaurant | Com | ROB and NEW | 0 | 1000 sqft2 of floor space | Cap-kBTUh | 20 | DEER:Indoor_CFL_Ltg | 0 | 0 | 0 | SWWH005-07 | 10.2 | 2022 | 4.67 | 2022 | 0 | 0 | SWWH005-07 | Com Gas Water Heating Boilers - ZEAS 2030 - Hot-Dry ¦ SDG&E ¦ Hot-Dry | Com Gas Water Heating Boilers - ZEAS 2030 - Hot-Dry | 1.7816 | 1 | 0.35247 | CBSA 2014 | 0 | 2032 | 0.6 | SWWH005-07
COM-WATERHEAT-21-ZEAS.94 | Com ¦ Efficient Gas Water Heating Boiler (0.92 UEF) - ZEAS 2030 - Hot-Dry ¦ SDG&E ¦ Hot-Dry | Com ¦ Efficient Gas Water Heating Boiler (0.92 UEF) - ZEAS 2030 - Hot-Dry | SDG&E ¦ Hot-Dry | SDG&E | All | Gas | Small/med. commercial HW boiler < 200 kBtu/hr, 0.92 UEF | Efficient | 2030 |  | 1 | Conventional | WaterHeat | Com - Retail | Com | ROB and NEW | 0 | 1000 sqft2 of floor space | Cap-kBTUh | 20 | DEER:Indoor_CFL_Ltg | 0 | 0 | 0 | SWWH005-07 | 10.2 | 2022 | 4.67 | 2022 | 0 | 0 | SWWH005-07 | Com Gas Water Heating Boilers - ZEAS 2030 - Hot-Dry ¦ SDG&E ¦ Hot-Dry | Com Gas Water Heating Boilers - ZEAS 2030 - Hot-Dry | 0 | 1 | 0 | CBSA 2014 | 0 | 2032 | 0.6 | SWWH005-07
COM-WATERHEAT-21-ZEAS.95 | Com ¦ Efficient Gas Water Heating Boiler (0.92 UEF) - ZEAS 2030 - Hot-Dry ¦ SDG&E ¦ Hot-Dry | Com ¦ Efficient Gas Water Heating Boiler (0.92 UEF) - ZEAS 2030 - Hot-Dry | SDG&E ¦ Hot-Dry | SDG&E | All | Gas | Small/med. commercial HW boiler < 200 kBtu/hr, 0.92 UEF | Efficient | 2030 |  | 1 | Conventional | WaterHeat | Com - School | Com | ROB and NEW | 0 | 1000 sqft2 of floor space | Cap-kBTUh | 20 | DEER:Indoor_CFL_Ltg | 0 | 0 | 0 | SWWH005-07 | 10.2 | 2022 | 4.67 | 2022 | 0 | 0 | SWWH005-07 | Com Gas Water Heating Boilers - ZEAS 2030 - Hot-Dry ¦ SDG&E ¦ Hot-Dry | Com Gas Water Heating Boilers - ZEAS 2030 - Hot-Dry | 2.028 | 1 | 0.35247 | CBSA 2014 | 0 | 2032 | 0.6 | SWWH005-07
COM-WATERHEAT-21-ZEAS.96 | Com ¦ Efficient Gas Water Heating Boiler (0.92 UEF) - ZEAS 2030 - Hot-Dry ¦ SDG&E ¦ Hot-Dry | Com ¦ Efficient Gas Water Heating Boiler (0.92 UEF) - ZEAS 2030 - Hot-Dry | SDG&E ¦ Hot-Dry | SDG&E | All | Gas | Small/med. commercial HW boiler < 200 kBtu/hr, 0.92 UEF | Efficient | 2030 |  | 1 | Conventional | WaterHeat | Com - Warehouse | Com | ROB and NEW | 0 | 1000 sqft2 of floor space | Cap-kBTUh | 20 | DEER:Indoor_CFL_Ltg | 0 | 0 | 0 | SWWH005-07 | 10.2 | 2022 | 4.67 | 2022 | 0 | 0 | SWWH005-07 | Com Gas Water Heating Boilers - ZEAS 2030 - Hot-Dry ¦ SDG&E ¦ Hot-Dry | Com Gas Water Heating Boilers - ZEAS 2030 - Hot-Dry | 0.075958 | 1 | 0.35247 | CBSA 2014 | 0 | 2032 | 0.6 | SWWH005-07
IQ-APPPLUG-01.1 | Income Qualified ¦ Average Existing and Code Cold Storage ¦ PG&E ¦ All | Income Qualified ¦ Average Existing and Code Cold Storage | PG&E ¦ All | PG&E | All | Electric | Cold storage | Average Existing and Code |  |  | 0 | Conventional | AppPlug | Income Qualified - Single Family IQ | Income Qualified | ROB Only | 0 | Residential Households | House | 5 | DEER:RefgFrzr_HighEff | 0 | 0 | 0 | Batch 3 and Batch 2 missing data | 0 | 2024 | 0 | 2024 | 0 | 0 | 2024 PG&E Data Request | Cold Storage ¦ PG&E ¦ All | Cold Storage | 1 | 1 | 1 | Guidehouse 2021 Assumption | 0 | 0 | 1
IQ-APPPLUG-02.1 | Income Qualified ¦ Efficient Cold Storage ¦ PG&E ¦ All | Income Qualified ¦ Efficient Cold Storage | PG&E ¦ All | PG&E | All | Electric | Efficient cold storage | Efficient |  |  | 0 | Conventional | AppPlug | Income Qualified - Single Family IQ | Income Qualified | ROB Only | 0 | Residential Households | House | 5 | DEER:RefgFrzr_HighEff | -1e-16 | -1e-16 | 0 | Batch 3 and Batch 2 missing data | 276.91 | 2024 | 45.45 | 2024 | 0 | 0 | 2024 PG&E Data Request | Cold Storage ¦ PG&E ¦ All | Cold Storage | 1 | 1 | 0 | Guidehouse 2021 Assumption | 0 | 0 | 1
IQ-APPPLUG-01.2 | Income Qualified ¦ Average Existing and Code Cold Storage ¦ PG&E ¦ All | Income Qualified ¦ Average Existing and Code Cold Storage | PG&E ¦ All | PG&E | All | Electric | Cold storage | Average Existing and Code |  |  | 0 | Conventional | AppPlug | Income Qualified - Multi Family IQ | Income Qualified | ROB Only | 0 | Residential Households | House | 5 | DEER:RefgFrzr_HighEff | 0 | 0 | 0 | Batch 3 and Batch 2 missing data | 0 | 2024 | 0 | 2024 | 0 | 0 | 2024 PG&E Data Request | Cold Storage ¦ PG&E ¦ All | Cold Storage | 1 | 1 | 1 | Guidehouse 2021 Assumption | 0 | 0 | 1
IQ-APPPLUG-02.2 | Income Qualified ¦ Efficient Cold Storage ¦ PG&E ¦ All | Income Qualified ¦ Efficient Cold Storage | PG&E ¦ All | PG&E | All | Electric | Efficient cold storage | Efficient |  |  | 0 | Conventional | AppPlug | Income Qualified - Multi Family IQ | Income Qualified | ROB Only | 0 | Residential Households | House | 5 | DEER:RefgFrzr_HighEff | -1e-16 | -1e-16 | 0 | Batch 3 and Batch 2 missing data | 276.91 | 2024 | 45.45 | 2024 | 0 | 0 | 2024 PG&E Data Request | Cold Storage ¦ PG&E ¦ All | Cold Storage | 1 | 1 | 0 | Guidehouse 2021 Assumption | 0 | 0 | 1
IQ-APPPLUG-01.3 | Income Qualified ¦ Average Existing and Code Cold Storage ¦ SCE ¦ All | Income Qualified ¦ Average Existing and Code Cold Storage | SCE ¦ All | SCE | All | Electric | Cold storage | Average Existing and Code |  |  | 0 | Conventional | AppPlug | Income Qualified - Single Family IQ | Income Qualified | ROB Only | 0 | Residential Households | House | 5 | DEER:RefgFrzr_HighEff | 0 | 0 | 0 | Batch 3 and Batch 2 missing data | 0 | 2024 | 0 | 2024 | 0 | 0 | 2024 PG&E Data Request | Cold Storage ¦ SCE ¦ All | Cold Storage | 1 | 1 | 1 | Guidehouse 2021 Assumption | 0 | 0 | 1
IQ-APPPLUG-02.3 | Income Qualified ¦ Efficient Cold Storage ¦ SCE ¦ All | Income Qualified ¦ Efficient Cold Storage | SCE ¦ All | SCE | All | Electric | Efficient cold storage | Efficient |  |  | 0 | Conventional | AppPlug | Income Qualified - Single Family IQ | Income Qualified | ROB Only | 0 | Residential Households | House | 5 | DEER:RefgFrzr_HighEff | -1e-16 | -1e-16 | 0 | Batch 3 and Batch 2 missing data | 276.91 | 2024 | 45.45 | 2024 | 0 | 0 | 2024 PG&E Data Request | Cold Storage ¦ SCE ¦ All | Cold Storage | 1 | 1 | 0 | Guidehouse 2021 Assumption | 0 | 0 | 1
IQ-APPPLUG-01.4 | Income Qualified ¦ Average Existing and Code Cold Storage ¦ SCE ¦ All | Income Qualified ¦ Average Existing and Code Cold Storage | SCE ¦ All | SCE | All | Electric | Cold storage | Average Existing and Code |  |  | 0 | Conventional | AppPlug | Income Qualified - Multi Family IQ | Income Qualified | ROB Only | 0 | Residential Households | House | 5 | DEER:RefgFrzr_HighEff | 0 | 0 | 0 | Batch 3 and Batch 2 missing data | 0 | 2024 | 0 | 2024 | 0 | 0 | 2024 PG&E Data Request | Cold Storage ¦ SCE ¦ All | Cold Storage | 1 | 1 | 1 | Guidehouse 2021 Assumption | 0 | 0 | 1
IQ-APPPLUG-02.4 | Income Qualified ¦ Efficient Cold Storage ¦ SCE ¦ All | Income Qualified ¦ Efficient Cold Storage | SCE ¦ All | SCE | All | Electric | Efficient cold storage | Efficient |  |  | 0 | Conventional | AppPlug | Income Qualified - Multi Family IQ | Income Qualified | ROB Only | 0 | Residential Households | House | 5 | DEER:RefgFrzr_HighEff | -1e-16 | -1e-16 | 0 | Batch 3 and Batch 2 missing data | 276.91 | 2024 | 45.45 | 2024 | 0 | 0 | 2024 PG&E Data Request | Cold Storage ¦ SCE ¦ All | Cold Storage | 1 | 1 | 0 | Guidehouse 2021 Assumption | 0 | 0 | 1
IQ-APPPLUG-01.5 | Income Qualified ¦ Average Existing and Code Cold Storage ¦ SDG&E ¦ All | Income Qualified ¦ Average Existing and Code Cold Storage | SDG&E ¦ All | SDG&E | All | Electric | Cold storage | Average Existing and Code |  |  | 0 | Conventional | AppPlug | Income Qualified - Single Family IQ | Income Qualified | ROB Only | 0 | Residential Households | House | 5 | DEER:RefgFrzr_HighEff | 0 | 0 | 0 | Batch 3 and Batch 2 missing data | 0 | 2024 | 0 | 2024 | 0 | 0 | 2024 PG&E Data Request | Cold Storage ¦ SDG&E ¦ All | Cold Storage | 1 | 1 | 1 | Guidehouse 2021 Assumption | 0 | 0 | 1
IQ-APPPLUG-02.5 | Income Qualified ¦ Efficient Cold Storage ¦ SDG&E ¦ All | Income Qualified ¦ Efficient Cold Storage | SDG&E ¦ All | SDG&E | All | Electric | Efficient cold storage | Efficient |  |  | 0 | Conventional | AppPlug | Income Qualified - Single Family IQ | Income Qualified | ROB Only | 0 | Residential Households | House | 5 | DEER:RefgFrzr_HighEff | -1e-16 | -1e-16 | 0 | Batch 3 and Batch 2 missing data | 276.91 | 2024 | 45.45 | 2024 | 0 | 0 | 2024 PG&E Data Request | Cold Storage ¦ SDG&E ¦ All | Cold Storage | 1 | 1 | 0 | Guidehouse 2021 Assumption | 0 | 0 | 1
IQ-APPPLUG-01.6 | Income Qualified ¦ Average Existing and Code Cold Storage ¦ SDG&E ¦ All | Income Qualified ¦ Average Existing and Code Cold Storage | SDG&E ¦ All | SDG&E | All | Electric | Cold storage | Average Existing and Code |  |  | 0 | Conventional | AppPlug | Income Qualified - Multi Family IQ | Income Qualified | ROB Only | 0 | Residential Households | House | 5 | DEER:RefgFrzr_HighEff | 0 | 0 | 0 | Batch 3 and Batch 2 missing data | 0 | 2024 | 0 | 2024 | 0 | 0 | 2024 PG&E Data Request | Cold Storage ¦ SDG&E ¦ All | Cold Storage | 1 | 1 | 1 | Guidehouse 2021 Assumption | 0 | 0 | 1
IQ-APPPLUG-02.6 | Income Qualified ¦ Efficient Cold Storage ¦ SDG&E ¦ All | Income Qualified ¦ Efficient Cold Storage | SDG&E ¦ All | SDG&E | All | Electric | Efficient cold storage | Efficient |  |  | 0 | Conventional | AppPlug | Income Qualified - Multi Family IQ | Income Qualified | ROB Only | 0 | Residential Households | House | 5 | DEER:RefgFrzr_HighEff | -1e-16 | -1e-16 | 0 | Batch 3 and Batch 2 missing data | 276.91 | 2024 | 45.45 | 2024 | 0 | 0 | 2024 PG&E Data Request | Cold Storage ¦ SDG&E ¦ All | Cold Storage | 1 | 1 | 0 | Guidehouse 2021 Assumption | 0 | 0 | 1
IQ-APPPLUG-03.1 | Income Qualified ¦ Average Existing and Code Dishwashers ¦ PG&E ¦ All | Income Qualified ¦ Average Existing and Code Dishwashers | PG&E ¦ All | PG&E | All | Electric | Average dishwasher | Average Existing and Code |  |  | 0 | Conventional | AppPlug | Income Qualified - Single Family IQ | Income Qualified | ROB Only | 0 | Residential Households | Each | 11 | DEER:Res_ClothesDishWasher | 0 | 0 | 0 | SCE Data Request 2024 | 0 | 2023 | 0 | 2023 | 0 | 0 | SCE Data Request 2024 | Dishwashers ¦ PG&E ¦ All | Dishwashers | 0.5172 | 1 | 0.09 | RASS 2019 | 0 | 0 | 1
IQ-APPPLUG-04.1 | Income Qualified ¦ Efficient Dishwashers ¦ PG&E ¦ All | Income Qualified ¦ Efficient Dishwashers | PG&E ¦ All | PG&E | All | Electric | Efficient dishwasher | Efficient |  |  | 0 | Conventional | AppPlug | Income Qualified - Single Family IQ | Income Qualified | ROB Only | 0 | Residential Households | Each | 11 | DEER:Res_ClothesDishWasher | -39.475 | -0.0039685 | -0.324 | Average SCE and SDG&E | 424 | 2025 | 310 | 2025 | 0 | 0 | SCE Data Request 2024 | Dishwashers ¦ PG&E ¦ All | Dishwashers | 0.5172 | 1 | 0.91 | RASS 2019 | 0 | 0 | 1
IQ-APPPLUG-03.2 | Income Qualified ¦ Average Existing and Code Dishwashers ¦ PG&E ¦ All | Income Qualified ¦ Average Existing and Code Dishwashers | PG&E ¦ All | PG&E | All | Electric | Average dishwasher | Average Existing and Code |  |  | 0 | Conventional | AppPlug | Income Qualified - Multi Family IQ | Income Qualified | ROB Only | 0 | Residential Households | Each | 11 | DEER:Res_ClothesDishWasher | 0 | 0 | 0 | SCE Data Request 2024 | 0 | 2023 | 0 | 2023 | 0 | 0 | SCE Data Request 2024 | Dishwashers ¦ PG&E ¦ All | Dishwashers | 0.39564 | 1 | 0.09 | RASS 2019 | 0 | 0 | 1
IQ-APPPLUG-04.2 | Income Qualified ¦ Efficient Dishwashers ¦ PG&E ¦ All | Income Qualified ¦ Efficient Dishwashers | PG&E ¦ All | PG&E | All | Electric | Efficient dishwasher | Efficient |  |  | 0 | Conventional | AppPlug | Income Qualified - Multi Family IQ | Income Qualified | ROB Only | 0 | Residential Households | Each | 11 | DEER:Res_ClothesDishWasher | -39.475 | -0.0039685 | -0.324 | Average SCE and SDG&E | 424 | 2025 | 310 | 2025 | 0 | 0 | SCE Data Request 2024 | Dishwashers ¦ PG&E ¦ All | Dishwashers | 0.39564 | 1 | 0.91 | RASS 2019 | 0 | 0 | 1
IQ-APPPLUG-03.3 | Income Qualified ¦ Average Existing and Code Dishwashers ¦ SCE ¦ All | Income Qualified ¦ Average Existing and Code Dishwashers | SCE ¦ All | SCE | All | Electric | Average dishwasher | Average Existing and Code |  |  | 0 | Conventional | AppPlug | Income Qualified - Single Family IQ | Income Qualified | ROB Only | 0 | Residential Households | Each | 11 | DEER:Res_ClothesDishWasher | 0 | 0 | 0 | SCE Data Request 2024 | 0 | 2023 | 0 | 2023 | 0 | 0 | SCE Data Request 2024 | Dishwashers ¦ SCE ¦ All | Dishwashers | 0.5172 | 1 | 0.09 | RASS 2019 | 0 | 0 | 1
IQ-APPPLUG-04.3 | Income Qualified ¦ Efficient Dishwashers ¦ SCE ¦ All | Income Qualified ¦ Efficient Dishwashers | SCE ¦ All | SCE | All | Electric | Efficient dishwasher | Efficient |  |  | 0 | Conventional | AppPlug | Income Qualified - Single Family IQ | Income Qualified | ROB Only | 0 | Residential Households | Each | 11 | DEER:Res_ClothesDishWasher | -56.3 | -0.0026688 | 0 | SCE Data Request 2024 | 424 | 2025 | 310 | 2025 | 0 | 0 | SCE Data Request 2024 | Dishwashers ¦ SCE ¦ All | Dishwashers | 0.5172 | 1 | 0.91 | RASS 2019 | 0 | 0 | 1
IQ-APPPLUG-03.4 | Income Qualified ¦ Average Existing and Code Dishwashers ¦ SCE ¦ All | Income Qualified ¦ Average Existing and Code Dishwashers | SCE ¦ All | SCE | All | Electric | Average dishwasher | Average Existing and Code |  |  | 0 | Conventional | AppPlug | Income Qualified - Multi Family IQ | Income Qualified | ROB Only | 0 | Residential Households | Each | 11 | DEER:Res_ClothesDishWasher | 0 | 0 | 0 | SCE Data Request 2024 | 0 | 2023 | 0 | 2023 | 0 | 0 | SCE Data Request 2024 | Dishwashers ¦ SCE ¦ All | Dishwashers | 0.39564 | 1 | 0.09 | RASS 2019 | 0 | 0 | 1
IQ-APPPLUG-04.4 | Income Qualified ¦ Efficient Dishwashers ¦ SCE ¦ All | Income Qualified ¦ Efficient Dishwashers | SCE ¦ All | SCE | All | Electric | Efficient dishwasher | Efficient |  |  | 0 | Conventional | AppPlug | Income Qualified - Multi Family IQ | Income Qualified | ROB Only | 0 | Residential Households | Each | 11 | DEER:Res_ClothesDishWasher | -56.3 | -0.0026688 | 0 | SCE Data Request 2024 | 424 | 2025 | 310 | 2025 | 0 | 0 | SCE Data Request 2024 | Dishwashers ¦ SCE ¦ All | Dishwashers | 0.39564 | 1 | 0.91 | RASS 2019 | 0 | 0 | 1
IQ-APPPLUG-03.5 | Income Qualified ¦ Average Existing and Code Dishwashers ¦ SDG&E ¦ All | Income Qualified ¦ Average Existing and Code Dishwashers | SDG&E ¦ All | SDG&E | All | Electric | Average dishwasher | Average Existing and Code |  |  | 0 | Conventional | AppPlug | Income Qualified - Single Family IQ | Income Qualified | ROB Only | 0 | Residential Households | Each | 11 | DEER:Res_ClothesDishWasher | 0 | 0 | 0 | SCE Data Request 2024 | 0 | 2023 | 0 | 2023 | 0 | 0 | SCE Data Request 2024 | Dishwashers ¦ SDG&E ¦ All | Dishwashers | 0.5172 | 1 | 0.09 | RASS 2019 | 0 | 0 | 1
IQ-APPPLUG-04.5 | Income Qualified ¦ Efficient Dishwashers ¦ SDG&E ¦ All | Income Qualified ¦ Efficient Dishwashers | SDG&E ¦ All | SDG&E | All | Electric | Efficient dishwasher | Efficient |  |  | 0 | Conventional | AppPlug | Income Qualified - Single Family IQ | Income Qualified | ROB Only | 0 | Residential Households | Each | 11 | DEER:Res_ClothesDishWasher | -22.65 | -0.0052683 | -0.648 | SDG&E Data Request 2024 | 142.13 | 2024 | 0 | 2024 | 0 | 0 | SDG&E Data Request 2024 | Dishwashers ¦ SDG&E ¦ All | Dishwashers | 0.5172 | 1 | 0.91 | RASS 2019 | 0 | 0 | 1
IQ-APPPLUG-03.6 | Income Qualified ¦ Average Existing and Code Dishwashers ¦ SDG&E ¦ All | Income Qualified ¦ Average Existing and Code Dishwashers | SDG&E ¦ All | SDG&E | All | Electric | Average dishwasher | Average Existing and Code |  |  | 0 | Conventional | AppPlug | Income Qualified - Multi Family IQ | Income Qualified | ROB Only | 0 | Residential Households | Each | 11 | DEER:Res_ClothesDishWasher | 0 | 0 | 0 | SCE Data Request 2024 | 0 | 2023 | 0 | 2023 | 0 | 0 | SCE Data Request 2024 | Dishwashers ¦ SDG&E ¦ All | Dishwashers | 0.39564 | 1 | 0.09 | RASS 2019 | 0 | 0 | 1
IQ-APPPLUG-04.6 | Income Qualified ¦ Efficient Dishwashers ¦ SDG&E ¦ All | Income Qualified ¦ Efficient Dishwashers | SDG&E ¦ All | SDG&E | All | Electric | Efficient dishwasher | Efficient |  |  | 0 | Conventional | AppPlug | Income Qualified - Multi Family IQ | Income Qualified | ROB Only | 0 | Residential Households | Each | 11 | DEER:Res_ClothesDishWasher | -22.65 | -0.0052683 | -0.648 | SDG&E Data Request 2024 | 142.13 | 2024 | 0 | 2024 | 0 | 0 | SDG&E Data Request 2024 | Dishwashers ¦ SDG&E ¦ All | Dishwashers | 0.39564 | 1 | 0.91 | RASS 2019 | 0 | 0 | 1
IQ-APPPLUG-05.1 | Income Qualified ¦ Average Existing and Code Gas Clothes Dryers ¦ PG&E ¦ All | Income Qualified ¦ Average Existing and Code Gas Clothes Dryers | PG&E ¦ All | PG&E | All | Electric & Gas | Average clothes dryer | Average Existing and Code |  |  | 0 | Conventional | AppPlug | Income Qualified - Single Family IQ | Income Qualified | ROB Only | 0 | Residential Households | Each | 12 | DEER:Res_ClothesDishWasher | 0 | 0 | 0 | SCE Data Request 2024 | 0 | 2023 | 0 | 2023 | 0 | 0 | SCE Data Request 2024 | Gas Clothes Dryers ¦ PG&E ¦ All | Gas Clothes Dryers | 0.41515 | 1 | 0.84167 | RASS 2019 | 0 | 0 | 1
IQ-APPPLUG-06.1 | Income Qualified ¦ Efficient Gas Clothes Dryers ¦ PG&E ¦ All | Income Qualified ¦ Efficient Gas Clothes Dryers | PG&E ¦ All | PG&E | All | Electric & Gas | Efficient gas clothes dryer | Efficient |  |  | 0 | Conventional | AppPlug | Income Qualified - Single Family IQ | Income Qualified | ROB Only | 0 | Residential Households | Each | 12 | DEER:Res_ClothesDishWasher | 0.306 | 0 | -3.34 | SDG&E Data Request 2024 | 811.0133 | 2025 | 0 | 2025 | 0 | 0 | SDG&E Data Request 2024 | Gas Clothes Dryers ¦ PG&E ¦ All | Gas Clothes Dryers | 0.41515 | 1 | 0.15833 | RASS 2019 | 0 | 0 | 1
IQ-APPPLUG-05.2 | Income Qualified ¦ Average Existing and Code Gas Clothes Dryers ¦ PG&E ¦ All | Income Qualified ¦ Average Existing and Code Gas Clothes Dryers | PG&E ¦ All | PG&E | All | Electric & Gas | Average clothes dryer | Average Existing and Code |  |  | 0 | Conventional | AppPlug | Income Qualified - Multi Family IQ | Income Qualified | ROB Only | 0 | Residential Households | Each | 12 | DEER:Res_ClothesDishWasher | 0 | 0 | 0 | SCE Data Request 2024 | 0 | 2023 | 0 | 2023 | 0 | 0 | SCE Data Request 2024 | Gas Clothes Dryers ¦ PG&E ¦ All | Gas Clothes Dryers | 0.096767 | 1 | 0.85714 | RASS 2019 | 0 | 0 | 1
IQ-APPPLUG-06.2 | Income Qualified ¦ Efficient Gas Clothes Dryers ¦ PG&E ¦ All | Income Qualified ¦ Efficient Gas Clothes Dryers | PG&E ¦ All | PG&E | All | Electric & Gas | Efficient gas clothes dryer | Efficient |  |  | 0 | Conventional | AppPlug | Income Qualified - Multi Family IQ | Income Qualified | ROB Only | 0 | Residential Households | Each | 12 | DEER:Res_ClothesDishWasher | 0.306 | 0 | -3.34 | SDG&E Data Request 2024 | 811.0133 | 2025 | 0 | 2025 | 0 | 0 | SDG&E Data Request 2024 | Gas Clothes Dryers ¦ PG&E ¦ All | Gas Clothes Dryers | 0.096767 | 1 | 0.14286 | RASS 2019 | 0 | 0 | 1
IQ-APPPLUG-05.3 | Income Qualified ¦ Average Existing and Code Gas Clothes Dryers ¦ SCG ¦ All | Income Qualified ¦ Average Existing and Code Gas Clothes Dryers | SCG ¦ All | SCG | All | Electric & Gas | Average clothes dryer | Average Existing and Code |  |  | 0 | Conventional | AppPlug | Income Qualified - Single Family IQ | Income Qualified | ROB Only | 0 | Residential Households | Each | 12 | DEER:Res_ClothesDishWasher | 0 | 0 | 0 | SCE Data Request 2024 | 0 | 2023 | 0 | 2023 | 0 | 0 | SCE Data Request 2024 | Gas Clothes Dryers ¦ SCG ¦ All | Gas Clothes Dryers | 0.41515 | 1 | 0.84167 | RASS 2019 | 0 | 0 | 1
IQ-APPPLUG-06.3 | Income Qualified ¦ Efficient Gas Clothes Dryers ¦ SCG ¦ All | Income Qualified ¦ Efficient Gas Clothes Dryers | SCG ¦ All | SCG | All | Electric & Gas | Efficient gas clothes dryer | Efficient |  |  | 0 | Conventional | AppPlug | Income Qualified - Single Family IQ | Income Qualified | ROB Only | 0 | Residential Households | Each | 12 | DEER:Res_ClothesDishWasher | 0.306 | 0 | -3.34 | SDG&E Data Request 2024 | 811.0133 | 2025 | 0 | 2025 | 0 | 0 | SDG&E Data Request 2024 | Gas Clothes Dryers ¦ SCG ¦ All | Gas Clothes Dryers | 0.41515 | 1 | 0.15833 | RASS 2019 | 0 | 0 | 1
IQ-APPPLUG-05.4 | Income Qualified ¦ Average Existing and Code Gas Clothes Dryers ¦ SCG ¦ All | Income Qualified ¦ Average Existing and Code Gas Clothes Dryers | SCG ¦ All | SCG | All | Electric & Gas | Average clothes dryer | Average Existing and Code |  |  | 0 | Conventional | AppPlug | Income Qualified - Multi Family IQ | Income Qualified | ROB Only | 0 | Residential Households | Each | 12 | DEER:Res_ClothesDishWasher | 0 | 0 | 0 | SCE Data Request 2024 | 0 | 2023 | 0 | 2023 | 0 | 0 | SCE Data Request 2024 | Gas Clothes Dryers ¦ SCG ¦ All | Gas Clothes Dryers | 0.096767 | 1 | 0.85714 | RASS 2019 | 0 | 0 | 1
IQ-APPPLUG-06.4 | Income Qualified ¦ Efficient Gas Clothes Dryers ¦ SCG ¦ All | Income Qualified ¦ Efficient Gas Clothes Dryers | SCG ¦ All | SCG | All | Electric & Gas | Efficient gas clothes dryer | Efficient |  |  | 0 | Conventional | AppPlug | Income Qualified - Multi Family IQ | Income Qualified | ROB Only | 0 | Residential Households | Each | 12 | DEER:Res_ClothesDishWasher | 0.306 | 0 | -3.34 | SDG&E Data Request 2024 | 811.0133 | 2025 | 0 | 2025 | 0 | 0 | SDG&E Data Request 2024 | Gas Clothes Dryers ¦ SCG ¦ All | Gas Clothes Dryers | 0.096767 | 1 | 0.14286 | RASS 2019 | 0 | 0 | 1
IQ-APPPLUG-05.5 | Income Qualified ¦ Average Existing and Code Gas Clothes Dryers ¦ SDG&E ¦ All | Income Qualified ¦ Average Existing and Code Gas Clothes Dryers | SDG&E ¦ All | SDG&E | All | Electric & Gas | Average clothes dryer | Average Existing and Code |  |  | 0 | Conventional | AppPlug | Income Qualified - Single Family IQ | Income Qualified | ROB Only | 0 | Residential Households | Each | 12 | DEER:Res_ClothesDishWasher | 0 | 0 | 0 | SCE Data Request 2024 | 0 | 2023 | 0 | 2023 | 0 | 0 | SCE Data Request 2024 | Gas Clothes Dryers ¦ SDG&E ¦ All | Gas Clothes Dryers | 0.41515 | 1 | 0.84167 | RASS 2019 | 0 | 0 | 1
IQ-APPPLUG-06.5 | Income Qualified ¦ Efficient Gas Clothes Dryers ¦ SDG&E ¦ All | Income Qualified ¦ Efficient Gas Clothes Dryers | SDG&E ¦ All | SDG&E | All | Electric & Gas | Efficient gas clothes dryer | Efficient |  |  | 0 | Conventional | AppPlug | Income Qualified - Single Family IQ | Income Qualified | ROB Only | 0 | Residential Households | Each | 12 | DEER:Res_ClothesDishWasher | 0.306 | 0 | -3.34 | SDG&E Data Request 2024 | 811.0133 | 2025 | 0 | 2025 | 0 | 0 | SDG&E Data Request 2024 | Gas Clothes Dryers ¦ SDG&E ¦ All | Gas Clothes Dryers | 0.41515 | 1 | 0.15833 | RASS 2019 | 0 | 0 | 1
IQ-APPPLUG-05.6 | Income Qualified ¦ Average Existing and Code Gas Clothes Dryers ¦ SDG&E ¦ All | Income Qualified ¦ Average Existing and Code Gas Clothes Dryers | SDG&E ¦ All | SDG&E | All | Electric & Gas | Average clothes dryer | Average Existing and Code |  |  | 0 | Conventional | AppPlug | Income Qualified - Multi Family IQ | Income Qualified | ROB Only | 0 | Residential Households | Each | 12 | DEER:Res_ClothesDishWasher | 0 | 0 | 0 | SCE Data Request 2024 | 0 | 2023 | 0 | 2023 | 0 | 0 | SCE Data Request 2024 | Gas Clothes Dryers ¦ SDG&E ¦ All | Gas Clothes Dryers | 0.096767 | 1 | 0.85714 | RASS 2019 | 0 | 0 | 1
IQ-APPPLUG-06.6 | Income Qualified ¦ Efficient Gas Clothes Dryers ¦ SDG&E ¦ All | Income Qualified ¦ Efficient Gas Clothes Dryers | SDG&E ¦ All | SDG&E | All | Electric & Gas | Efficient gas clothes dryer | Efficient |  |  | 0 | Conventional | AppPlug | Income Qualified - Multi Family IQ | Income Qualified | ROB Only | 0 | Residential Households | Each | 12 | DEER:Res_ClothesDishWasher | 0.306 | 0 | -3.34 | SDG&E Data Request 2024 | 811.0133 | 2025 | 0 | 2025 | 0 | 0 | SDG&E Data Request 2024 | Gas Clothes Dryers ¦ SDG&E ¦ All | Gas Clothes Dryers | 0.096767 | 1 | 0.14286 | RASS 2019 | 0 | 0 | 1
IQ-APPPLUG-06a.1 | Income Qualified ¦ Efficient Heat Pump Clothes Dryer - Fuel Sub ¦ PG&E ¦ All | Income Qualified ¦ Efficient Heat Pump Clothes Dryer - Fuel Sub | PG&E ¦ All | PG&E | All | Electric & Gas | Efficient HP Clothes Dryer (FS) | Efficient |  |  | 0 | Conventional | AppPlug | Income Qualified - Single Family IQ | Income Qualified | ROB Only | 1 | Residential Households | Each | 12 | DEER:Res_ClothesDishWasher | 221.675 | 0 | -16.8933 | Avg SCE, SDG&E | 1391 | 2024 | 383.44 | 2024 | 0 | 0 | SCE Data Request 2024 | Gas Clothes Dryers ¦ PG&E ¦ All | Gas Clothes Dryers | 0.41515 | 1 | 0 | RASS 2019 | 0 | 0 | 1
IQ-APPPLUG-06a.2 | Income Qualified ¦ Efficient Heat Pump Clothes Dryer - Fuel Sub ¦ PG&E ¦ All | Income Qualified ¦ Efficient Heat Pump Clothes Dryer - Fuel Sub | PG&E ¦ All | PG&E | All | Electric & Gas | Efficient HP Clothes Dryer (FS) | Efficient |  |  | 0 | Conventional | AppPlug | Income Qualified - Multi Family IQ | Income Qualified | ROB Only | 1 | Residential Households | Each | 12 | DEER:Res_ClothesDishWasher | 221.675 | 0 | -16.8933 | Avg SCE, SDG&E | 1391 | 2024 | 383.44 | 2024 | 0 | 0 | SCE Data Request 2024 | Gas Clothes Dryers ¦ PG&E ¦ All | Gas Clothes Dryers | 0.096767 | 1 | 0 | RASS 2019 | 0 | 0 | 1
IQ-APPPLUG-06a.3 | Income Qualified ¦ Efficient Heat Pump Clothes Dryer - Fuel Sub ¦ SCG ¦ All | Income Qualified ¦ Efficient Heat Pump Clothes Dryer - Fuel Sub | SCG ¦ All | SCG | All | Electric & Gas | Efficient HP Clothes Dryer (FS) | Efficient |  |  | 0 | Conventional | AppPlug | Income Qualified - Single Family IQ | Income Qualified | ROB Only | 1 | Residential Households | Each | 12 | DEER:Res_ClothesDishWasher | 331.7 | 0 | -20.645 | SCE Data Request 2024 | 1391 | 2024 | 383.44 | 2024 | 0 | 0 | SCE Data Request 2024 | Gas Clothes Dryers ¦ SCG ¦ All | Gas Clothes Dryers | 0.41515 | 1 | 0 | RASS 2019 | 0 | 0 | 1
IQ-APPPLUG-06a.4 | Income Qualified ¦ Efficient Heat Pump Clothes Dryer - Fuel Sub ¦ SCG ¦ All | Income Qualified ¦ Efficient Heat Pump Clothes Dryer - Fuel Sub | SCG ¦ All | SCG | All | Electric & Gas | Efficient HP Clothes Dryer (FS) | Efficient |  |  | 0 | Conventional | AppPlug | Income Qualified - Multi Family IQ | Income Qualified | ROB Only | 1 | Residential Households | Each | 12 | DEER:Res_ClothesDishWasher | 331.7 | 0 | -20.645 | SCE Data Request 2024 | 1391 | 2024 | 383.44 | 2024 | 0 | 0 | SCE Data Request 2024 | Gas Clothes Dryers ¦ SCG ¦ All | Gas Clothes Dryers | 0.096767 | 1 | 0 | RASS 2019 | 0 | 0 | 1
IQ-APPPLUG-06a.5 | Income Qualified ¦ Efficient Heat Pump Clothes Dryer - Fuel Sub ¦ SDG&E ¦ All | Income Qualified ¦ Efficient Heat Pump Clothes Dryer - Fuel Sub | SDG&E ¦ All | SDG&E | All | Electric & Gas | Efficient HP Clothes Dryer (FS) | Efficient |  |  | 0 | Conventional | AppPlug | Income Qualified - Single Family IQ | Income Qualified | ROB Only | 1 | Residential Households | Each | 12 | DEER:Res_ClothesDishWasher | 111.65 | 0 | -13.1417 | SDG&E Data Request 2024 | 1391 | 2024 | 383.44 | 2024 | 0 | 0 | SCE Data Request 2024 | Gas Clothes Dryers ¦ SDG&E ¦ All | Gas Clothes Dryers | 0.41515 | 1 | 0 | RASS 2019 | 0 | 0 | 1
IQ-APPPLUG-06a.6 | Income Qualified ¦ Efficient Heat Pump Clothes Dryer - Fuel Sub ¦ SDG&E ¦ All | Income Qualified ¦ Efficient Heat Pump Clothes Dryer - Fuel Sub | SDG&E ¦ All | SDG&E | All | Electric & Gas | Efficient HP Clothes Dryer (FS) | Efficient |  |  | 0 | Conventional | AppPlug | Income Qualified - Multi Family IQ | Income Qualified | ROB Only | 1 | Residential Households | Each | 12 | DEER:Res_ClothesDishWasher | 111.65 | 0 | -13.1417 | SDG&E Data Request 2024 | 1391 | 2024 | 383.44 | 2024 | 0 | 0 | SCE Data Request 2024 | Gas Clothes Dryers ¦ SDG&E ¦ All | Gas Clothes Dryers | 0.096767 | 1 | 0 | RASS 2019 | 0 | 0 | 1
IQ-APPPLUG-07.1 | Income Qualified ¦ Average Existing and Code Freezers ¦ PG&E ¦ All | Income Qualified ¦ Average Existing and Code Freezers | PG&E ¦ All | PG&E | All | Electric | Average freezer | Average Existing and Code |  |  | 0 | Conventional | AppPlug | Income Qualified - Single Family IQ | Income Qualified | ROB Only | 0 | Residential Households | Each | 11 | DEER:RefgFrzr_HighEff | 0 | 0 | 0 | SCE Data Request 2024 | 0 | 2023 | 0 | 2023 | 0 | 0 | SCE Data Request 2024 | Freezers ¦ PG&E ¦ All | Freezers | 0.29584 | 1 | 0.88727 | RASS 2019 | 0 | 0 | 1
IQ-APPPLUG-08.1 | Income Qualified ¦ Efficient Freezers ¦ PG&E ¦ All | Income Qualified ¦ Efficient Freezers | PG&E ¦ All | PG&E | All | Electric | Efficient freezer | Efficient |  |  | 0 | Conventional | AppPlug | Income Qualified - Single Family IQ | Income Qualified | ROB Only | 0 | Residential Households | Each | 11 | DEER:RefgFrzr_HighEff | -445.4167 | -0.054088 | 0 | Average of SCE and SDG&E | 864.1672 | 2025 | 280 | 2025 | 0 | 0 | SCE & SDGE Data Request 2024 | Freezers ¦ PG&E ¦ All | Freezers | 0.29584 | 1 | 0.11273 | RASS 2019 | 0 | 0 | 1
IQ-APPPLUG-07.2 | Income Qualified ¦ Average Existing and Code Freezers ¦ PG&E ¦ All | Income Qualified ¦ Average Existing and Code Freezers | PG&E ¦ All | PG&E | All | Electric | Average freezer | Average Existing and Code |  |  | 0 | Conventional | AppPlug | Income Qualified - Multi Family IQ | Income Qualified | ROB Only | 0 | Residential Households | Each | 11 | DEER:RefgFrzr_HighEff | 0 | 0 | 0 | SCE Data Request 2024 | 0 | 2023 | 0 | 2023 | 0 | 0 | SCE Data Request 2024 | Freezers ¦ PG&E ¦ All | Freezers | 0.089942 | 1 | 0.84367 | RASS 2019 | 0 | 0 | 1
IQ-APPPLUG-08.2 | Income Qualified ¦ Efficient Freezers ¦ PG&E ¦ All | Income Qualified ¦ Efficient Freezers | PG&E ¦ All | PG&E | All | Electric | Efficient freezer | Efficient |  |  | 0 | Conventional | AppPlug | Income Qualified - Multi Family IQ | Income Qualified | ROB Only | 0 | Residential Households | Each | 11 | DEER:RefgFrzr_HighEff | -445.4167 | -0.054088 | 0 | Average of SCE and SDG&E | 864.1672 | 2025 | 280 | 2025 | 0 | 0 | SCE & SDGE Data Request 2024 | Freezers ¦ PG&E ¦ All | Freezers | 0.089942 | 1 | 0.15633 | RASS 2019 | 0 | 0 | 1
IQ-APPPLUG-07.3 | Income Qualified ¦ Average Existing and Code Freezers ¦ SCE ¦ All | Income Qualified ¦ Average Existing and Code Freezers | SCE ¦ All | SCE | All | Electric | Average freezer | Average Existing and Code |  |  | 0 | Conventional | AppPlug | Income Qualified - Single Family IQ | Income Qualified | ROB Only | 0 | Residential Households | Each | 11 | DEER:RefgFrzr_HighEff | 0 | 0 | 0 | SCE Data Request 2024 | 0 | 2023 | 0 | 2023 | 0 | 0 | SCE Data Request 2024 | Freezers ¦ SCE ¦ All | Freezers | 0.29584 | 1 | 0.88727 | RASS 2019 | 0 | 0 | 1
IQ-APPPLUG-08.3 | Income Qualified ¦ Efficient Freezers ¦ SCE ¦ All | Income Qualified ¦ Efficient Freezers | SCE ¦ All | SCE | All | Electric | Efficient freezer | Efficient |  |  | 0 | Conventional | AppPlug | Income Qualified - Single Family IQ | Income Qualified | ROB Only | 0 | Residential Households | Each | 11 | DEER:RefgFrzr_HighEff | -848 | -0.102 | 0 | SDG&E Data Request 2024 | 749 | 2025 | 280 | 2025 | 0 | 0 | SCE Data Request 2024 | Freezers ¦ SCE ¦ All | Freezers | 0.29584 | 1 | 0.11273 | RASS 2019 | 0 | 0 | 1
IQ-APPPLUG-07.4 | Income Qualified ¦ Average Existing and Code Freezers ¦ SCE ¦ All | Income Qualified ¦ Average Existing and Code Freezers | SCE ¦ All | SCE | All | Electric | Average freezer | Average Existing and Code |  |  | 0 | Conventional | AppPlug | Income Qualified - Multi Family IQ | Income Qualified | ROB Only | 0 | Residential Households | Each | 11 | DEER:RefgFrzr_HighEff | 0 | 0 | 0 | SCE Data Request 2024 | 0 | 2023 | 0 | 2023 | 0 | 0 | SCE Data Request 2024 | Freezers ¦ SCE ¦ All | Freezers | 0.089942 | 1 | 0.84367 | RASS 2019 | 0 | 0 | 1
IQ-APPPLUG-08.4 | Income Qualified ¦ Efficient Freezers ¦ SCE ¦ All | Income Qualified ¦ Efficient Freezers | SCE ¦ All | SCE | All | Electric | Efficient freezer | Efficient |  |  | 0 | Conventional | AppPlug | Income Qualified - Multi Family IQ | Income Qualified | ROB Only | 0 | Residential Households | Each | 11 | DEER:RefgFrzr_HighEff | -848 | -0.102 | 0 | SDG&E Data Request 2024 | 749 | 2025 | 280 | 2025 | 0 | 0 | SCE Data Request 2024 | Freezers ¦ SCE ¦ All | Freezers | 0.089942 | 1 | 0.15633 | RASS 2019 | 0 | 0 | 1
IQ-APPPLUG-07.5 | Income Qualified ¦ Average Existing and Code Freezers ¦ SDG&E ¦ All | Income Qualified ¦ Average Existing and Code Freezers | SDG&E ¦ All | SDG&E | All | Electric | Average freezer | Average Existing and Code |  |  | 0 | Conventional | AppPlug | Income Qualified - Single Family IQ | Income Qualified | ROB Only | 0 | Residential Households | Each | 11 | DEER:RefgFrzr_HighEff | 0 | 0 | 0 | SCE Data Request 2024 | 0 | 2023 | 0 | 2023 | 0 | 0 | SCE Data Request 2024 | Freezers ¦ SDG&E ¦ All | Freezers | 0.29584 | 1 | 0.88727 | RASS 2019 | 0 | 0 | 1
IQ-APPPLUG-08.5 | Income Qualified ¦ Efficient Freezers ¦ SDG&E ¦ All | Income Qualified ¦ Efficient Freezers | SDG&E ¦ All | SDG&E | All | Electric | Efficient freezer | Efficient |  |  | 0 | Conventional | AppPlug | Income Qualified - Single Family IQ | Income Qualified | ROB Only | 0 | Residential Households | Each | 11 | DEER:RefgFrzr_HighEff | -42.8333 | -0.0061767 | 0 | SDG&E Data Request 2024 | 979.3344 | 2025 | 280 | 2025 | 0 | 0 | SDG&E Data Request 2024 | Freezers ¦ SDG&E ¦ All | Freezers | 0.29584 | 1 | 0.11273 | RASS 2019 | 0 | 0 | 1
IQ-APPPLUG-07.6 | Income Qualified ¦ Average Existing and Code Freezers ¦ SDG&E ¦ All | Income Qualified ¦ Average Existing and Code Freezers | SDG&E ¦ All | SDG&E | All | Electric | Average freezer | Average Existing and Code |  |  | 0 | Conventional | AppPlug | Income Qualified - Multi Family IQ | Income Qualified | ROB Only | 0 | Residential Households | Each | 11 | DEER:RefgFrzr_HighEff | 0 | 0 | 0 | SCE Data Request 2024 | 0 | 2023 | 0 | 2023 | 0 | 0 | SCE Data Request 2024 | Freezers ¦ SDG&E ¦ All | Freezers | 0.089942 | 1 | 0.84367 | RASS 2019 | 0 | 0 | 1
IQ-APPPLUG-08.6 | Income Qualified ¦ Efficient Freezers ¦ SDG&E ¦ All | Income Qualified ¦ Efficient Freezers | SDG&E ¦ All | SDG&E | All | Electric | Efficient freezer | Efficient |  |  | 0 | Conventional | AppPlug | Income Qualified - Multi Family IQ | Income Qualified | ROB Only | 0 | Residential Households | Each | 11 | DEER:RefgFrzr_HighEff | -42.8333 | -0.0061767 | 0 | SDG&E Data Request 2024 | 979.3344 | 2025 | 280 | 2025 | 0 | 0 | SDG&E Data Request 2024 | Freezers ¦ SDG&E ¦ All | Freezers | 0.089942 | 1 | 0.15633 | RASS 2019 | 0 | 0 | 1
IQ-APPPLUG-09.1 | Income Qualified ¦ Average Existing and Code Electric Clothes Washers ¦ PG&E ¦ All | Income Qualified ¦ Average Existing and Code Electric Clothes Washers | PG&E ¦ All | PG&E | All | Electric | Average electric clothes washer | Average Existing and Code |  |  | 0 | Conventional | AppPlug | Income Qualified - Single Family IQ | Income Qualified | ROB Only | 0 | Residential Households | Each | 11 | DEER:Res_ClothesDishWasher | 0 | 0 | 0 | PG&E Data Request 2024 | 0 | 2024 | 0 | 2024 | 0 | 0 | Base | Electric Clothes Washers ¦ PG&E ¦ All | Electric Clothes Washers | 0.043001 | 1 | 0.6125 | RASS 2019 | 0 | 0 | 1
IQ-APPPLUG-10.1 | Income Qualified ¦ Efficient Electric Clothes Washers ¦ PG&E ¦ All | Income Qualified ¦ Efficient Electric Clothes Washers | PG&E ¦ All | PG&E | All | Electric | Efficient electric clothes washer | Efficient |  |  | 0 | Conventional | AppPlug | Income Qualified - Single Family IQ | Income Qualified | ROB Only | 0 | Residential Households | Each | 11 | DEER:Res_ClothesDishWasher | -183.0249 | -0.033096 | 0 | PG&E Data Request 2024 | 784.39 | 2024 | 181.39 | 2024 | 0 | 0 | PG&E Data Request 2024 | Electric Clothes Washers ¦ PG&E ¦ All | Electric Clothes Washers | 0.043001 | 1 | 0.3875 | RASS 2019 | 0 | 0 | 1
IQ-APPPLUG-09.2 | Income Qualified ¦ Average Existing and Code Electric Clothes Washers ¦ PG&E ¦ All | Income Qualified ¦ Average Existing and Code Electric Clothes Washers | PG&E ¦ All | PG&E | All | Electric | Average electric clothes washer | Average Existing and Code |  |  | 0 | Conventional | AppPlug | Income Qualified - Multi Family IQ | Income Qualified | ROB Only | 0 | Residential Households | Each | 11 | DEER:Res_ClothesDishWasher | 0 | 0 | 0 | PG&E Data Request 2024 | 0 | 2024 | 0 | 2024 | 0 | 0 | Base | Electric Clothes Washers ¦ PG&E ¦ All | Electric Clothes Washers | 0.024978 | 1 | 0.62121 | RASS 2019 | 0 | 0 | 1
IQ-APPPLUG-10.2 | Income Qualified ¦ Efficient Electric Clothes Washers ¦ PG&E ¦ All | Income Qualified ¦ Efficient Electric Clothes Washers | PG&E ¦ All | PG&E | All | Electric | Efficient electric clothes washer | Efficient |  |  | 0 | Conventional | AppPlug | Income Qualified - Multi Family IQ | Income Qualified | ROB Only | 0 | Residential Households | Each | 11 | DEER:Res_ClothesDishWasher | -183.0249 | -0.033096 | 0 | PG&E Data Request 2024 | 784.39 | 2024 | 181.39 | 2024 | 0 | 0 | PG&E Data Request 2024 | Electric Clothes Washers ¦ PG&E ¦ All | Electric Clothes Washers | 0.024978 | 1 | 0.37879 | RASS 2019 | 0 | 0 | 1
IQ-APPPLUG-09.3 | Income Qualified ¦ Average Existing and Code Electric Clothes Washers ¦ SCE ¦ All | Income Qualified ¦ Average Existing and Code Electric Clothes Washers | SCE ¦ All | SCE | All | Electric | Average electric clothes washer | Average Existing and Code |  |  | 0 | Conventional | AppPlug | Income Qualified - Single Family IQ | Income Qualified | ROB Only | 0 | Residential Households | Each | 11 | DEER:Res_ClothesDishWasher | 0 | 0 | 0 | PG&E Data Request 2024 | 0 | 2024 | 0 | 2024 | 0 | 0 | Base | Electric Clothes Washers ¦ SCE ¦ All | Electric Clothes Washers | 0.043001 | 1 | 0.6125 | RASS 2019 | 0 | 0 | 1
IQ-APPPLUG-10.3 | Income Qualified ¦ Efficient Electric Clothes Washers ¦ SCE ¦ All | Income Qualified ¦ Efficient Electric Clothes Washers | SCE ¦ All | SCE | All | Electric | Efficient electric clothes washer | Efficient |  |  | 0 | Conventional | AppPlug | Income Qualified - Single Family IQ | Income Qualified | ROB Only | 0 | Residential Households | Each | 11 | DEER:Res_ClothesDishWasher | -94.3 | -0.0161 | 0 | SCE Data Request 2024 | 650 | 2025 | 310 | 2025 | 0 | 0 | SCE Data Request 2024 | Electric Clothes Washers ¦ SCE ¦ All | Electric Clothes Washers | 0.043001 | 1 | 0.3875 | RASS 2019 | 0 | 0 | 1
IQ-APPPLUG-09.4 | Income Qualified ¦ Average Existing and Code Electric Clothes Washers ¦ SCE ¦ All | Income Qualified ¦ Average Existing and Code Electric Clothes Washers | SCE ¦ All | SCE | All | Electric | Average electric clothes washer | Average Existing and Code |  |  | 0 | Conventional | AppPlug | Income Qualified - Multi Family IQ | Income Qualified | ROB Only | 0 | Residential Households | Each | 11 | DEER:Res_ClothesDishWasher | 0 | 0 | 0 | PG&E Data Request 2024 | 0 | 2024 | 0 | 2024 | 0 | 0 | Base | Electric Clothes Washers ¦ SCE ¦ All | Electric Clothes Washers | 0.024978 | 1 | 0.62121 | RASS 2019 | 0 | 0 | 1
IQ-APPPLUG-10.4 | Income Qualified ¦ Efficient Electric Clothes Washers ¦ SCE ¦ All | Income Qualified ¦ Efficient Electric Clothes Washers | SCE ¦ All | SCE | All | Electric | Efficient electric clothes washer | Efficient |  |  | 0 | Conventional | AppPlug | Income Qualified - Multi Family IQ | Income Qualified | ROB Only | 0 | Residential Households | Each | 11 | DEER:Res_ClothesDishWasher | -94.3 | -0.0161 | 0 | SCE Data Request 2024 | 650 | 2025 | 310 | 2025 | 0 | 0 | SCE Data Request 2024 | Electric Clothes Washers ¦ SCE ¦ All | Electric Clothes Washers | 0.024978 | 1 | 0.37879 | RASS 2019 | 0 | 0 | 1
IQ-APPPLUG-09.5 | Income Qualified ¦ Average Existing and Code Electric Clothes Washers ¦ SDG&E ¦ All | Income Qualified ¦ Average Existing and Code Electric Clothes Washers | SDG&E ¦ All | SDG&E | All | Electric | Average electric clothes washer | Average Existing and Code |  |  | 0 | Conventional | AppPlug | Income Qualified - Single Family IQ | Income Qualified | ROB Only | 0 | Residential Households | Each | 11 | DEER:Res_ClothesDishWasher | 0 | 0 | 0 | PG&E Data Request 2024 | 0 | 2024 | 0 | 2024 | 0 | 0 | Base | Electric Clothes Washers ¦ SDG&E ¦ All | Electric Clothes Washers | 0.043001 | 1 | 0.6125 | RASS 2019 | 0 | 0 | 1
IQ-APPPLUG-10.5 | Income Qualified ¦ Efficient Electric Clothes Washers ¦ SDG&E ¦ All | Income Qualified ¦ Efficient Electric Clothes Washers | SDG&E ¦ All | SDG&E | All | Electric | Efficient electric clothes washer | Efficient |  |  | 0 | Conventional | AppPlug | Income Qualified - Single Family IQ | Income Qualified | ROB Only | 0 | Residential Households | Each | 11 | DEER:Res_ClothesDishWasher | -50.05 | -0.0082567 | -7 | SDG&E Data Request 2024 | 231.1033 | 2024 | 0 | 2024 | 0 | 0 | SDG&E Data Request 2024 | Electric Clothes Washers ¦ SDG&E ¦ All | Electric Clothes Washers | 0.043001 | 1 | 0.3875 | RASS 2019 | 0 | 0 | 1
IQ-APPPLUG-09.6 | Income Qualified ¦ Average Existing and Code Electric Clothes Washers ¦ SDG&E ¦ All | Income Qualified ¦ Average Existing and Code Electric Clothes Washers | SDG&E ¦ All | SDG&E | All | Electric | Average electric clothes washer | Average Existing and Code |  |  | 0 | Conventional | AppPlug | Income Qualified - Multi Family IQ | Income Qualified | ROB Only | 0 | Residential Households | Each | 11 | DEER:Res_ClothesDishWasher | 0 | 0 | 0 | PG&E Data Request 2024 | 0 | 2024 | 0 | 2024 | 0 | 0 | Base | Electric Clothes Washers ¦ SDG&E ¦ All | Electric Clothes Washers | 0.024978 | 1 | 0.62121 | RASS 2019 | 0 | 0 | 1
IQ-APPPLUG-10.6 | Income Qualified ¦ Efficient Electric Clothes Washers ¦ SDG&E ¦ All | Income Qualified ¦ Efficient Electric Clothes Washers | SDG&E ¦ All | SDG&E | All | Electric | Efficient electric clothes washer | Efficient |  |  | 0 | Conventional | AppPlug | Income Qualified - Multi Family IQ | Income Qualified | ROB Only | 0 | Residential Households | Each | 11 | DEER:Res_ClothesDishWasher | -50.05 | -0.0082567 | -7 | SDG&E Data Request 2024 | 231.1033 | 2024 | 0 | 2024 | 0 | 0 | SDG&E Data Request 2024 | Electric Clothes Washers ¦ SDG&E ¦ All | Electric Clothes Washers | 0.024978 | 1 | 0.37879 | RASS 2019 | 0 | 0 | 1
IQ-APPPLUG-11.1 | Income Qualified ¦ Average Existing and Code Gas Clothes Washers ¦ PG&E ¦ All | Income Qualified ¦ Average Existing and Code Gas Clothes Washers | PG&E ¦ All | PG&E | All | Gas | Average gas clothes washer | Average Existing and Code |  |  | 0 | Conventional | AppPlug | Income Qualified - Single Family IQ | Income Qualified | ROB Only | 0 | Residential Households | Each | 11 | DEER:Res_ClothesDishWasher | 0 | 0 | 0 | Base | 0 | 2023 | 0 | 2023 | 0 | 0 | Base | Gas Clothes Washers ¦ PG&E ¦ All | Gas Clothes Washers | 0.76939 | 1 | 0.6125 | RASS 2019 | 0 | 0 | 1
IQ-APPPLUG-12.1 | Income Qualified ¦ Efficient Gas Clothes Washers ¦ PG&E ¦ All | Income Qualified ¦ Efficient Gas Clothes Washers | PG&E ¦ All | PG&E | All | Gas | Efficient gas clothes washer | Efficient |  |  | 0 | Conventional | AppPlug | Income Qualified - Single Family IQ | Income Qualified | ROB Only | 0 | Residential Households | Each | 11 | DEER:Res_ClothesDishWasher | -183.0249 | -0.033096 | -18.9786 | PG&E Data Request 2024 | 784.39 | 2024 | 181.39 | 2024 | 0 | 0 | PG&E Data Request 2024 | Gas Clothes Washers ¦ PG&E ¦ All | Gas Clothes Washers | 0.76939 | 1 | 0.3875 | RASS 2019 | 0 | 0 | 1
IQ-APPPLUG-11.2 | Income Qualified ¦ Average Existing and Code Gas Clothes Washers ¦ PG&E ¦ All | Income Qualified ¦ Average Existing and Code Gas Clothes Washers | PG&E ¦ All | PG&E | All | Gas | Average gas clothes washer | Average Existing and Code |  |  | 0 | Conventional | AppPlug | Income Qualified - Multi Family IQ | Income Qualified | ROB Only | 0 | Residential Households | Each | 11 | DEER:Res_ClothesDishWasher | 0 | 0 | 0 | Base | 0 | 2023 | 0 | 2023 | 0 | 0 | Base | Gas Clothes Washers ¦ PG&E ¦ All | Gas Clothes Washers | 0.20839 | 1 | 0.62121 | RASS 2019 | 0 | 0 | 1
IQ-APPPLUG-12.2 | Income Qualified ¦ Efficient Gas Clothes Washers ¦ PG&E ¦ All | Income Qualified ¦ Efficient Gas Clothes Washers | PG&E ¦ All | PG&E | All | Gas | Efficient gas clothes washer | Efficient |  |  | 0 | Conventional | AppPlug | Income Qualified - Multi Family IQ | Income Qualified | ROB Only | 0 | Residential Households | Each | 11 | DEER:Res_ClothesDishWasher | -183.0249 | -0.033096 | -18.9786 | PG&E Data Request 2024 | 784.39 | 2024 | 181.39 | 2024 | 0 | 0 | PG&E Data Request 2024 | Gas Clothes Washers ¦ PG&E ¦ All | Gas Clothes Washers | 0.20839 | 1 | 0.37879 | RASS 2019 | 0 | 0 | 1
IQ-APPPLUG-11.3 | Income Qualified ¦ Average Existing and Code Gas Clothes Washers ¦ SCG ¦ All | Income Qualified ¦ Average Existing and Code Gas Clothes Washers | SCG ¦ All | SCG | All | Gas | Average gas clothes washer | Average Existing and Code |  |  | 0 | Conventional | AppPlug | Income Qualified - Single Family IQ | Income Qualified | ROB Only | 0 | Residential Households | Each | 11 | DEER:Res_ClothesDishWasher | 0 | 0 | 0 | Base | 0 | 2023 | 0 | 2023 | 0 | 0 | Base | Gas Clothes Washers ¦ SCG ¦ All | Gas Clothes Washers | 0.76939 | 1 | 0.6125 | RASS 2019 | 0 | 0 | 1
IQ-APPPLUG-12.3 | Income Qualified ¦ Efficient Gas Clothes Washers ¦ SCG ¦ All | Income Qualified ¦ Efficient Gas Clothes Washers | SCG ¦ All | SCG | All | Gas | Efficient gas clothes washer | Efficient |  |  | 0 | Conventional | AppPlug | Income Qualified - Single Family IQ | Income Qualified | ROB Only | 0 | Residential Households | Each | 11 | DEER:Res_ClothesDishWasher | 0 | 0 | -19.8208 | SCG ESA Annual Report 2023 | 997.17 | 2024 | 0 | 2024 | 0 | 0 | SCG Data Request 2024 | Gas Clothes Washers ¦ SCG ¦ All | Gas Clothes Washers | 0.76939 | 1 | 0.3875 | RASS 2019 | 0 | 0 | 1
IQ-APPPLUG-11.4 | Income Qualified ¦ Average Existing and Code Gas Clothes Washers ¦ SCG ¦ All | Income Qualified ¦ Average Existing and Code Gas Clothes Washers | SCG ¦ All | SCG | All | Gas | Average gas clothes washer | Average Existing and Code |  |  | 0 | Conventional | AppPlug | Income Qualified - Multi Family IQ | Income Qualified | ROB Only | 0 | Residential Households | Each | 11 | DEER:Res_ClothesDishWasher | 0 | 0 | 0 | Base | 0 | 2023 | 0 | 2023 | 0 | 0 | Base | Gas Clothes Washers ¦ SCG ¦ All | Gas Clothes Washers | 0.20839 | 1 | 0.62121 | RASS 2019 | 0 | 0 | 1
IQ-APPPLUG-12.4 | Income Qualified ¦ Efficient Gas Clothes Washers ¦ SCG ¦ All | Income Qualified ¦ Efficient Gas Clothes Washers | SCG ¦ All | SCG | All | Gas | Efficient gas clothes washer | Efficient |  |  | 0 | Conventional | AppPlug | Income Qualified - Multi Family IQ | Income Qualified | ROB Only | 0 | Residential Households | Each | 11 | DEER:Res_ClothesDishWasher | 0 | 0 | -19.8208 | SCG ESA Annual Report 2023 | 997.17 | 2024 | 0 | 2024 | 0 | 0 | SCG Data Request 2024 | Gas Clothes Washers ¦ SCG ¦ All | Gas Clothes Washers | 0.20839 | 1 | 0.37879 | RASS 2019 | 0 | 0 | 1
IQ-APPPLUG-11.5 | Income Qualified ¦ Average Existing and Code Gas Clothes Washers ¦ SDG&E ¦ All | Income Qualified ¦ Average Existing and Code Gas Clothes Washers | SDG&E ¦ All | SDG&E | All | Gas | Average gas clothes washer | Average Existing and Code |  |  | 0 | Conventional | AppPlug | Income Qualified - Single Family IQ | Income Qualified | ROB Only | 0 | Residential Households | Each | 11 | DEER:Res_ClothesDishWasher | 0 | 0 | 0 | Base | 0 | 2023 | 0 | 2023 | 0 | 0 | Base | Gas Clothes Washers ¦ SDG&E ¦ All | Gas Clothes Washers | 0.76939 | 1 | 0.6125 | RASS 2019 | 0 | 0 | 1
IQ-APPPLUG-12.5 | Income Qualified ¦ Efficient Gas Clothes Washers ¦ SDG&E ¦ All | Income Qualified ¦ Efficient Gas Clothes Washers | SDG&E ¦ All | SDG&E | All | Gas | Efficient gas clothes washer | Efficient |  |  | 0 | Conventional | AppPlug | Income Qualified - Single Family IQ | Income Qualified | ROB Only | 0 | Residential Households | Each | 11 | DEER:Res_ClothesDishWasher | -50.05 | -0.0082567 | -10.2717 | SDG&E Data Request 2024 | 231.1033 | 2024 | 0 | 2024 | 0 | 0 | SDG&E Data Request 2024 | Gas Clothes Washers ¦ SDG&E ¦ All | Gas Clothes Washers | 0.76939 | 1 | 0.3875 | RASS 2019 | 0 | 0 | 1
IQ-APPPLUG-11.6 | Income Qualified ¦ Average Existing and Code Gas Clothes Washers ¦ SDG&E ¦ All | Income Qualified ¦ Average Existing and Code Gas Clothes Washers | SDG&E ¦ All | SDG&E | All | Gas | Average gas clothes washer | Average Existing and Code |  |  | 0 | Conventional | AppPlug | Income Qualified - Multi Family IQ | Income Qualified | ROB Only | 0 | Residential Households | Each | 11 | DEER:Res_ClothesDishWasher | 0 | 0 | 0 | Base | 0 | 2023 | 0 | 2023 | 0 | 0 | Base | Gas Clothes Washers ¦ SDG&E ¦ All | Gas Clothes Washers | 0.20839 | 1 | 0.62121 | RASS 2019 | 0 | 0 | 1
IQ-APPPLUG-12.6 | Income Qualified ¦ Efficient Gas Clothes Washers ¦ SDG&E ¦ All | Income Qualified ¦ Efficient Gas Clothes Washers | SDG&E ¦ All | SDG&E | All | Gas | Efficient gas clothes washer | Efficient |  |  | 0 | Conventional | AppPlug | Income Qualified - Multi Family IQ | Income Qualified | ROB Only | 0 | Residential Households | Each | 11 | DEER:Res_ClothesDishWasher | -50.05 | -0.0082567 | -10.2717 | SDG&E Data Request 2024 | 231.1033 | 2024 | 0 | 2024 | 0 | 0 | SDG&E Data Request 2024 | Gas Clothes Washers ¦ SDG&E ¦ All | Gas Clothes Washers | 0.20839 | 1 | 0.37879 | RASS 2019 | 0 | 0 | 1
IQ-APPPLUG-13.1 | Income Qualified ¦ Average Existing and Code Pool Pumps ¦ PG&E ¦ All | Income Qualified ¦ Average Existing and Code Pool Pumps | PG&E ¦ All | PG&E | All | Electric | Average pool pumps | Average Existing and Code |  |  | 0 | Conventional | AppPlug | Income Qualified - Single Family IQ | Income Qualified | RET Only | 0 | Residential Households | Each | 10 | DEER:RefgFrzr_Recycling | 0 | 0 | 0 | Base | 0 | 2023 | 0 | 2023 | 0 | 0 | Base | Pool Pumps ¦ PG&E ¦ All | Pool Pumps | 0.078915 | 0.6 | 1 | RASS 2019 | 0 | 0 | 1
IQ-APPPLUG-14.1 | Income Qualified ¦ Efficient Pool Pumps ¦ PG&E ¦ All | Income Qualified ¦ Efficient Pool Pumps | PG&E ¦ All | PG&E | All | Electric | Efficient pool pumps | Efficient |  |  | 0 | Conventional | AppPlug | Income Qualified - Single Family IQ | Income Qualified | RET Only | 0 | Residential Households | Each | 10 | DEER:RefgFrzr_Recycling | -75.4548 | -0.010676 | 0 | PG&E Data Request 2024 | 1354.27 | 2024 | 487.14 | 2024 | 0 | 0 | PG&E Data Request 2024 | Pool Pumps ¦ PG&E ¦ All | Pool Pumps | 0.078915 | 0.6 | 0 | RASS 2019 | 0 | 0 | 1
IQ-APPPLUG-13.2 | Income Qualified ¦ Average Existing and Code Pool Pumps ¦ PG&E ¦ All | Income Qualified ¦ Average Existing and Code Pool Pumps | PG&E ¦ All | PG&E | All | Electric | Average pool pumps | Average Existing and Code |  |  | 0 | Conventional | AppPlug | Income Qualified - Multi Family IQ | Income Qualified | RET Only | 0 | Residential Households | Each | 10 | DEER:RefgFrzr_Recycling | 0 | 0 | 0 | Base | 0 | 2023 | 0 | 2023 | 0 | 0 | Base | Pool Pumps ¦ PG&E ¦ All | Pool Pumps | 0.028824 | 0.6 | 1 | RASS 2019 | 0 | 0 | 1
IQ-APPPLUG-14.2 | Income Qualified ¦ Efficient Pool Pumps ¦ PG&E ¦ All | Income Qualified ¦ Efficient Pool Pumps | PG&E ¦ All | PG&E | All | Electric | Efficient pool pumps | Efficient |  |  | 0 | Conventional | AppPlug | Income Qualified - Multi Family IQ | Income Qualified | RET Only | 0 | Residential Households | Each | 10 | DEER:RefgFrzr_Recycling | -75.4548 | -0.010676 | 0 | PG&E Data Request 2024 | 1354.27 | 2024 | 487.14 | 2024 | 0 | 0 | PG&E Data Request 2024 | Pool Pumps ¦ PG&E ¦ All | Pool Pumps | 0.028824 | 0.6 | 0 | RASS 2019 | 0 | 0 | 1
IQ-APPPLUG-13.3 | Income Qualified ¦ Average Existing and Code Pool Pumps ¦ SCE ¦ All | Income Qualified ¦ Average Existing and Code Pool Pumps | SCE ¦ All | SCE | All | Electric | Average pool pumps | Average Existing and Code |  |  | 0 | Conventional | AppPlug | Income Qualified - Single Family IQ | Income Qualified | RET Only | 0 | Residential Households | Each | 10 | DEER:RefgFrzr_Recycling | 0 | 0 | 0 | Base | 0 | 2023 | 0 | 2023 | 0 | 0 | Base | Pool Pumps ¦ SCE ¦ All | Pool Pumps | 0.078915 | 0.6 | 1 | RASS 2019 | 0 | 0 | 1
IQ-APPPLUG-14.3 | Income Qualified ¦ Efficient Pool Pumps ¦ SCE ¦ All | Income Qualified ¦ Efficient Pool Pumps | SCE ¦ All | SCE | All | Electric | Efficient pool pumps | Efficient |  |  | 0 | Conventional | AppPlug | Income Qualified - Single Family IQ | Income Qualified | RET Only | 0 | Residential Households | Each | 10 | DEER:RefgFrzr_Recycling | -1001 | -0.31031 | 0 | SCE Data Request 2024 | 861 | 2025 | 318 | 2025 | 0 | 0 | SCE Data Request 2024 | Pool Pumps ¦ SCE ¦ All | Pool Pumps | 0.078915 | 0.6 | 0 | RASS 2019 | 0 | 0 | 1
IQ-APPPLUG-13.4 | Income Qualified ¦ Average Existing and Code Pool Pumps ¦ SCE ¦ All | Income Qualified ¦ Average Existing and Code Pool Pumps | SCE ¦ All | SCE | All | Electric | Average pool pumps | Average Existing and Code |  |  | 0 | Conventional | AppPlug | Income Qualified - Multi Family IQ | Income Qualified | RET Only | 0 | Residential Households | Each | 10 | DEER:RefgFrzr_Recycling | 0 | 0 | 0 | Base | 0 | 2023 | 0 | 2023 | 0 | 0 | Base | Pool Pumps ¦ SCE ¦ All | Pool Pumps | 0.028824 | 0.6 | 1 | RASS 2019 | 0 | 0 | 1
IQ-APPPLUG-14.4 | Income Qualified ¦ Efficient Pool Pumps ¦ SCE ¦ All | Income Qualified ¦ Efficient Pool Pumps | SCE ¦ All | SCE | All | Electric | Efficient pool pumps | Efficient |  |  | 0 | Conventional | AppPlug | Income Qualified - Multi Family IQ | Income Qualified | RET Only | 0 | Residential Households | Each | 10 | DEER:RefgFrzr_Recycling | -1001 | -0.31031 | 0 | SCE Data Request 2024 | 861 | 2025 | 318 | 2025 | 0 | 0 | SCE Data Request 2024 | Pool Pumps ¦ SCE ¦ All | Pool Pumps | 0.028824 | 0.6 | 0 | RASS 2019 | 0 | 0 | 1
IQ-APPPLUG-13.5 | Income Qualified ¦ Average Existing and Code Pool Pumps ¦ SDG&E ¦ All | Income Qualified ¦ Average Existing and Code Pool Pumps | SDG&E ¦ All | SDG&E | All | Electric | Average pool pumps | Average Existing and Code |  |  | 0 | Conventional | AppPlug | Income Qualified - Single Family IQ | Income Qualified | RET Only | 0 | Residential Households | Each | 10 | DEER:RefgFrzr_Recycling | 0 | 0 | 0 | Base | 0 | 2023 | 0 | 2023 | 0 | 0 | Base | Pool Pumps ¦ SDG&E ¦ All | Pool Pumps | 0.078915 | 0.6 | 1 | RASS 2019 | 0 | 0 | 1
IQ-APPPLUG-14.5 | Income Qualified ¦ Efficient Pool Pumps ¦ SDG&E ¦ All | Income Qualified ¦ Efficient Pool Pumps | SDG&E ¦ All | SDG&E | All | Electric | Efficient pool pumps | Efficient |  |  | 0 | Conventional | AppPlug | Income Qualified - Single Family IQ | Income Qualified | RET Only | 0 | Residential Households | Each | 10 | DEER:RefgFrzr_Recycling | -538.2274 | -0.16049 | 0 | Average PG&E and SCE | 1107.635 | 2024 | 402.57 | 2024 | 0 | 0 | Average PG&E and SCE | Pool Pumps ¦ SDG&E ¦ All | Pool Pumps | 0.078915 | 0.6 | 0 | RASS 2019 | 0 | 0 | 1
IQ-APPPLUG-13.6 | Income Qualified ¦ Average Existing and Code Pool Pumps ¦ SDG&E ¦ All | Income Qualified ¦ Average Existing and Code Pool Pumps | SDG&E ¦ All | SDG&E | All | Electric | Average pool pumps | Average Existing and Code |  |  | 0 | Conventional | AppPlug | Income Qualified - Multi Family IQ | Income Qualified | RET Only | 0 | Residential Households | Each | 10 | DEER:RefgFrzr_Recycling | 0 | 0 | 0 | Base | 0 | 2023 | 0 | 2023 | 0 | 0 | Base | Pool Pumps ¦ SDG&E ¦ All | Pool Pumps | 0.028824 | 0.6 | 1 | RASS 2019 | 0 | 0 | 1
IQ-APPPLUG-14.6 | Income Qualified ¦ Efficient Pool Pumps ¦ SDG&E ¦ All | Income Qualified ¦ Efficient Pool Pumps | SDG&E ¦ All | SDG&E | All | Electric | Efficient pool pumps | Efficient |  |  | 0 | Conventional | AppPlug | Income Qualified - Multi Family IQ | Income Qualified | RET Only | 0 | Residential Households | Each | 10 | DEER:RefgFrzr_Recycling | -538.2274 | -0.16049 | 0 | Average PG&E and SCE | 1107.635 | 2024 | 402.57 | 2024 | 0 | 0 | Average PG&E and SCE | Pool Pumps ¦ SDG&E ¦ All | Pool Pumps | 0.028824 | 0.6 | 0 | RASS 2019 | 0 | 0 | 1
IQ-APPPLUG-15.1 | Income Qualified ¦ Average Existing and Code Refrigerators ¦ PG&E ¦ All | Income Qualified ¦ Average Existing and Code Refrigerators | PG&E ¦ All | PG&E | All | Electric | Average Refrigerator | Average Existing and Code |  |  | 0 | Conventional | AppPlug | Income Qualified - Single Family IQ | Income Qualified | ROB Only | 0 | Residential Households | Each | 14 | DEER:RefgFrzr_HighEff | 0 | 0 | 0 | Base | 0 | 2023 | 0 | 2023 | 0 | 0 | Base | Refrigerators ¦ PG&E ¦ All | Refrigerators | 1.354 | 1 | 0.64647 | RASS 2019 | 0 | 0 | 1
IQ-APPPLUG-16.1 | Income Qualified ¦ Efficient Refrigerators ¦ PG&E ¦ All | Income Qualified ¦ Efficient Refrigerators | PG&E ¦ All | PG&E | All | Electric | Efficient refrigerator | Efficient |  |  | 0 | Conventional | AppPlug | Income Qualified - Single Family IQ | Income Qualified | ROB Only | 0 | Residential Households | Each | 15 | DEER:RefgFrzr_HighEff | -1916.1359 | -0.26833 | 0 | PG&E Data Request 2024 | 997.32 | 2024 | 182.91 | 2024 | 0 | 0 | PG&E Data Request 2024 | Refrigerators ¦ PG&E ¦ All | Refrigerators | 1.354 | 1 | 0.35353 | RASS 2019 | 0 | 0 | 1
IQ-APPPLUG-15.2 | Income Qualified ¦ Average Existing and Code Refrigerators ¦ PG&E ¦ All | Income Qualified ¦ Average Existing and Code Refrigerators | PG&E ¦ All | PG&E | All | Electric | Average Refrigerator | Average Existing and Code |  |  | 0 | Conventional | AppPlug | Income Qualified - Multi Family IQ | Income Qualified | ROB Only | 0 | Residential Households | Each | 14 | DEER:RefgFrzr_HighEff | 0 | 0 | 0 | Base | 0 | 2023 | 0 | 2023 | 0 | 0 | Base | Refrigerators ¦ PG&E ¦ All | Refrigerators | 1.032 | 1 | 0.47381 | RASS 2019 | 0 | 0 | 1
IQ-APPPLUG-16.2 | Income Qualified ¦ Efficient Refrigerators ¦ PG&E ¦ All | Income Qualified ¦ Efficient Refrigerators | PG&E ¦ All | PG&E | All | Electric | Efficient refrigerator | Efficient |  |  | 0 | Conventional | AppPlug | Income Qualified - Multi Family IQ | Income Qualified | ROB Only | 0 | Residential Households | Each | 15 | DEER:RefgFrzr_HighEff | -1916.1359 | -0.26833 | 0 | PG&E Data Request 2024 | 997.32 | 2024 | 182.91 | 2024 | 0 | 0 | PG&E Data Request 2024 | Refrigerators ¦ PG&E ¦ All | Refrigerators | 1.032 | 1 | 0.52619 | RASS 2019 | 0 | 0 | 1
IQ-APPPLUG-15.3 | Income Qualified ¦ Average Existing and Code Refrigerators ¦ SCE ¦ All | Income Qualified ¦ Average Existing and Code Refrigerators | SCE ¦ All | SCE | All | Electric | Average Refrigerator | Average Existing and Code |  |  | 0 | Conventional | AppPlug | Income Qualified - Single Family IQ | Income Qualified | ROB Only | 0 | Residential Households | Each | 14 | DEER:RefgFrzr_HighEff | 0 | 0 | 0 | Base | 0 | 2023 | 0 | 2023 | 0 | 0 | Base | Refrigerators ¦ SCE ¦ All | Refrigerators | 1.354 | 1 | 0.64647 | RASS 2019 | 0 | 0 | 1
IQ-APPPLUG-16.3 | Income Qualified ¦ Efficient Refrigerators ¦ SCE ¦ All | Income Qualified ¦ Efficient Refrigerators | SCE ¦ All | SCE | All | Electric | Efficient refrigerator | Efficient |  |  | 0 | Conventional | AppPlug | Income Qualified - Single Family IQ | Income Qualified | ROB Only | 0 | Residential Households | Each | 14 | DEER:RefgFrzr_HighEff | -578 | -0.0694 | 0 | SCE Data Request 2024 | 749 | 2025 | 265 | 2025 | 0 | 0 | SCE Data Request 2024 | Refrigerators ¦ SCE ¦ All | Refrigerators | 1.354 | 1 | 0.35353 | RASS 2019 | 0 | 0 | 1
IQ-APPPLUG-15.4 | Income Qualified ¦ Average Existing and Code Refrigerators ¦ SCE ¦ All | Income Qualified ¦ Average Existing and Code Refrigerators | SCE ¦ All | SCE | All | Electric | Average Refrigerator | Average Existing and Code |  |  | 0 | Conventional | AppPlug | Income Qualified - Multi Family IQ | Income Qualified | ROB Only | 0 | Residential Households | Each | 14 | DEER:RefgFrzr_HighEff | 0 | 0 | 0 | Base | 0 | 2023 | 0 | 2023 | 0 | 0 | Base | Refrigerators ¦ SCE ¦ All | Refrigerators | 1.032 | 1 | 0.47381 | RASS 2019 | 0 | 0 | 1
IQ-APPPLUG-16.4 | Income Qualified ¦ Efficient Refrigerators ¦ SCE ¦ All | Income Qualified ¦ Efficient Refrigerators | SCE ¦ All | SCE | All | Electric | Efficient refrigerator | Efficient |  |  | 0 | Conventional | AppPlug | Income Qualified - Multi Family IQ | Income Qualified | ROB Only | 0 | Residential Households | Each | 14 | DEER:RefgFrzr_HighEff | -578 | -0.0694 | 0 | SCE Data Request 2024 | 749 | 2025 | 265 | 2025 | 0 | 0 | SCE Data Request 2024 | Refrigerators ¦ SCE ¦ All | Refrigerators | 1.032 | 1 | 0.52619 | RASS 2019 | 0 | 0 | 1
IQ-APPPLUG-15.5 | Income Qualified ¦ Average Existing and Code Refrigerators ¦ SDG&E ¦ All | Income Qualified ¦ Average Existing and Code Refrigerators | SDG&E ¦ All | SDG&E | All | Electric | Average Refrigerator | Average Existing and Code |  |  | 0 | Conventional | AppPlug | Income Qualified - Single Family IQ | Income Qualified | ROB Only | 0 | Residential Households | Each | 14 | DEER:RefgFrzr_HighEff | 0 | 0 | 0 | Base | 0 | 2023 | 0 | 2023 | 0 | 0 | Base | Refrigerators ¦ SDG&E ¦ All | Refrigerators | 1.354 | 1 | 0.64647 | RASS 2019 | 0 | 0 | 1
IQ-APPPLUG-16.5 | Income Qualified ¦ Efficient Refrigerators ¦ SDG&E ¦ All | Income Qualified ¦ Efficient Refrigerators | SDG&E ¦ All | SDG&E | All | Electric | Efficient refrigerator | Efficient |  |  | 0 | Conventional | AppPlug | Income Qualified - Single Family IQ | Income Qualified | ROB Only | 0 | Residential Households | Each | 14 | DEER:RefgFrzr_HighEff | -491 | 0 | 0 | SDG&E Data Request 2024 | 948.3936 | 2024 | 0 | 2024 | 0 | 0 | SDG&E Data Request 2024 | Refrigerators ¦ SDG&E ¦ All | Refrigerators | 1.354 | 1 | 0.35353 | RASS 2019 | 0 | 0 | 1
IQ-APPPLUG-15.6 | Income Qualified ¦ Average Existing and Code Refrigerators ¦ SDG&E ¦ All | Income Qualified ¦ Average Existing and Code Refrigerators | SDG&E ¦ All | SDG&E | All | Electric | Average Refrigerator | Average Existing and Code |  |  | 0 | Conventional | AppPlug | Income Qualified - Multi Family IQ | Income Qualified | ROB Only | 0 | Residential Households | Each | 14 | DEER:RefgFrzr_HighEff | 0 | 0 | 0 | Base | 0 | 2023 | 0 | 2023 | 0 | 0 | Base | Refrigerators ¦ SDG&E ¦ All | Refrigerators | 1.032 | 1 | 0.47381 | RASS 2019 | 0 | 0 | 1
IQ-APPPLUG-16.6 | Income Qualified ¦ Efficient Refrigerators ¦ SDG&E ¦ All | Income Qualified ¦ Efficient Refrigerators | SDG&E ¦ All | SDG&E | All | Electric | Efficient refrigerator | Efficient |  |  | 0 | Conventional | AppPlug | Income Qualified - Multi Family IQ | Income Qualified | ROB Only | 0 | Residential Households | Each | 14 | DEER:RefgFrzr_HighEff | -491 | 0 | 0 | SDG&E Data Request 2024 | 948.3936 | 2024 | 0 | 2024 | 0 | 0 | SDG&E Data Request 2024 | Refrigerators ¦ SDG&E ¦ All | Refrigerators | 1.032 | 1 | 0.52619 | RASS 2019 | 0 | 0 | 1
IQ-APPPLUG-17.1 | Income Qualified ¦ Average Existing and Code Power Strip ¦ PG&E ¦ All | Income Qualified ¦ Average Existing and Code Power Strip | PG&E ¦ All | PG&E | All | Electric | Average Tier 2 Advanced Power Strips | Average Existing and Code |  |  | 0 | Conventional | AppPlug | Income Qualified - Single Family IQ | Income Qualified | RET Only | 0 | Residential Households | Each | 5 | DEER:Indoor_CFL_Ltg | 0 | 0 | 0 | Base | 0 | 2023 | 0 | 2023 | 0 | 0 | Base | Tier 2 Advanced Power Strips ¦ PG&E ¦ All | Tier 2 Advanced Power Strips | 2 | 1 | 0.97 | MICS 2021 (PGT - Navigant 2015) | 0 | 0 | 1
IQ-APPPLUG-18.1 | Income Qualified ¦ Efficient Tier 2 Advanced Power Strips ¦ PG&E ¦ All | Income Qualified ¦ Efficient Tier 2 Advanced Power Strips | PG&E ¦ All | PG&E | All | Electric | Efficient Tier 2 Advanced Power Strips | Efficient |  |  | 0 | Conventional | AppPlug | Income Qualified - Single Family IQ | Income Qualified | RET Only | 0 | Residential Households | Each | 5 | DEER:Indoor_CFL_Ltg | -604.3772 | -0.0121 | 0 | PG&E Data Request 2024 | 49.68 | 2024 | 28.59 | 2024 | 0 | 0 | PG&E Data Request 2024 | Tier 2 Advanced Power Strips ¦ PG&E ¦ All | Tier 2 Advanced Power Strips | 2 | 1 | 0.03 | MICS 2021 (PGT - Navigant 2015) | 0 | 0 | 1
IQ-APPPLUG-17.2 | Income Qualified ¦ Average Existing and Code Power Strip ¦ PG&E ¦ All | Income Qualified ¦ Average Existing and Code Power Strip | PG&E ¦ All | PG&E | All | Electric | Average Tier 2 Advanced Power Strips | Average Existing and Code |  |  | 0 | Conventional | AppPlug | Income Qualified - Multi Family IQ | Income Qualified | RET Only | 0 | Residential Households | Each | 5 | DEER:Indoor_CFL_Ltg | 0 | 0 | 0 | Base | 0 | 2023 | 0 | 2023 | 0 | 0 | Base | Tier 2 Advanced Power Strips ¦ PG&E ¦ All | Tier 2 Advanced Power Strips | 1.5 | 1 | 0.97 | MICS 2021 (PGT - Navigant 2015) | 0 | 0 | 1
IQ-APPPLUG-18.2 | Income Qualified ¦ Efficient Tier 2 Advanced Power Strips ¦ PG&E ¦ All | Income Qualified ¦ Efficient Tier 2 Advanced Power Strips | PG&E ¦ All | PG&E | All | Electric | Efficient Tier 2 Advanced Power Strips | Efficient |  |  | 0 | Conventional | AppPlug | Income Qualified - Multi Family IQ | Income Qualified | RET Only | 0 | Residential Households | Each | 5 | DEER:Indoor_CFL_Ltg | -604.3772 | -0.0121 | 0 | PG&E Data Request 2024 | 49.68 | 2024 | 28.59 | 2024 | 0 | 0 | PG&E Data Request 2024 | Tier 2 Advanced Power Strips ¦ PG&E ¦ All | Tier 2 Advanced Power Strips | 1.5 | 1 | 0.03 | MICS 2021 (PGT - Navigant 2015) | 0 | 0 | 1
IQ-APPPLUG-17.3 | Income Qualified ¦ Average Existing and Code Power Strip ¦ SCE ¦ All | Income Qualified ¦ Average Existing and Code Power Strip | SCE ¦ All | SCE | All | Electric | Average Tier 2 Advanced Power Strips | Average Existing and Code |  |  | 0 | Conventional | AppPlug | Income Qualified - Single Family IQ | Income Qualified | RET Only | 0 | Residential Households | Each | 5 | DEER:Indoor_CFL_Ltg | 0 | 0 | 0 | Base | 0 | 2023 | 0 | 2023 | 0 | 0 | Base | Tier 2 Advanced Power Strips ¦ SCE ¦ All | Tier 2 Advanced Power Strips | 2 | 1 | 0.97 | MICS 2021 (PGT - Navigant 2015) | 0 | 0 | 1
IQ-APPPLUG-18.3 | Income Qualified ¦ Efficient Tier 2 Advanced Power Strips ¦ SCE ¦ All | Income Qualified ¦ Efficient Tier 2 Advanced Power Strips | SCE ¦ All | SCE | All | Electric | Efficient Tier 2 Advanced Power Strips | Efficient |  |  | 0 | Conventional | AppPlug | Income Qualified - Single Family IQ | Income Qualified | RET Only | 0 | Residential Households | Each | 5 | DEER:Indoor_CFL_Ltg | -142.025 | -0.029138 | 2.6195 | SCE Data Request 2024 | 30.95 | 2025 | 265 | 2025 | 0 | 0 | SCE Data Request 2024 | Tier 2 Advanced Power Strips ¦ SCE ¦ All | Tier 2 Advanced Power Strips | 2 | 1 | 0.03 | MICS 2021 (PGT - Navigant 2015) | 0 | 0 | 1
IQ-APPPLUG-17.4 | Income Qualified ¦ Average Existing and Code Power Strip ¦ SCE ¦ All | Income Qualified ¦ Average Existing and Code Power Strip | SCE ¦ All | SCE | All | Electric | Average Tier 2 Advanced Power Strips | Average Existing and Code |  |  | 0 | Conventional | AppPlug | Income Qualified - Multi Family IQ | Income Qualified | RET Only | 0 | Residential Households | Each | 5 | DEER:Indoor_CFL_Ltg | 0 | 0 | 0 | Base | 0 | 2023 | 0 | 2023 | 0 | 0 | Base | Tier 2 Advanced Power Strips ¦ SCE ¦ All | Tier 2 Advanced Power Strips | 1.5 | 1 | 0.97 | MICS 2021 (PGT - Navigant 2015) | 0 | 0 | 1
IQ-APPPLUG-18.4 | Income Qualified ¦ Efficient Tier 2 Advanced Power Strips ¦ SCE ¦ All | Income Qualified ¦ Efficient Tier 2 Advanced Power Strips | SCE ¦ All | SCE | All | Electric | Efficient Tier 2 Advanced Power Strips | Efficient |  |  | 0 | Conventional | AppPlug | Income Qualified - Multi Family IQ | Income Qualified | RET Only | 0 | Residential Households | Each | 5 | DEER:Indoor_CFL_Ltg | -142.025 | -0.029138 | 2.6195 | SCE Data Request 2024 | 30.95 | 2025 | 265 | 2025 | 0 | 0 | SCE Data Request 2024 | Tier 2 Advanced Power Strips ¦ SCE ¦ All | Tier 2 Advanced Power Strips | 1.5 | 1 | 0.03 | MICS 2021 (PGT - Navigant 2015) | 0 | 0 | 1
IQ-APPPLUG-17.5 | Income Qualified ¦ Average Existing and Code Power Strip ¦ SDG&E ¦ All | Income Qualified ¦ Average Existing and Code Power Strip | SDG&E ¦ All | SDG&E | All | Electric | Tier 2 Advanced Power Strips | Average Existing and Code |  |  | 0 | Conventional | AppPlug | Income Qualified - Single Family IQ | Income Qualified | RET Only | 0 | Residential Households | Each | 5 | DEER:Indoor_CFL_Ltg | 0 | 0 | 0 | Base | 0 | 2023 | 0 | 2023 | 0 | 0 | Base | Tier 2 Advanced Power Strips ¦ SDG&E ¦ All | Tier 2 Advanced Power Strips | 2 | 1 | 0.97 | MICS 2021 (PGT - Navigant 2015) | 0 | 0 | 1
IQ-APPPLUG-18.5 | Income Qualified ¦ Efficient Tier 2 Advanced Power Strips ¦ SDG&E ¦ All | Income Qualified ¦ Efficient Tier 2 Advanced Power Strips | SDG&E ¦ All | SDG&E | All | Electric | Tier 2 Advanced Power Strips | Efficient |  |  | 0 | Conventional | AppPlug | Income Qualified - Single Family IQ | Income Qualified | RET Only | 0 | Residential Households | Each | 1.67 | DEER:Indoor_CFL_Ltg | -195.8333 | -0.0024917 | 0.00045517 | SDG&E Data Request 2024 | 40.315 | 2025 | 146.795 | 2025 | 0 | 0 | Average PG&E and SCE | Tier 2 Advanced Power Strips ¦ SDG&E ¦ All | Tier 2 Advanced Power Strips | 2 | 1 | 0.03 | MICS 2021 (PGT - Navigant 2015) | 0 | 0 | 1
IQ-APPPLUG-17.6 | Income Qualified ¦ Average Existing and Code Power Strip ¦ SDG&E ¦ All | Income Qualified ¦ Average Existing and Code Power Strip | SDG&E ¦ All | SDG&E | All | Electric | Tier 2 Advanced Power Strips | Average Existing and Code |  |  | 0 | Conventional | AppPlug | Income Qualified - Multi Family IQ | Income Qualified | RET Only | 0 | Residential Households | Each | 5 | DEER:Indoor_CFL_Ltg | 0 | 0 | 0 | Base | 0 | 2023 | 0 | 2023 | 0 | 0 | Base | Tier 2 Advanced Power Strips ¦ SDG&E ¦ All | Tier 2 Advanced Power Strips | 1.5 | 1 | 0.97 | MICS 2021 (PGT - Navigant 2015) | 0 | 0 | 1
IQ-APPPLUG-18.6 | Income Qualified ¦ Efficient Tier 2 Advanced Power Strips ¦ SDG&E ¦ All | Income Qualified ¦ Efficient Tier 2 Advanced Power Strips | SDG&E ¦ All | SDG&E | All | Electric | Tier 2 Advanced Power Strips | Efficient |  |  | 0 | Conventional | AppPlug | Income Qualified - Multi Family IQ | Income Qualified | RET Only | 0 | Residential Households | Each | 1.67 | DEER:Indoor_CFL_Ltg | -195.8333 | -0.0024917 | 0.00045517 | SDG&E Data Request 2024 | 40.315 | 2025 | 146.795 | 2025 | 0 | 0 | Average PG&E and SCE | Tier 2 Advanced Power Strips ¦ SDG&E ¦ All | Tier 2 Advanced Power Strips | 1.5 | 1 | 0.03 | MICS 2021 (PGT - Navigant 2015) | 0 | 0 | 1
IQ-APPPLUG-21.1 | Income Qualified ¦ No Electric Panel Upgrade ¦ PG&E ¦ All | Income Qualified ¦ No Electric Panel Upgrade | PG&E ¦ All | PG&E | All | Electric | Average Electric Panel Upgrade | Average Existing and Code |  |  | 0 | Conventional | AppPlug | Income Qualified - Single Family IQ | Income Qualified | RET Only | 0 | Residential Households | Each | 20 | DEER:Indoor_CFL_Ltg | 0 | 0 | 0 | Base | 0 | 2023 | 0 | 2023 | 0 | 0 | Base | Electric Panel Upgrade ¦ PG&E ¦ All | Electric Panel Upgrade | 1 | 1 | 1 | Guidehouse 2021 Assumption | 0 | 0 | 1
IQ-APPPLUG-22.1 | Income Qualified ¦ Efficient Electric Panel Upgrade ¦ PG&E ¦ All | Income Qualified ¦ Efficient Electric Panel Upgrade | PG&E ¦ All | PG&E | All | Electric | Efficient Electric Panel Upgrade | Efficient |  |  | 0 | Conventional | AppPlug | Income Qualified - Single Family IQ | Income Qualified | RET Only | 0 | Residential Households | Each | 20 | DEER:Indoor_CFL_Ltg | -1e-05 | 0 | -1e-05 | SCE Data Request 2024 | 2500 | 2025 | 0 | 2025 | 0 | 0 | SCE Data Request 2024 | Electric Panel Upgrade ¦ PG&E ¦ All | Electric Panel Upgrade | 1 | 1 | 0 | Guidehouse 2021 Assumption | 0 | 0 | 1
IQ-APPPLUG-21.2 | Income Qualified ¦ No Electric Panel Upgrade ¦ PG&E ¦ All | Income Qualified ¦ No Electric Panel Upgrade | PG&E ¦ All | PG&E | All | Electric | Average Electric Panel Upgrade | Average Existing and Code |  |  | 0 | Conventional | AppPlug | Income Qualified - Multi Family IQ | Income Qualified | RET Only | 0 | Residential Households | Each | 20 | DEER:Indoor_CFL_Ltg | 0 | 0 | 0 | Base | 0 | 2023 | 0 | 2023 | 0 | 0 | Base | Electric Panel Upgrade ¦ PG&E ¦ All | Electric Panel Upgrade | 1 | 1 | 1 | Guidehouse 2021 Assumption | 0 | 0 | 1
IQ-APPPLUG-22.2 | Income Qualified ¦ Efficient Electric Panel Upgrade ¦ PG&E ¦ All | Income Qualified ¦ Efficient Electric Panel Upgrade | PG&E ¦ All | PG&E | All | Electric | Efficient Electric Panel Upgrade | Efficient |  |  | 0 | Conventional | AppPlug | Income Qualified - Multi Family IQ | Income Qualified | RET Only | 0 | Residential Households | Each | 20 | DEER:Indoor_CFL_Ltg | -1e-05 | 0 | -1e-05 | SCE Data Request 2024 | 2500 | 2025 | 0 | 2025 | 0 | 0 | SCE Data Request 2024 | Electric Panel Upgrade ¦ PG&E ¦ All | Electric Panel Upgrade | 1 | 1 | 0 | Guidehouse 2021 Assumption | 0 | 0 | 1
IQ-APPPLUG-21.3 | Income Qualified ¦ No Electric Panel Upgrade ¦ SCG ¦ All | Income Qualified ¦ No Electric Panel Upgrade | SCG ¦ All | SCG | All | Electric | Average Electric Panel Upgrade | Average Existing and Code |  |  | 0 | Conventional | AppPlug | Income Qualified - Single Family IQ | Income Qualified | RET Only | 0 | Residential Households | Each | 20 | DEER:Indoor_CFL_Ltg | 0 | 0 | 0 | Base | 0 | 2023 | 0 | 2023 | 0 | 0 | Base | Electric Panel Upgrade ¦ SCG ¦ All | Electric Panel Upgrade | 1 | 1 | 1 | Guidehouse 2021 Assumption | 0 | 0 | 1
IQ-APPPLUG-22.3 | Income Qualified ¦ Efficient Electric Panel Upgrade ¦ SCG ¦ All | Income Qualified ¦ Efficient Electric Panel Upgrade | SCG ¦ All | SCG | All | Electric | Efficient Electric Panel Upgrade | Efficient |  |  | 0 | Conventional | AppPlug | Income Qualified - Single Family IQ | Income Qualified | RET Only | 0 | Residential Households | Each | 20 | DEER:Indoor_CFL_Ltg | -1e-05 | 0 | -1e-05 | SCE Data Request 2024 | 2500 | 2025 | 0 | 2025 | 0 | 0 | SCE Data Request 2024 | Electric Panel Upgrade ¦ SCG ¦ All | Electric Panel Upgrade | 1 | 1 | 0 | Guidehouse 2021 Assumption | 0 | 0 | 1
IQ-APPPLUG-21.4 | Income Qualified ¦ No Electric Panel Upgrade ¦ SCG ¦ All | Income Qualified ¦ No Electric Panel Upgrade | SCG ¦ All | SCG | All | Electric | Average Electric Panel Upgrade | Average Existing and Code |  |  | 0 | Conventional | AppPlug | Income Qualified - Multi Family IQ | Income Qualified | RET Only | 0 | Residential Households | Each | 20 | DEER:Indoor_CFL_Ltg | 0 | 0 | 0 | Base | 0 | 2023 | 0 | 2023 | 0 | 0 | Base | Electric Panel Upgrade ¦ SCG ¦ All | Electric Panel Upgrade | 1 | 1 | 1 | Guidehouse 2021 Assumption | 0 | 0 | 1
IQ-APPPLUG-22.4 | Income Qualified ¦ Efficient Electric Panel Upgrade ¦ SCG ¦ All | Income Qualified ¦ Efficient Electric Panel Upgrade | SCG ¦ All | SCG | All | Electric | Efficient Electric Panel Upgrade | Efficient |  |  | 0 | Conventional | AppPlug | Income Qualified - Multi Family IQ | Income Qualified | RET Only | 0 | Residential Households | Each | 20 | DEER:Indoor_CFL_Ltg | -1e-05 | 0 | -1e-05 | SCE Data Request 2024 | 2500 | 2025 | 0 | 2025 | 0 | 0 | SCE Data Request 2024 | Electric Panel Upgrade ¦ SCG ¦ All | Electric Panel Upgrade | 1 | 1 | 0 | Guidehouse 2021 Assumption | 0 | 0 | 1
IQ-APPPLUG-21.5 | Income Qualified ¦ No Electric Panel Upgrade ¦ SDG&E ¦ All | Income Qualified ¦ No Electric Panel Upgrade | SDG&E ¦ All | SDG&E | All | Electric | Efficient Electric Panel Upgrade | Average Existing and Code |  |  | 0 | Conventional | AppPlug | Income Qualified - Single Family IQ | Income Qualified | RET Only | 0 | Residential Households | Each | 20 | DEER:Indoor_CFL_Ltg | 0 | 0 | 0 | Base | 0 | 2023 | 0 | 2023 | 0 | 0 | Base | Electric Panel Upgrade ¦ SDG&E ¦ All | Electric Panel Upgrade | 1 | 1 | 1 | Guidehouse 2021 Assumption | 0 | 0 | 1
IQ-APPPLUG-22.5 | Income Qualified ¦ Efficient Electric Panel Upgrade ¦ SDG&E ¦ All | Income Qualified ¦ Efficient Electric Panel Upgrade | SDG&E ¦ All | SDG&E | All | Electric | Efficient Electric Panel Upgrade | Efficient |  |  | 0 | Conventional | AppPlug | Income Qualified - Single Family IQ | Income Qualified | RET Only | 0 | Residential Households | Each | 20 | DEER:Indoor_CFL_Ltg | -1e-05 | 0 | -1e-05 | SCE Data Request 2024 | 2500 | 2025 | 0 | 2025 | 0 | 0 | SCE Data Request 2024 | Electric Panel Upgrade ¦ SDG&E ¦ All | Electric Panel Upgrade | 1 | 1 | 0 | Guidehouse 2021 Assumption | 0 | 0 | 1
IQ-APPPLUG-21.6 | Income Qualified ¦ No Electric Panel Upgrade ¦ SDG&E ¦ All | Income Qualified ¦ No Electric Panel Upgrade | SDG&E ¦ All | SDG&E | All | Electric | Efficient Electric Panel Upgrade | Average Existing and Code |  |  | 0 | Conventional | AppPlug | Income Qualified - Multi Family IQ | Income Qualified | RET Only | 0 | Residential Households | Each | 20 | DEER:Indoor_CFL_Ltg | 0 | 0 | 0 | Base | 0 | 2023 | 0 | 2023 | 0 | 0 | Base | Electric Panel Upgrade ¦ SDG&E ¦ All | Electric Panel Upgrade | 1 | 1 | 1 | Guidehouse 2021 Assumption | 0 | 0 | 1
IQ-APPPLUG-22.6 | Income Qualified ¦ Efficient Electric Panel Upgrade ¦ SDG&E ¦ All | Income Qualified ¦ Efficient Electric Panel Upgrade | SDG&E ¦ All | SDG&E | All | Electric | Efficient Electric Panel Upgrade | Efficient |  |  | 0 | Conventional | AppPlug | Income Qualified - Multi Family IQ | Income Qualified | RET Only | 0 | Residential Households | Each | 20 | DEER:Indoor_CFL_Ltg | -1e-05 | 0 | -1e-05 | SCE Data Request 2024 | 2500 | 2025 | 0 | 2025 | 0 | 0 | SCE Data Request 2024 | Electric Panel Upgrade ¦ SDG&E ¦ All | Electric Panel Upgrade | 1 | 1 | 0 | Guidehouse 2021 Assumption | 0 | 0 | 1
IQ-APPPLUG-25.1 | Income Qualified ¦ No Refrigerant Charge Adjustment ¦ PG&E ¦ All | Income Qualified ¦ No Refrigerant Charge Adjustment | PG&E ¦ All | PG&E | All | Electric | Average Refrigerant Charge Adjustment | Average Existing and Code |  |  | 0 | Conventional | AppPlug | Income Qualified - Single Family IQ | Income Qualified | RET Only | 0 | Residential Households | Each | 3 | DEER:RefgFrzr_HighEff | 0 | 0 | 0 | Base | 0 | 2023 | 0 | 2023 | 0 | 0 | Base | Refrigerant Charge Adjustment ¦ PG&E ¦ All | Refrigerant Charge Adjustment | 0.43707 | 1 | 1 | Same as central AC | 0 | 0 | 1
IQ-APPPLUG-26.1 | Income Qualified ¦ Refrigerant Charge Adjustment ¦ PG&E ¦ All | Income Qualified ¦ Refrigerant Charge Adjustment | PG&E ¦ All | PG&E | All | Electric | Efficient Refrigerant Charge Adjustment | Efficient |  |  | 0 | Conventional | AppPlug | Income Qualified - Single Family IQ | Income Qualified | RET Only | 0 | Residential Households | Each | 3.3 | DEER:RefgFrzr_HighEff | -354.8395 | -0.28995 | 0.085807 | SCE Data Request 2024 | 39 | 2025 | 0 | 2025 | 0 | 0 | SCE Data Request 2024 | Refrigerant Charge Adjustment ¦ PG&E ¦ All | Refrigerant Charge Adjustment | 0.43707 | 1 | 0 | Same as central AC | 0 | 0 | 1
IQ-APPPLUG-25.2 | Income Qualified ¦ No Refrigerant Charge Adjustment ¦ PG&E ¦ All | Income Qualified ¦ No Refrigerant Charge Adjustment | PG&E ¦ All | PG&E | All | Electric | Average Refrigerant Charge Adjustment | Average Existing and Code |  |  | 0 | Conventional | AppPlug | Income Qualified - Multi Family IQ | Income Qualified | RET Only | 0 | Residential Households | Each | 3 | DEER:RefgFrzr_HighEff | 0 | 0 | 0 | Base | 0 | 2023 | 0 | 2023 | 0 | 0 | Base | Refrigerant Charge Adjustment ¦ PG&E ¦ All | Refrigerant Charge Adjustment | 0.28988 | 1 | 1 | Same as central AC | 0 | 0 | 1
IQ-APPPLUG-26.2 | Income Qualified ¦ Refrigerant Charge Adjustment ¦ PG&E ¦ All | Income Qualified ¦ Refrigerant Charge Adjustment | PG&E ¦ All | PG&E | All | Electric | Efficient Refrigerant Charge Adjustment | Efficient |  |  | 0 | Conventional | AppPlug | Income Qualified - Multi Family IQ | Income Qualified | RET Only | 0 | Residential Households | Each | 3.3 | DEER:RefgFrzr_HighEff | -354.8395 | -0.28995 | 0.085807 | SCE Data Request 2024 | 39 | 2025 | 0 | 2025 | 0 | 0 | SCE Data Request 2024 | Refrigerant Charge Adjustment ¦ PG&E ¦ All | Refrigerant Charge Adjustment | 0.28988 | 1 | 0 | Same as central AC | 0 | 0 | 1
IQ-APPPLUG-25.3 | Income Qualified ¦ No Refrigerant Charge Adjustment ¦ SCE ¦ All | Income Qualified ¦ No Refrigerant Charge Adjustment | SCE ¦ All | SCE | All | Electric | Average Refrigerant Charge Adjustment | Average Existing and Code |  |  | 0 | Conventional | AppPlug | Income Qualified - Single Family IQ | Income Qualified | RET Only | 0 | Residential Households | Each | 3 | DEER:RefgFrzr_HighEff | 0 | 0 | 0 | Base | 0 | 2023 | 0 | 2023 | 0 | 0 | Base | Refrigerant Charge Adjustment ¦ SCE ¦ All | Refrigerant Charge Adjustment | 0.43707 | 1 | 1 | Same as central AC | 0 | 0 | 1
IQ-APPPLUG-26.3 | Income Qualified ¦ Refrigerant Charge Adjustment ¦ SCE ¦ All | Income Qualified ¦ Refrigerant Charge Adjustment | SCE ¦ All | SCE | All | Electric | Efficient Refrigerant Charge Adjustment | Efficient |  |  | 0 | Conventional | AppPlug | Income Qualified - Single Family IQ | Income Qualified | RET Only | 0 | Residential Households | Each | 3.3 | DEER:RefgFrzr_HighEff | -354.8395 | -0.28995 | 0.085807 | SCE Data Request 2024 | 39 | 2025 | 0 | 2025 | 0 | 0 | SCE Data Request 2024 | Refrigerant Charge Adjustment ¦ SCE ¦ All | Refrigerant Charge Adjustment | 0.43707 | 1 | 0 | Same as central AC | 0 | 0 | 1
IQ-APPPLUG-25.4 | Income Qualified ¦ No Refrigerant Charge Adjustment ¦ SCE ¦ All | Income Qualified ¦ No Refrigerant Charge Adjustment | SCE ¦ All | SCE | All | Electric | Average Refrigerant Charge Adjustment | Average Existing and Code |  |  | 0 | Conventional | AppPlug | Income Qualified - Multi Family IQ | Income Qualified | RET Only | 0 | Residential Households | Each | 3 | DEER:RefgFrzr_HighEff | 0 | 0 | 0 | Base | 0 | 2023 | 0 | 2023 | 0 | 0 | Base | Refrigerant Charge Adjustment ¦ SCE ¦ All | Refrigerant Charge Adjustment | 0.28988 | 1 | 1 | Same as central AC | 0 | 0 | 1
IQ-APPPLUG-26.4 | Income Qualified ¦ Refrigerant Charge Adjustment ¦ SCE ¦ All | Income Qualified ¦ Refrigerant Charge Adjustment | SCE ¦ All | SCE | All | Electric | Efficient Refrigerant Charge Adjustment | Efficient |  |  | 0 | Conventional | AppPlug | Income Qualified - Multi Family IQ | Income Qualified | RET Only | 0 | Residential Households | Each | 3.3 | DEER:RefgFrzr_HighEff | -354.8395 | -0.28995 | 0.085807 | SCE Data Request 2024 | 39 | 2025 | 0 | 2025 | 0 | 0 | SCE Data Request 2024 | Refrigerant Charge Adjustment ¦ SCE ¦ All | Refrigerant Charge Adjustment | 0.28988 | 1 | 0 | Same as central AC | 0 | 0 | 1
IQ-APPPLUG-25.5 | Income Qualified ¦ No Refrigerant Charge Adjustment ¦ SDG&E ¦ All | Income Qualified ¦ No Refrigerant Charge Adjustment | SDG&E ¦ All | SDG&E | All | Electric | Efficient Refrigerant Charge Adjustment | Average Existing and Code |  |  | 0 | Conventional | AppPlug | Income Qualified - Single Family IQ | Income Qualified | RET Only | 0 | Residential Households | Each | 3 | DEER:RefgFrzr_HighEff | 0 | 0 | 0 | Base | 0 | 2023 | 0 | 2023 | 0 | 0 | Base | Refrigerant Charge Adjustment ¦ SDG&E ¦ All | Refrigerant Charge Adjustment | 0.43707 | 1 | 1 | Same as central AC | 0 | 0 | 1
IQ-APPPLUG-26.5 | Income Qualified ¦ Refrigerant Charge Adjustment ¦ SDG&E ¦ All | Income Qualified ¦ Refrigerant Charge Adjustment | SDG&E ¦ All | SDG&E | All | Electric | Efficient Refrigerant Charge Adjustment | Efficient |  |  | 0 | Conventional | AppPlug | Income Qualified - Single Family IQ | Income Qualified | RET Only | 0 | Residential Households | Each | 3.3 | DEER:RefgFrzr_HighEff | -354.8395 | -0.28995 | 0.085807 | SCE Data Request 2024 | 39 | 2025 | 0 | 2025 | 0 | 0 | SCE Data Request 2024 | Refrigerant Charge Adjustment ¦ SDG&E ¦ All | Refrigerant Charge Adjustment | 0.43707 | 1 | 0 | Same as central AC | 0 | 0 | 1
IQ-APPPLUG-25.6 | Income Qualified ¦ No Refrigerant Charge Adjustment ¦ SDG&E ¦ All | Income Qualified ¦ No Refrigerant Charge Adjustment | SDG&E ¦ All | SDG&E | All | Electric | Efficient Refrigerant Charge Adjustment | Average Existing and Code |  |  | 0 | Conventional | AppPlug | Income Qualified - Multi Family IQ | Income Qualified | RET Only | 0 | Residential Households | Each | 3 | DEER:RefgFrzr_HighEff | 0 | 0 | 0 | Base | 0 | 2023 | 0 | 2023 | 0 | 0 | Base | Refrigerant Charge Adjustment ¦ SDG&E ¦ All | Refrigerant Charge Adjustment | 0.28988 | 1 | 1 | Same as central AC | 0 | 0 | 1
IQ-APPPLUG-26.6 | Income Qualified ¦ Refrigerant Charge Adjustment ¦ SDG&E ¦ All | Income Qualified ¦ Refrigerant Charge Adjustment | SDG&E ¦ All | SDG&E | All | Electric | Efficient Refrigerant Charge Adjustment | Efficient |  |  | 0 | Conventional | AppPlug | Income Qualified - Multi Family IQ | Income Qualified | RET Only | 0 | Residential Households | Each | 3.3 | DEER:RefgFrzr_HighEff | -354.8395 | -0.28995 | 0.085807 | SCE Data Request 2024 | 39 | 2025 | 0 | 2025 | 0 | 0 | SCE Data Request 2024 | Refrigerant Charge Adjustment ¦ SDG&E ¦ All | Refrigerant Charge Adjustment | 0.28988 | 1 | 0 | Same as central AC | 0 | 0 | 1
IQ-APPPLUG-27.1 | Income Qualified ¦ Average Existing and Code Pool Heater ¦ PG&E ¦ All | Income Qualified ¦ Average Existing and Code Pool Heater | PG&E ¦ All | PG&E | All | Electric & Gas | Average Pool Heaters | Average Existing and Code |  |  | 0 | Conventional | AppPlug | Income Qualified - Single Family IQ | Income Qualified | ROB Only | 0 | Residential Households | Each | 10 | DEER:HVAC_Eff_HP | 0 | 0 | 0 | Base | 0 | 2023 | 0 | 2023 | 0 | 0 | Base | Pool Heaters ¦ PG&E ¦ All | Pool Heaters | 0.029425 | 1 | 1 | Res Characterization | 0 | 0 | 1
IQ-APPPLUG-28.1 | Income Qualified ¦ Efficient Pool Heater ¦ PG&E ¦ All | Income Qualified ¦ Efficient Pool Heater | PG&E ¦ All | PG&E | All | Electric & Gas | Efficient Pool Heaters | Efficient |  |  | 0 | Conventional | AppPlug | Income Qualified - Single Family IQ | Income Qualified | ROB Only | 0 | Residential Households | Each | 10 | DEER:HVAC_Eff_HP | -782.75 | 0 | -134.025 | SDG&E Data Request 2024 | 1784.5 | 2023 | 0 | 2023 | 0 | 0 | SDG&E Data Request 2024 | Pool Heaters ¦ PG&E ¦ All | Pool Heaters | 0.029425 | 1 | 0 | Res Characterization | 0 | 0 | 1
IQ-APPPLUG-27.2 | Income Qualified ¦ Average Existing and Code Pool Heater ¦ PG&E ¦ All | Income Qualified ¦ Average Existing and Code Pool Heater | PG&E ¦ All | PG&E | All | Electric & Gas | Average Pool Heaters | Average Existing and Code |  |  | 0 | Conventional | AppPlug | Income Qualified - Multi Family IQ | Income Qualified | ROB Only | 0 | Residential Households | Each | 10 | DEER:HVAC_Eff_HP | 0 | 0 | 0 | Base | 0 | 2023 | 0 | 2023 | 0 | 0 | Base | Pool Heaters ¦ PG&E ¦ All | Pool Heaters | 0.0052611 | 1 | 1 | Res Characterization | 0 | 0 | 1
IQ-APPPLUG-28.2 | Income Qualified ¦ Efficient Pool Heater ¦ PG&E ¦ All | Income Qualified ¦ Efficient Pool Heater | PG&E ¦ All | PG&E | All | Electric & Gas | Efficient Pool Heaters | Efficient |  |  | 0 | Conventional | AppPlug | Income Qualified - Multi Family IQ | Income Qualified | ROB Only | 0 | Residential Households | Each | 10 | DEER:HVAC_Eff_HP | -782.75 | 0 | -134.025 | SDG&E Data Request 2024 | 1784.5 | 2023 | 0 | 2023 | 0 | 0 | SDG&E Data Request 2024 | Pool Heaters ¦ PG&E ¦ All | Pool Heaters | 0.0052611 | 1 | 0 | Res Characterization | 0 | 0 | 1
IQ-APPPLUG-27.3 | Income Qualified ¦ Average Existing and Code Pool Heater ¦ SCG ¦ All | Income Qualified ¦ Average Existing and Code Pool Heater | SCG ¦ All | SCG | All | Electric & Gas | Average Pool Heaters | Average Existing and Code |  |  | 0 | Conventional | AppPlug | Income Qualified - Single Family IQ | Income Qualified | ROB Only | 0 | Residential Households | Each | 10 | DEER:HVAC_Eff_HP | 0 | 0 | 0 | Base | 0 | 2023 | 0 | 2023 | 0 | 0 | Base | Pool Heaters ¦ SCG ¦ All | Pool Heaters | 0.064679 | 1 | 1 | Res Characterization | 0 | 0 | 1
IQ-APPPLUG-28.3 | Income Qualified ¦ Efficient Pool Heater ¦ SCG ¦ All | Income Qualified ¦ Efficient Pool Heater | SCG ¦ All | SCG | All | Electric & Gas | Efficient Pool Heaters | Efficient |  |  | 0 | Conventional | AppPlug | Income Qualified - Single Family IQ | Income Qualified | ROB Only | 0 | Residential Households | Each | 10 | DEER:HVAC_Eff_HP | -782.75 | 0 | -134.025 | SDG&E Data Request 2024 | 1784.5 | 2023 | 0 | 2023 | 0 | 0 | SDG&E Data Request 2024 | Pool Heaters ¦ SCG ¦ All | Pool Heaters | 0.064679 | 1 | 0 | Res Characterization | 0 | 0 | 1
IQ-APPPLUG-27.4 | Income Qualified ¦ Average Existing and Code Pool Heater ¦ SCG ¦ All | Income Qualified ¦ Average Existing and Code Pool Heater | SCG ¦ All | SCG | All | Electric & Gas | Average Pool Heaters | Average Existing and Code |  |  | 0 | Conventional | AppPlug | Income Qualified - Multi Family IQ | Income Qualified | ROB Only | 0 | Residential Households | Each | 10 | DEER:HVAC_Eff_HP | 0 | 0 | 0 | Base | 0 | 2023 | 0 | 2023 | 0 | 0 | Base | Pool Heaters ¦ SCG ¦ All | Pool Heaters | 0.0077138 | 1 | 1 | Res Characterization | 0 | 0 | 1
IQ-APPPLUG-28.4 | Income Qualified ¦ Efficient Pool Heater ¦ SCG ¦ All | Income Qualified ¦ Efficient Pool Heater | SCG ¦ All | SCG | All | Electric & Gas | Efficient Pool Heaters | Efficient |  |  | 0 | Conventional | AppPlug | Income Qualified - Multi Family IQ | Income Qualified | ROB Only | 0 | Residential Households | Each | 10 | DEER:HVAC_Eff_HP | -782.75 | 0 | -134.025 | SDG&E Data Request 2024 | 1784.5 | 2023 | 0 | 2023 | 0 | 0 | SDG&E Data Request 2024 | Pool Heaters ¦ SCG ¦ All | Pool Heaters | 0.0077138 | 1 | 0 | Res Characterization | 0 | 0 | 1
IQ-APPPLUG-27.5 | Income Qualified ¦ Average Existing and Code Pool Heater ¦ SDG&E ¦ All | Income Qualified ¦ Average Existing and Code Pool Heater | SDG&E ¦ All | SDG&E | All | Electric & Gas | Efficient Pool Heaters | Average Existing and Code |  |  | 0 | Conventional | AppPlug | Income Qualified - Single Family IQ | Income Qualified | ROB Only | 0 | Residential Households | Each | 10 | DEER:HVAC_Eff_HP | 0 | 0 | 0 | Base | 0 | 2023 | 0 | 2023 | 0 | 0 | Base | Pool Heaters ¦ SDG&E ¦ All | Pool Heaters | 0.045218 | 1 | 1 | Res Characterization | 0 | 0 | 1
IQ-APPPLUG-28.5 | Income Qualified ¦ Efficient Pool Heater ¦ SDG&E ¦ All | Income Qualified ¦ Efficient Pool Heater | SDG&E ¦ All | SDG&E | All | Electric & Gas | Efficient Pool Heaters | Efficient |  |  | 0 | Conventional | AppPlug | Income Qualified - Single Family IQ | Income Qualified | ROB Only | 0 | Residential Households | Each | 10 | DEER:HVAC_Eff_HP | -782.75 | 0 | -134.025 | SDG&E Data Request 2024 | 1784.5 | 2023 | 0 | 2023 | 0 | 0 | SDG&E Data Request 2024 | Pool Heaters ¦ SDG&E ¦ All | Pool Heaters | 0.045218 | 1 | 0 | Res Characterization | 0 | 0 | 1
IQ-APPPLUG-27.6 | Income Qualified ¦ Average Existing and Code Pool Heater ¦ SDG&E ¦ All | Income Qualified ¦ Average Existing and Code Pool Heater | SDG&E ¦ All | SDG&E | All | Electric & Gas | Efficient Pool Heaters | Average Existing and Code |  |  | 0 | Conventional | AppPlug | Income Qualified - Multi Family IQ | Income Qualified | ROB Only | 0 | Residential Households | Each | 10 | DEER:HVAC_Eff_HP | 0 | 0 | 0 | Base | 0 | 2023 | 0 | 2023 | 0 | 0 | Base | Pool Heaters ¦ SDG&E ¦ All | Pool Heaters | 0.037658 | 1 | 1 | Res Characterization | 0 | 0 | 1
IQ-APPPLUG-28.6 | Income Qualified ¦ Efficient Pool Heater ¦ SDG&E ¦ All | Income Qualified ¦ Efficient Pool Heater | SDG&E ¦ All | SDG&E | All | Electric & Gas | Efficient Pool Heaters | Efficient |  |  | 0 | Conventional | AppPlug | Income Qualified - Multi Family IQ | Income Qualified | ROB Only | 0 | Residential Households | Each | 10 | DEER:HVAC_Eff_HP | -782.75 | 0 | -134.025 | SDG&E Data Request 2024 | 1784.5 | 2023 | 0 | 2023 | 0 | 0 | SDG&E Data Request 2024 | Pool Heaters ¦ SDG&E ¦ All | Pool Heaters | 0.037658 | 1 | 0 | Res Characterization | 0 | 0 | 1
IQ-APPPLUG-28a.1 | Income Qualified ¦ Efficient Heat Pump Pool Heater - Fuel Sub ¦ PG&E ¦ All | Income Qualified ¦ Efficient Heat Pump Pool Heater - Fuel Sub | PG&E ¦ All | PG&E | All | Electric & Gas | Heat Pump Pool Heater - FS | Efficient |  |  | 0 | Conventional | AppPlug | Income Qualified - Single Family IQ | Income Qualified | ROB Only | 1 | Residential Households | Each | 15 | DEER:HVAC_Eff_HP | 817 | 0 | -157.5 | SDG&E Data Request 2024 | 5465.985 | 2024 | 0 | 2024 | 0 | 0 | SDG&E Data Request 2024 | Pool Heaters ¦ PG&E ¦ All | Pool Heaters | 0.029425 | 1 | 0 | Res Characterization | 0 | 0 | 1
IQ-APPPLUG-28a.2 | Income Qualified ¦ Efficient Heat Pump Pool Heater - Fuel Sub ¦ PG&E ¦ All | Income Qualified ¦ Efficient Heat Pump Pool Heater - Fuel Sub | PG&E ¦ All | PG&E | All | Electric & Gas | Heat Pump Pool Heater - FS | Efficient |  |  | 0 | Conventional | AppPlug | Income Qualified - Multi Family IQ | Income Qualified | ROB Only | 1 | Residential Households | Each | 15 | DEER:HVAC_Eff_HP | 817 | 0 | -157.5 | SDG&E Data Request 2024 | 5465.985 | 2024 | 0 | 2024 | 0 | 0 | SDG&E Data Request 2024 | Pool Heaters ¦ PG&E ¦ All | Pool Heaters | 0.0052611 | 1 | 0 | Res Characterization | 0 | 0 | 1
IQ-APPPLUG-28a.3 | Income Qualified ¦ Efficient Heat Pump Pool Heater - Fuel Sub ¦ SCG ¦ All | Income Qualified ¦ Efficient Heat Pump Pool Heater - Fuel Sub | SCG ¦ All | SCG | All | Electric & Gas | Heat Pump Pool Heater - FS | Efficient |  |  | 0 | Conventional | AppPlug | Income Qualified - Single Family IQ | Income Qualified | ROB Only | 1 | Residential Households | Each | 15 | DEER:HVAC_Eff_HP | 817 | 0 | -157.5 | SDG&E Data Request 2024 | 5465.985 | 2024 | 0 | 2024 | 0 | 0 | SDG&E Data Request 2024 | Pool Heaters ¦ SCG ¦ All | Pool Heaters | 0.064679 | 1 | 0 | Res Characterization | 0 | 0 | 1
IQ-APPPLUG-28a.4 | Income Qualified ¦ Efficient Heat Pump Pool Heater - Fuel Sub ¦ SCG ¦ All | Income Qualified ¦ Efficient Heat Pump Pool Heater - Fuel Sub | SCG ¦ All | SCG | All | Electric & Gas | Heat Pump Pool Heater - FS | Efficient |  |  | 0 | Conventional | AppPlug | Income Qualified - Multi Family IQ | Income Qualified | ROB Only | 1 | Residential Households | Each | 15 | DEER:HVAC_Eff_HP | 817 | 0 | -157.5 | SDG&E Data Request 2024 | 5465.985 | 2024 | 0 | 2024 | 0 | 0 | SDG&E Data Request 2024 | Pool Heaters ¦ SCG ¦ All | Pool Heaters | 0.0077138 | 1 | 0 | Res Characterization | 0 | 0 | 1
IQ-APPPLUG-28a.5 | Income Qualified ¦ Efficient Heat Pump Pool Heater - Fuel Sub ¦ SDG&E ¦ All | Income Qualified ¦ Efficient Heat Pump Pool Heater - Fuel Sub | SDG&E ¦ All | SDG&E | All | Electric & Gas | Heat Pump Pool Heater - FS | Efficient |  |  | 0 | Conventional | AppPlug | Income Qualified - Single Family IQ | Income Qualified | ROB Only | 1 | Residential Households | Each | 15 | DEER:HVAC_Eff_HP | 817 | 0 | -157.5 | SDG&E Data Request 2024 | 5465.985 | 2024 | 0 | 2024 | 0 | 0 | SDG&E Data Request 2024 | Pool Heaters ¦ SDG&E ¦ All | Pool Heaters | 0.045218 | 1 | 0 | Res Characterization | 0 | 0 | 1
IQ-APPPLUG-28a.6 | Income Qualified ¦ Efficient Heat Pump Pool Heater - Fuel Sub ¦ SDG&E ¦ All | Income Qualified ¦ Efficient Heat Pump Pool Heater - Fuel Sub | SDG&E ¦ All | SDG&E | All | Electric & Gas | Heat Pump Pool Heater - FS | Efficient |  |  | 0 | Conventional | AppPlug | Income Qualified - Multi Family IQ | Income Qualified | ROB Only | 1 | Residential Households | Each | 15 | DEER:HVAC_Eff_HP | 817 | 0 | -157.5 | SDG&E Data Request 2024 | 5465.985 | 2024 | 0 | 2024 | 0 | 0 | SDG&E Data Request 2024 | Pool Heaters ¦ SDG&E ¦ All | Pool Heaters | 0.037658 | 1 | 0 | Res Characterization | 0 | 0 | 1
IQ-APPPLUG-29.1 | Income Qualified ¦ No Refrigerant Management ¦ PG&E ¦ All | Income Qualified ¦ No Refrigerant Management | PG&E ¦ All | PG&E | All | Electric | Average Lifecycle Refrigerant Management | Average Existing and Code |  |  | 0 | Conventional | AppPlug | Income Qualified - Single Family IQ | Income Qualified | RET Only | 0 | Residential Households | Each | 15 | DEER:RefgFrzr_HighEff | 0 | 0 | 0 | Base | 0 | 2023 | 0 | 2023 | 0 | 0 | Base | Lifecycle Refrigerant Management ¦ PG&E ¦ All | Lifecycle Refrigerant Management | 0.43707 | 1 | 1 | Same as central AC | 0 | 0 | 1
IQ-APPPLUG-30.1 | Income Qualified ¦ Lifecycle Refrigerant Management ¦ PG&E ¦ All | Income Qualified ¦ Lifecycle Refrigerant Management | PG&E ¦ All | PG&E | All | Electric | Efficient Lifecycle Refrigerant Management | Efficient |  |  | 0 | Conventional | AppPlug | Income Qualified - Single Family IQ | Income Qualified | RET Only | 0 | Residential Households | Each | 15 | DEER:RefgFrzr_HighEff | -577.4089 | -0.50107 | 0 | PG&E Data Request 2024 | 92.48 | 2024 | 333.96 | 2024 | 0 | 0 | PG&E Data Request 2024 | Lifecycle Refrigerant Management ¦ PG&E ¦ All | Lifecycle Refrigerant Management | 0.43707 | 1 | 0 | Same as central AC | 0 | 0 | 1
IQ-APPPLUG-29.2 | Income Qualified ¦ No Refrigerant Management ¦ PG&E ¦ All | Income Qualified ¦ No Refrigerant Management | PG&E ¦ All | PG&E | All | Electric | Average Lifecycle Refrigerant Management | Average Existing and Code |  |  | 0 | Conventional | AppPlug | Income Qualified - Multi Family IQ | Income Qualified | RET Only | 0 | Residential Households | Each | 15 | DEER:RefgFrzr_HighEff | 0 | 0 | 0 | Base | 0 | 2023 | 0 | 2023 | 0 | 0 | Base | Lifecycle Refrigerant Management ¦ PG&E ¦ All | Lifecycle Refrigerant Management | 0.28988 | 1 | 1 | Same as central AC | 0 | 0 | 1
IQ-APPPLUG-30.2 | Income Qualified ¦ Lifecycle Refrigerant Management ¦ PG&E ¦ All | Income Qualified ¦ Lifecycle Refrigerant Management | PG&E ¦ All | PG&E | All | Electric | Efficient Lifecycle Refrigerant Management | Efficient |  |  | 0 | Conventional | AppPlug | Income Qualified - Multi Family IQ | Income Qualified | RET Only | 0 | Residential Households | Each | 15 | DEER:RefgFrzr_HighEff | -215.64 | -0.14366 | 0 | SDG&E Data Request 2024 | 86.4 | 2024 | 0 | 2024 | 0 | 0 | SDG&E Data Request 2024 MF | Lifecycle Refrigerant Management ¦ PG&E ¦ All | Lifecycle Refrigerant Management | 0.28988 | 1 | 0 | Same as central AC | 0 | 0 | 1
IQ-APPPLUG-29.3 | Income Qualified ¦ No Refrigerant Management ¦ SCE ¦ All | Income Qualified ¦ No Refrigerant Management | SCE ¦ All | SCE | All | Electric | Average Lifecycle Refrigerant Management | Average Existing and Code |  |  | 0 | Conventional | AppPlug | Income Qualified - Single Family IQ | Income Qualified | RET Only | 0 | Residential Households | Each | 15 | DEER:RefgFrzr_HighEff | 0 | 0 | 0 | Base | 0 | 2023 | 0 | 2023 | 0 | 0 | Base | Lifecycle Refrigerant Management ¦ SCE ¦ All | Lifecycle Refrigerant Management | 0.43707 | 1 | 1 | Same as central AC | 0 | 0 | 1
IQ-APPPLUG-30.3 | Income Qualified ¦ Lifecycle Refrigerant Management ¦ SCE ¦ All | Income Qualified ¦ Lifecycle Refrigerant Management | SCE ¦ All | SCE | All | Electric | Efficient Lifecycle Refrigerant Management | Efficient |  |  | 0 | Conventional | AppPlug | Income Qualified - Single Family IQ | Income Qualified | RET Only | 0 | Residential Households | Each | 15 | DEER:RefgFrzr_HighEff | -371.5249 | -0.33676 | 0 | Average PG&E and SDG&E Data Request 2024 | 125.242 | 2024 | 166.98 | 2024 | 0 | 0 | Average PG&E and SDG&E Data Request 2024 | Lifecycle Refrigerant Management ¦ SCE ¦ All | Lifecycle Refrigerant Management | 0.43707 | 1 | 0 | Same as central AC | 0 | 0 | 1
IQ-APPPLUG-29.4 | Income Qualified ¦ No Refrigerant Management ¦ SCE ¦ All | Income Qualified ¦ No Refrigerant Management | SCE ¦ All | SCE | All | Electric | Average Lifecycle Refrigerant Management | Average Existing and Code |  |  | 0 | Conventional | AppPlug | Income Qualified - Multi Family IQ | Income Qualified | RET Only | 0 | Residential Households | Each | 15 | DEER:RefgFrzr_HighEff | 0 | 0 | 0 | Base | 0 | 2023 | 0 | 2023 | 0 | 0 | Base | Lifecycle Refrigerant Management ¦ SCE ¦ All | Lifecycle Refrigerant Management | 0.28988 | 1 | 1 | Same as central AC | 0 | 0 | 1
IQ-APPPLUG-30.4 | Income Qualified ¦ Lifecycle Refrigerant Management ¦ SCE ¦ All | Income Qualified ¦ Lifecycle Refrigerant Management | SCE ¦ All | SCE | All | Electric | Efficient Lifecycle Refrigerant Management | Efficient |  |  | 0 | Conventional | AppPlug | Income Qualified - Multi Family IQ | Income Qualified | RET Only | 0 | Residential Households | Each | 15 | DEER:RefgFrzr_HighEff | -215.64 | -0.14366 | 0 | SDG&E Data Request 2024 | 86.4 | 2024 | 0 | 2024 | 0 | 0 | SDG&E Data Request 2024 MF | Lifecycle Refrigerant Management ¦ SCE ¦ All | Lifecycle Refrigerant Management | 0.28988 | 1 | 0 | Same as central AC | 0 | 0 | 1
IQ-APPPLUG-29.5 | Income Qualified ¦ No Refrigerant Management ¦ SDG&E ¦ All | Income Qualified ¦ No Refrigerant Management | SDG&E ¦ All | SDG&E | All | Electric | Average Lifecycle Refrigerant Management | Average Existing and Code |  |  | 0 | Conventional | AppPlug | Income Qualified - Single Family IQ | Income Qualified | RET Only | 0 | Residential Households | Each | 15 | DEER:RefgFrzr_HighEff | 0 | 0 | 0 | Base | 0 | 2023 | 0 | 2023 | 0 | 0 | Base | Lifecycle Refrigerant Management ¦ SDG&E ¦ All | Lifecycle Refrigerant Management | 0.43707 | 1 | 1 | Same as central AC | 0 | 0 | 1
IQ-APPPLUG-30.5 | Income Qualified ¦ Lifecycle Refrigerant Management ¦ SDG&E ¦ All | Income Qualified ¦ Lifecycle Refrigerant Management | SDG&E ¦ All | SDG&E | All | Electric | Efficient Lifecycle Refrigerant Management | Efficient |  |  | 0 | Conventional | AppPlug | Income Qualified - Single Family IQ | Income Qualified | RET Only | 0 | Residential Households | Each | 15 | DEER:RefgFrzr_HighEff | -165.6409 | -0.17246 | 0 | SDG&E Data Request 2024 | 158.004 | 2024 | 0 | 2024 | 0 | 0 | SDG&E Data Request 2024 | Lifecycle Refrigerant Management ¦ SDG&E ¦ All | Lifecycle Refrigerant Management | 0.43707 | 1 | 0 | Same as central AC | 0 | 0 | 1
IQ-APPPLUG-29.6 | Income Qualified ¦ No Refrigerant Management ¦ SDG&E ¦ All | Income Qualified ¦ No Refrigerant Management | SDG&E ¦ All | SDG&E | All | Electric | Average Lifecycle Refrigerant Management | Average Existing and Code |  |  | 0 | Conventional | AppPlug | Income Qualified - Multi Family IQ | Income Qualified | RET Only | 0 | Residential Households | Each | 15 | DEER:RefgFrzr_HighEff | 0 | 0 | 0 | Base | 0 | 2023 | 0 | 2023 | 0 | 0 | Base | Lifecycle Refrigerant Management ¦ SDG&E ¦ All | Lifecycle Refrigerant Management | 0.28988 | 1 | 1 | Same as central AC | 0 | 0 | 1
IQ-APPPLUG-30.6 | Income Qualified ¦ Lifecycle Refrigerant Management ¦ SDG&E ¦ All | Income Qualified ¦ Lifecycle Refrigerant Management | SDG&E ¦ All | SDG&E | All | Electric | Efficient Lifecycle Refrigerant Management | Efficient |  |  | 0 | Conventional | AppPlug | Income Qualified - Multi Family IQ | Income Qualified | RET Only | 0 | Residential Households | Each | 15 | DEER:RefgFrzr_HighEff | -215.64 | -0.14366 | 0 | SDG&E Data Request 2024 | 86.4 | 2024 | 0 | 2024 | 0 | 0 | SDG&E Data Request 2024 MF | Lifecycle Refrigerant Management ¦ SDG&E ¦ All | Lifecycle Refrigerant Management | 0.28988 | 1 | 0 | Same as central AC | 0 | 0 | 1
IQ-APPPLUG-31.1 | Income Qualified ¦ Average Existing and Code Electric Cooking ¦ PG&E ¦ All | Income Qualified ¦ Average Existing and Code Electric Cooking | PG&E ¦ All | PG&E | All | Electric | Average Electric Cooking | Average Existing and Code |  |  | 0 | Conventional | AppPlug | Income Qualified - Single Family IQ | Income Qualified | ROB Only | 0 | Residential Households | Each | 16 | DEER:RefgFrzr_HighEff | 0 | 0 | 0 | Base | 0 | 2023 | 0 | 2023 | 0 | 0 | Base | Electric Cooking ¦ PG&E ¦ All | Electric Cooking | 0.38457 | 1 | 0.8 | From Res Electric Cooking | 0 | 0 | 1
IQ-APPPLUG-32.1 | Income Qualified ¦ Efficient Induction Cooking ¦ PG&E ¦ All | Income Qualified ¦ Efficient Induction Cooking | PG&E ¦ All | PG&E | All | Electric | Efficient Electric Cooking | Efficient |  |  | 0 | Conventional | AppPlug | Income Qualified - Single Family IQ | Income Qualified | ROB Only | 0 | Residential Households | Each | 16 | DEER:RefgFrzr_HighEff | -12.1 | -0.00276 | 0 | SDG&E Data Request 2024 | 1015.1 | 2023 | 0 | 2023 | 0 | 0 | SDG&E Data Request 2024 | Electric Cooking ¦ PG&E ¦ All | Electric Cooking | 0.38457 | 1 | 0.2 | From Res Electric Cooking | 0 | 0 | 1
IQ-APPPLUG-31.2 | Income Qualified ¦ Average Existing and Code Electric Cooking ¦ PG&E ¦ All | Income Qualified ¦ Average Existing and Code Electric Cooking | PG&E ¦ All | PG&E | All | Electric | Average Electric Cooking | Average Existing and Code |  |  | 0 | Conventional | AppPlug | Income Qualified - Multi Family IQ | Income Qualified | ROB Only | 0 | Residential Households | Each | 16 | DEER:RefgFrzr_HighEff | 0 | 0 | 0 | Base | 0 | 2023 | 0 | 2023 | 0 | 0 | Base | Electric Cooking ¦ PG&E ¦ All | Electric Cooking | 0.61786 | 1 | 0.8 | From Res Electric Cooking | 0 | 0 | 1
IQ-APPPLUG-32.2 | Income Qualified ¦ Efficient Induction Cooking ¦ PG&E ¦ All | Income Qualified ¦ Efficient Induction Cooking | PG&E ¦ All | PG&E | All | Electric | Efficient Electric Cooking | Efficient |  |  | 0 | Conventional | AppPlug | Income Qualified - Multi Family IQ | Income Qualified | ROB Only | 0 | Residential Households | Each | 16 | DEER:RefgFrzr_HighEff | -12.1 | -0.00276 | 0 | SDG&E Data Request 2024 | 1015.1 | 2023 | 0 | 2023 | 0 | 0 | SDG&E Data Request 2024 | Electric Cooking ¦ PG&E ¦ All | Electric Cooking | 0.61786 | 1 | 0.2 | From Res Electric Cooking | 0 | 0 | 1
IQ-APPPLUG-31.3 | Income Qualified ¦ Average Existing and Code Electric Cooking ¦ SCE ¦ All | Income Qualified ¦ Average Existing and Code Electric Cooking | SCE ¦ All | SCE | All | Electric | Average Electric Cooking | Average Existing and Code |  |  | 0 | Conventional | AppPlug | Income Qualified - Single Family IQ | Income Qualified | ROB Only | 0 | Residential Households | Each | 16 | DEER:RefgFrzr_HighEff | 0 | 0 | 0 | Base | 0 | 2023 | 0 | 2023 | 0 | 0 | Base | Electric Cooking ¦ SCE ¦ All | Electric Cooking | 0.19861 | 1 | 0.8 | From Res Electric Cooking | 0 | 0 | 1
IQ-APPPLUG-32.3 | Income Qualified ¦ Efficient Induction Cooking ¦ SCE ¦ All | Income Qualified ¦ Efficient Induction Cooking | SCE ¦ All | SCE | All | Electric | Efficient Electric Cooking | Efficient |  |  | 0 | Conventional | AppPlug | Income Qualified - Single Family IQ | Income Qualified | ROB Only | 0 | Residential Households | Each | 16 | DEER:RefgFrzr_HighEff | -12.1 | -0.00276 | 0 | SDG&E Data Request 2024 | 1015.1 | 2023 | 0 | 2023 | 0 | 0 | SDG&E Data Request 2024 | Electric Cooking ¦ SCE ¦ All | Electric Cooking | 0.19861 | 1 | 0.2 | From Res Electric Cooking | 0 | 0 | 1
IQ-APPPLUG-31.4 | Income Qualified ¦ Average Existing and Code Electric Cooking ¦ SCE ¦ All | Income Qualified ¦ Average Existing and Code Electric Cooking | SCE ¦ All | SCE | All | Electric | Average Electric Cooking | Average Existing and Code |  |  | 0 | Conventional | AppPlug | Income Qualified - Multi Family IQ | Income Qualified | ROB Only | 0 | Residential Households | Each | 16 | DEER:RefgFrzr_HighEff | 0 | 0 | 0 | Base | 0 | 2023 | 0 | 2023 | 0 | 0 | Base | Electric Cooking ¦ SCE ¦ All | Electric Cooking | 0.44614 | 1 | 0.8 | From Res Electric Cooking | 0 | 0 | 1
IQ-APPPLUG-32.4 | Income Qualified ¦ Efficient Induction Cooking ¦ SCE ¦ All | Income Qualified ¦ Efficient Induction Cooking | SCE ¦ All | SCE | All | Electric | Efficient Electric Cooking | Efficient |  |  | 0 | Conventional | AppPlug | Income Qualified - Multi Family IQ | Income Qualified | ROB Only | 0 | Residential Households | Each | 16 | DEER:RefgFrzr_HighEff | -12.1 | -0.00276 | 0 | SDG&E Data Request 2024 | 1015.1 | 2023 | 0 | 2023 | 0 | 0 | SDG&E Data Request 2024 | Electric Cooking ¦ SCE ¦ All | Electric Cooking | 0.44614 | 1 | 0.2 | From Res Electric Cooking | 0 | 0 | 1
IQ-APPPLUG-31.5 | Income Qualified ¦ Average Existing and Code Electric Cooking ¦ SDG&E ¦ All | Income Qualified ¦ Average Existing and Code Electric Cooking | SDG&E ¦ All | SDG&E | All | Electric | Efficient Electric Cooking | Average Existing and Code |  |  | 0 | Conventional | AppPlug | Income Qualified - Single Family IQ | Income Qualified | ROB Only | 0 | Residential Households | Each | 16 | DEER:RefgFrzr_HighEff | 0 | 0 | 0 | Base | 0 | 2023 | 0 | 2023 | 0 | 0 | Base | Electric Cooking ¦ SDG&E ¦ All | Electric Cooking | 0.25313 | 1 | 0.8 | From Res Electric Cooking | 0 | 0 | 1
IQ-APPPLUG-32.5 | Income Qualified ¦ Efficient Induction Cooking ¦ SDG&E ¦ All | Income Qualified ¦ Efficient Induction Cooking | SDG&E ¦ All | SDG&E | All | Electric | Efficient Electric Cooking | Efficient |  |  | 0 | Conventional | AppPlug | Income Qualified - Single Family IQ | Income Qualified | ROB Only | 0 | Residential Households | Each | 16 | DEER:RefgFrzr_HighEff | -12.1 | -0.00276 | 0 | SDG&E Data Request 2024 | 1015.1 | 2023 | 0 | 2023 | 0 | 0 | SDG&E Data Request 2024 | Electric Cooking ¦ SDG&E ¦ All | Electric Cooking | 0.25313 | 1 | 0.2 | From Res Electric Cooking | 0 | 0 | 1
IQ-APPPLUG-31.6 | Income Qualified ¦ Average Existing and Code Electric Cooking ¦ SDG&E ¦ All | Income Qualified ¦ Average Existing and Code Electric Cooking | SDG&E ¦ All | SDG&E | All | Electric | Efficient Electric Cooking | Average Existing and Code |  |  | 0 | Conventional | AppPlug | Income Qualified - Multi Family IQ | Income Qualified | ROB Only | 0 | Residential Households | Each | 16 | DEER:RefgFrzr_HighEff | 0 | 0 | 0 | Base | 0 | 2023 | 0 | 2023 | 0 | 0 | Base | Electric Cooking ¦ SDG&E ¦ All | Electric Cooking | 0.59854 | 1 | 0.8 | From Res Electric Cooking | 0 | 0 | 1
IQ-APPPLUG-32.6 | Income Qualified ¦ Efficient Induction Cooking ¦ SDG&E ¦ All | Income Qualified ¦ Efficient Induction Cooking | SDG&E ¦ All | SDG&E | All | Electric | Efficient Electric Cooking | Efficient |  |  | 0 | Conventional | AppPlug | Income Qualified - Multi Family IQ | Income Qualified | ROB Only | 0 | Residential Households | Each | 16 | DEER:RefgFrzr_HighEff | -12.1 | -0.00276 | 0 | SDG&E Data Request 2024 | 1015.1 | 2023 | 0 | 2023 | 0 | 0 | SDG&E Data Request 2024 | Electric Cooking ¦ SDG&E ¦ All | Electric Cooking | 0.59854 | 1 | 0.2 | From Res Electric Cooking | 0 | 0 | 1
IQ-APPPLUG-33.1 | Income Qualified ¦ Average Existing and Code Gas Range ¦ PG&E ¦ All | Income Qualified ¦ Average Existing and Code Gas Range | PG&E ¦ All | PG&E | All | Electric & Gas | Average Existing/Code Gas Range | Average Existing and Code |  |  | 0 | Conventional | AppPlug | Income Qualified - Single Family IQ | Income Qualified | ROB Only | 1 | Residential Households | Each | 10 | DEER:RefgFrzr_HighEff | 0 | 0 | 0 | Base | 0 | 2025 | 0 | 2025 | 0 | 0 | Base | Gas Cooking ¦ PG&E ¦ All | Gas Cooking | 0.46249 | 1 | 0.8 | From Res Cooking Appliances | 0 | 0 | 1
IQ-APPPLUG-33.2 | Income Qualified ¦ Average Existing and Code Gas Range ¦ PG&E ¦ All | Income Qualified ¦ Average Existing and Code Gas Range | PG&E ¦ All | PG&E | All | Electric & Gas | Average Existing/Code Gas Range | Average Existing and Code |  |  | 0 | Conventional | AppPlug | Income Qualified - Multi Family IQ | Income Qualified | ROB Only | 1 | Residential Households | Each | 10 | DEER:RefgFrzr_HighEff | 0 | 0 | 0 | Base | 0 | 2025 | 0 | 2025 | 0 | 0 | Base | Gas Cooking ¦ PG&E ¦ All | Gas Cooking | 0.27291 | 1 | 0.8 | From Res Cooking Appliances | 0 | 0 | 1
IQ-APPPLUG-33.3 | Income Qualified ¦ Average Existing and Code Gas Range ¦ SCG ¦ All | Income Qualified ¦ Average Existing and Code Gas Range | SCG ¦ All | SCG | All | Electric & Gas | Average Existing/Code Gas Range | Average Existing and Code |  |  | 0 | Conventional | AppPlug | Income Qualified - Single Family IQ | Income Qualified | ROB Only | 1 | Residential Households | Each | 10 | DEER:RefgFrzr_HighEff | 0 | 0 | 0 | Base | 0 | 2025 | 0 | 2025 | 0 | 0 | Base | Gas Cooking ¦ SCG ¦ All | Gas Cooking | 0.46249 | 1 | 0.8 | From Res Cooking Appliances | 0 | 0 | 1
IQ-APPPLUG-33.4 | Income Qualified ¦ Average Existing and Code Gas Range ¦ SCG ¦ All | Income Qualified ¦ Average Existing and Code Gas Range | SCG ¦ All | SCG | All | Electric & Gas | Average Existing/Code Gas Range | Average Existing and Code |  |  | 0 | Conventional | AppPlug | Income Qualified - Multi Family IQ | Income Qualified | ROB Only | 1 | Residential Households | Each | 10 | DEER:RefgFrzr_HighEff | 0 | 0 | 0 | Base | 0 | 2025 | 0 | 2025 | 0 | 0 | Base | Gas Cooking ¦ SCG ¦ All | Gas Cooking | 0.27291 | 1 | 0.8 | From Res Cooking Appliances | 0 | 0 | 1
IQ-APPPLUG-33.5 | Income Qualified ¦ Average Existing and Code Gas Range ¦ SDG&E ¦ All | Income Qualified ¦ Average Existing and Code Gas Range | SDG&E ¦ All | SDG&E | All | Electric & Gas | Average Existing/Code Gas Range | Average Existing and Code |  |  | 0 | Conventional | AppPlug | Income Qualified - Single Family IQ | Income Qualified | ROB Only | 1 | Residential Households | Each | 10 | DEER:RefgFrzr_HighEff | 0 | 0 | 0 | Base | 0 | 2025 | 0 | 2025 | 0 | 0 | Base | Gas Cooking ¦ SDG&E ¦ All | Gas Cooking | 0.46249 | 1 | 0.8 | From Res Cooking Appliances | 0 | 0 | 1
IQ-APPPLUG-33.6 | Income Qualified ¦ Average Existing and Code Gas Range ¦ SDG&E ¦ All | Income Qualified ¦ Average Existing and Code Gas Range | SDG&E ¦ All | SDG&E | All | Electric & Gas | Average Existing/Code Gas Range | Average Existing and Code |  |  | 0 | Conventional | AppPlug | Income Qualified - Multi Family IQ | Income Qualified | ROB Only | 1 | Residential Households | Each | 10 | DEER:RefgFrzr_HighEff | 0 | 0 | 0 | Base | 0 | 2025 | 0 | 2025 | 0 | 0 | Base | Gas Cooking ¦ SDG&E ¦ All | Gas Cooking | 0.27291 | 1 | 0.8 | From Res Cooking Appliances | 0 | 0 | 1
IQ-APPPLUG-34.1 | Income Qualified ¦ Efficient Electric Range (Induction) - Fuel Sub ¦ PG&E ¦ All | Income Qualified ¦ Efficient Electric Range (Induction) - Fuel Sub | PG&E ¦ All | PG&E | All | Electric & Gas | Efficient Electric Induction Range - Fuel Sub | Efficient |  |  | 0 | Conventional | AppPlug | Income Qualified - Single Family IQ | Income Qualified | ROB Only | 1 | Residential Households | Each | 16 | DEER:RefgFrzr_HighEff | 155.25 | 0 | -10.725 | SDG&E Data Request 2024 (ESAPILOTPLUS) | 1657.23 | 2025 | 250 | 2025 | 0 | 0 | SCE Data Request 2024 | Gas Cooking ¦ PG&E ¦ All | Gas Cooking | 0.46249 | 1 | 0.2 | From Res Cooking Appliances | 0 | 0 | 1
IQ-APPPLUG-34.2 | Income Qualified ¦ Efficient Electric Range (Induction) - Fuel Sub ¦ PG&E ¦ All | Income Qualified ¦ Efficient Electric Range (Induction) - Fuel Sub | PG&E ¦ All | PG&E | All | Electric & Gas | Efficient Electric Induction Range - Fuel Sub | Efficient |  |  | 0 | Conventional | AppPlug | Income Qualified - Multi Family IQ | Income Qualified | ROB Only | 1 | Residential Households | Each | 16 | DEER:RefgFrzr_HighEff | 155.25 | 0 | -10.725 | SDG&E Data Request 2024 (ESAPILOTPLUS) | 1657.23 | 2025 | 250 | 2025 | 0 | 0 | SCE Data Request 2024 | Gas Cooking ¦ PG&E ¦ All | Gas Cooking | 0.27291 | 1 | 0.2 | From Res Cooking Appliances | 0 | 0 | 1
IQ-APPPLUG-34.3 | Income Qualified ¦ Efficient Electric Range (Induction) - Fuel Sub ¦ SCG ¦ All | Income Qualified ¦ Efficient Electric Range (Induction) - Fuel Sub | SCG ¦ All | SCG | All | Electric & Gas | Efficient Electric Induction Range - Fuel Sub | Efficient |  |  | 0 | Conventional | AppPlug | Income Qualified - Single Family IQ | Income Qualified | ROB Only | 1 | Residential Households | Each | 19 | DEER:RefgFrzr_HighEff | 155.25 | 0 | -10.725 | SDG&E Data Request 2024 (ESAPILOTPLUS) | 1657.23 | 2025 | 250 | 2025 | 0 | 0 | SCE Data Request 2024 | Gas Cooking ¦ SCG ¦ All | Gas Cooking | 0.46249 | 1 | 0.2 | From Res Cooking Appliances | 0 | 0 | 1
IQ-APPPLUG-34.4 | Income Qualified ¦ Efficient Electric Range (Induction) - Fuel Sub ¦ SCG ¦ All | Income Qualified ¦ Efficient Electric Range (Induction) - Fuel Sub | SCG ¦ All | SCG | All | Electric & Gas | Efficient Electric Induction Range - Fuel Sub | Efficient |  |  | 0 | Conventional | AppPlug | Income Qualified - Multi Family IQ | Income Qualified | ROB Only | 1 | Residential Households | Each | 19 | DEER:RefgFrzr_HighEff | 155.25 | 0 | -10.725 | SDG&E Data Request 2024 (ESAPILOTPLUS) | 1657.23 | 2025 | 250 | 2025 | 0 | 0 | SCE Data Request 2024 | Gas Cooking ¦ SCG ¦ All | Gas Cooking | 0.27291 | 1 | 0.2 | From Res Cooking Appliances | 0 | 0 | 1
IQ-APPPLUG-34.5 | Income Qualified ¦ Efficient Electric Range (Induction) - Fuel Sub ¦ SDG&E ¦ All | Income Qualified ¦ Efficient Electric Range (Induction) - Fuel Sub | SDG&E ¦ All | SDG&E | All | Electric & Gas | Efficient Electric Induction Range - Fuel Sub | Efficient |  |  | 0 | Conventional | AppPlug | Income Qualified - Single Family IQ | Income Qualified | ROB Only | 1 | Residential Households | Each | 16 | DEER:RefgFrzr_HighEff | 155.25 | 0 | -10.725 | SDG&E Data Request 2024 (ESAPILOTPLUS) | 1657.23 | 2025 | 250 | 2025 | 0 | 0 | SCE Data Request 2024 | Gas Cooking ¦ SDG&E ¦ All | Gas Cooking | 0.46249 | 1 | 0.2 | From Res Cooking Appliances | 0 | 0 | 1
IQ-APPPLUG-34.6 | Income Qualified ¦ Efficient Electric Range (Induction) - Fuel Sub ¦ SDG&E ¦ All | Income Qualified ¦ Efficient Electric Range (Induction) - Fuel Sub | SDG&E ¦ All | SDG&E | All | Electric & Gas | Efficient Electric Induction Range - Fuel Sub | Efficient |  |  | 0 | Conventional | AppPlug | Income Qualified - Multi Family IQ | Income Qualified | ROB Only | 1 | Residential Households | Each | 16 | DEER:RefgFrzr_HighEff | 155.25 | 0 | -10.725 | SDG&E Data Request 2024 (ESAPILOTPLUS) | 1657.23 | 2025 | 250 | 2025 | 0 | 0 | SCE Data Request 2024 | Gas Cooking ¦ SDG&E ¦ All | Gas Cooking | 0.27291 | 1 | 0.2 | From Res Cooking Appliances | 0 | 0 | 1
IQ-BLDGENV-01.1 | Income Qualified ¦ Average Existing and Code Attic Insulation ¦ PG&E ¦ All | Income Qualified ¦ Average Existing and Code Attic Insulation | PG&E ¦ All | PG&E | All | Electric & Gas | Attic Insulation | Average Existing and Code |  |  | 0 | Conventional | BldgEnv | Income Qualified - Single Family IQ | Income Qualified | RET Only | 0 | Residential Households | House | 20 | DEER:Res_BldgShell_Ins | 0 | 0 | 0 | Base | 0 | 2023 | 0 | 2023 | 0 | 0 | Base | Attic Insulation ¦ PG&E ¦ All | Attic Insulation | 0.65766 | 1 | 0.25342 | RASS 2019 | 0 | 0 | 1
IQ-BLDGENV-02.1 | Income Qualified ¦ Efficient Attic Insulation ¦ PG&E ¦ All | Income Qualified ¦ Efficient Attic Insulation | PG&E ¦ All | PG&E | All | Electric & Gas | Attic Insulation | Efficient |  |  | 0 | Conventional | BldgEnv | Income Qualified - Single Family IQ | Income Qualified | RET Only | 0 | Residential Households | House | 20 | DEER:Res_BldgShell_Ins | -38.8708 | -0.0071174 | -8.1954 | PG&E Data Request 2024 | 560.56 | 2024 | 1093.43 | 2024 | 0 | 0 | PG&E Data Request 2024 | Attic Insulation ¦ PG&E ¦ All | Attic Insulation | 0.65766 | 1 | 0.74658 | RASS 2019 | 0 | 0 | 1
IQ-BLDGENV-01.2 | Income Qualified ¦ Average Existing and Code Attic Insulation ¦ PG&E ¦ All | Income Qualified ¦ Average Existing and Code Attic Insulation | PG&E ¦ All | PG&E | All | Electric & Gas | Attic Insulation | Average Existing and Code |  |  | 0 | Conventional | BldgEnv | Income Qualified - Multi Family IQ | Income Qualified | RET Only | 0 | Residential Households | House | 20 | DEER:Res_BldgShell_Ins | 0 | 0 | 0 | Base | 0 | 2023 | 0 | 2023 | 0 | 0 | Base | Attic Insulation ¦ PG&E ¦ All | Attic Insulation | 0.34282 | 1 | 0.56868 | RASS 2019 | 0 | 0 | 1
IQ-BLDGENV-02.2 | Income Qualified ¦ Efficient Attic Insulation ¦ PG&E ¦ All | Income Qualified ¦ Efficient Attic Insulation | PG&E ¦ All | PG&E | All | Electric & Gas | Attic Insulation | Efficient |  |  | 0 | Conventional | BldgEnv | Income Qualified - Multi Family IQ | Income Qualified | RET Only | 0 | Residential Households | House | 20 | DEER:Res_BldgShell_Ins | -38.8708 | -0.0071174 | -8.1954 | PG&E Data Request 2024 | 560.56 | 2024 | 1093.43 | 2024 | 0 | 0 | PG&E Data Request 2024 | Attic Insulation ¦ PG&E ¦ All | Attic Insulation | 0.34282 | 1 | 0.43132 | RASS 2019 | 0 | 0 | 1
IQ-BLDGENV-01.3 | Income Qualified ¦ Average Existing and Code Attic Insulation ¦ SCE ¦ All | Income Qualified ¦ Average Existing and Code Attic Insulation | SCE ¦ All | SCE | All | Electric & Gas | Attic Insulation | Average Existing and Code |  |  | 0 | Conventional | BldgEnv | Income Qualified - Single Family IQ | Income Qualified | RET Only | 0 | Residential Households | House | 20 | DEER:Res_BldgShell_Ins | 0 | 0 | 0 | Base | 0 | 2023 | 0 | 2023 | 0 | 0 | Base | Attic Insulation ¦ SCE ¦ All | Attic Insulation | 0.65766 | 1 | 0.25342 | RASS 2019 | 0 | 0 | 1
IQ-BLDGENV-02.3 | Income Qualified ¦ Efficient Attic Insulation ¦ SCE ¦ All | Income Qualified ¦ Efficient Attic Insulation | SCE ¦ All | SCE | All | Electric & Gas | Attic Insulation | Efficient |  |  | 0 | Conventional | BldgEnv | Income Qualified - Single Family IQ | Income Qualified | RET Only | 0 | Residential Households | House | 20 | DEER:Res_BldgShell_Ins | -215 | -0.0258 | 0 | SCE Data Request 2024 | 779 | 2025 | 1322 | 2025 | 0 | 0 | SCE Data Request 2024 | Attic Insulation ¦ SCE ¦ All | Attic Insulation | 0.65766 | 1 | 0.74658 | RASS 2019 | 0 | 0 | 1
IQ-BLDGENV-01.4 | Income Qualified ¦ Average Existing and Code Attic Insulation ¦ SCE ¦ All | Income Qualified ¦ Average Existing and Code Attic Insulation | SCE ¦ All | SCE | All | Electric & Gas | Attic Insulation | Average Existing and Code |  |  | 0 | Conventional | BldgEnv | Income Qualified - Multi Family IQ | Income Qualified | RET Only | 0 | Residential Households | House | 20 | DEER:Res_BldgShell_Ins | 0 | 0 | 0 | Base | 0 | 2023 | 0 | 2023 | 0 | 0 | Base | Attic Insulation ¦ SCE ¦ All | Attic Insulation | 0.34282 | 1 | 0.56868 | RASS 2019 | 0 | 0 | 1
IQ-BLDGENV-02.4 | Income Qualified ¦ Efficient Attic Insulation ¦ SCE ¦ All | Income Qualified ¦ Efficient Attic Insulation | SCE ¦ All | SCE | All | Electric & Gas | Attic Insulation | Efficient |  |  | 0 | Conventional | BldgEnv | Income Qualified - Multi Family IQ | Income Qualified | RET Only | 0 | Residential Households | House | 20 | DEER:Res_BldgShell_Ins | -215 | -0.0258 | 0 | SCE Data Request 2024 | 779 | 2025 | 1322 | 2025 | 0 | 0 | SCE Data Request 2024 | Attic Insulation ¦ SCE ¦ All | Attic Insulation | 0.34282 | 1 | 0.43132 | RASS 2019 | 0 | 0 | 1
IQ-BLDGENV-01.5 | Income Qualified ¦ Average Existing and Code Attic Insulation ¦ SDG&E ¦ All | Income Qualified ¦ Average Existing and Code Attic Insulation | SDG&E ¦ All | SDG&E | All | Electric & Gas | Attic Insulation | Average Existing and Code |  |  | 0 | Conventional | BldgEnv | Income Qualified - Single Family IQ | Income Qualified | RET Only | 0 | Residential Households | House | 20 | DEER:Res_BldgShell_Ins | 0 | 0 | 0 | Base | 0 | 2023 | 0 | 2023 | 0 | 0 | Base | Attic Insulation ¦ SDG&E ¦ All | Attic Insulation | 0.65766 | 1 | 0.25342 | RASS 2019 | 0 | 0 | 1
IQ-BLDGENV-02.5 | Income Qualified ¦ Efficient Attic Insulation ¦ SDG&E ¦ All | Income Qualified ¦ Efficient Attic Insulation | SDG&E ¦ All | SDG&E | All | Electric & Gas | Attic Insulation | Efficient |  |  | 0 | Conventional | BldgEnv | Income Qualified - Single Family IQ | Income Qualified | RET Only | 0 | Residential Households | House | 30 | DEER:Res_BldgShell_Ins | -114.7917 | -0.040833 | -5.7979 | SDG&E Data Request 2024 | 796.52 | 2024 | 805.1433 | 2024 | 0 | 0 | Average PG&E and SCE and SDG | Attic Insulation ¦ SDG&E ¦ All | Attic Insulation | 0.65766 | 1 | 0.74658 | RASS 2019 | 0 | 0 | 1
IQ-BLDGENV-01.6 | Income Qualified ¦ Average Existing and Code Attic Insulation ¦ SDG&E ¦ All | Income Qualified ¦ Average Existing and Code Attic Insulation | SDG&E ¦ All | SDG&E | All | Electric & Gas | Attic Insulation | Average Existing and Code |  |  | 0 | Conventional | BldgEnv | Income Qualified - Multi Family IQ | Income Qualified | RET Only | 0 | Residential Households | House | 20 | DEER:Res_BldgShell_Ins | 0 | 0 | 0 | Base | 0 | 2023 | 0 | 2023 | 0 | 0 | Base | Attic Insulation ¦ SDG&E ¦ All | Attic Insulation | 0.34282 | 1 | 0.56868 | RASS 2019 | 0 | 0 | 1
IQ-BLDGENV-02.6 | Income Qualified ¦ Efficient Attic Insulation ¦ SDG&E ¦ All | Income Qualified ¦ Efficient Attic Insulation | SDG&E ¦ All | SDG&E | All | Electric & Gas | Attic Insulation | Efficient |  |  | 0 | Conventional | BldgEnv | Income Qualified - Multi Family IQ | Income Qualified | RET Only | 0 | Residential Households | House | 30 | DEER:Res_BldgShell_Ins | -114.7917 | -0.040833 | -5.7979 | SDG&E Data Request 2024 | 796.52 | 2024 | 805.1433 | 2024 | 0 | 0 | Average PG&E and SCE and SDG | Attic Insulation ¦ SDG&E ¦ All | Attic Insulation | 0.34282 | 1 | 0.43132 | RASS 2019 | 0 | 0 | 1
IQ-BLDGENV-01.5 | Income Qualified ¦ Average Existing and Code Attic Insulation ¦ SCG ¦ All | Income Qualified ¦ Average Existing and Code Attic Insulation | SCG ¦ All | SCG | All | Electric & Gas | Attic Insulation | Average Existing and Code |  |  | 0 | Conventional | BldgEnv | Income Qualified - Single Family IQ | Income Qualified | RET Only | 0 | Residential Households | House | 20 | DEER:Res_BldgShell_Ins | 0 | 0 | 0 | Base | 0 | 2023 | 0 | 2023 | 0 | 0 | Base | Attic Insulation ¦ SCG ¦ All | Attic Insulation | 0.65766 | 1 | 0.25342 | RASS 2019 | 0 | 0 | 1
IQ-BLDGENV-02.5 | Income Qualified ¦ Efficient Attic Insulation ¦ SCG ¦ All | Income Qualified ¦ Efficient Attic Insulation | SCG ¦ All | SCG | All | Electric & Gas | Attic Insulation | Efficient |  |  | 0 | Conventional | BldgEnv | Income Qualified - Single Family IQ | Income Qualified | RET Only | 0 | Residential Households | House | 20 | DEER:Res_BldgShell_Ins | 0 | 0 | -28.5088 | SCG ESA Annual Report 2023 | 1050 | 2024 | 0 | 2024 | 0 | 0 | SCG Data Request 2024 | Attic Insulation ¦ SCG ¦ All | Attic Insulation | 0.65766 | 1 | 0.74658 | RASS 2019 | 0 | 0 | 1
IQ-BLDGENV-01.6 | Income Qualified ¦ Average Existing and Code Attic Insulation ¦ SCG ¦ All | Income Qualified ¦ Average Existing and Code Attic Insulation | SCG ¦ All | SCG | All | Electric & Gas | Attic Insulation | Average Existing and Code |  |  | 0 | Conventional | BldgEnv | Income Qualified - Multi Family IQ | Income Qualified | RET Only | 0 | Residential Households | House | 20 | DEER:Res_BldgShell_Ins | 0 | 0 | 0 | Base | 0 | 2023 | 0 | 2023 | 0 | 0 | Base | Attic Insulation ¦ SCG ¦ All | Attic Insulation | 0.34282 | 1 | 0.56868 | RASS 2019 | 0 | 0 | 1
IQ-BLDGENV-02.6 | Income Qualified ¦ Efficient Attic Insulation ¦ SCG ¦ All | Income Qualified ¦ Efficient Attic Insulation | SCG ¦ All | SCG | All | Electric & Gas | Attic Insulation | Efficient |  |  | 0 | Conventional | BldgEnv | Income Qualified - Multi Family IQ | Income Qualified | RET Only | 0 | Residential Households | House | 20 | DEER:Res_BldgShell_Ins | 0 | 0 | -28.5088 | SCG ESA Annual Report 2023 | 1050 | 2024 | 0 | 2024 | 0 | 0 | SCG Data Request 2024 | Attic Insulation ¦ SCG ¦ All | Attic Insulation | 0.34282 | 1 | 0.43132 | RASS 2019 | 0 | 0 | 1
IQ-BLDGENV-03.1 | Income Qualified ¦ Average Existing and Code Envelope/Air Sealing ¦ PG&E ¦ All | Income Qualified ¦ Average Existing and Code Envelope/Air Sealing | PG&E ¦ All | PG&E | All | Electric & Gas | Envelope/Air Sealing Measures | Average Existing and Code |  |  | 0 | Conventional | BldgEnv | Income Qualified - Single Family IQ | Income Qualified | RET Only | 0 | Residential Households | House | 20 | DEER:Res_BldgShell_Ins | 0 | 0 | 0 | Base | 0 | 2023 | 0 | 2023 | 0 | 0 | Base | Envelope/Air Sealing Measures ¦ PG&E ¦ All | Envelope/Air Sealing Measures | 1 | 1 | 0.84706 | Guidehouse 2021 Assumption | 0 | 0 | 1
IQ-BLDGENV-04.1 | Income Qualified ¦ Efficient Envelope/Air Sealing ¦ PG&E ¦ All | Income Qualified ¦ Efficient Envelope/Air Sealing | PG&E ¦ All | PG&E | All | Electric & Gas | Envelope/Air Sealing Measures | Efficient |  |  | 0 | Conventional | BldgEnv | Income Qualified - Single Family IQ | Income Qualified | RET Only | 0 | Residential Households | House | 9 | DEER:Res_BldgShell_Ins | -348.8577 | -0.032028 | -32.5804 | PG&E Data Request 2024 | 49.76 | 2024 | 224.69 | 2024 | 0 | 0 | PG&E Data Request 2024 | Envelope/Air Sealing Measures ¦ PG&E ¦ All | Envelope/Air Sealing Measures | 1 | 1 | 0.15294 | Guidehouse 2021 Assumption | 0 | 0 | 1
IQ-BLDGENV-03.2 | Income Qualified ¦ Average Existing and Code Envelope/Air Sealing ¦ PG&E ¦ All | Income Qualified ¦ Average Existing and Code Envelope/Air Sealing | PG&E ¦ All | PG&E | All | Electric & Gas | Envelope/Air Sealing Measures | Average Existing and Code |  |  | 0 | Conventional | BldgEnv | Income Qualified - Multi Family IQ | Income Qualified | RET Only | 0 | Residential Households | House | 9 | DEER:Res_BldgShell_Ins | 0 | 0 | 0 | Base | 0 | 2023 | 0 | 2023 | 0 | 0 | Base | Envelope/Air Sealing Measures ¦ PG&E ¦ All | Envelope/Air Sealing Measures | 1 | 1 | 0.72245 | Guidehouse 2021 Assumption | 0 | 0 | 1
IQ-BLDGENV-04.2 | Income Qualified ¦ Efficient Envelope/Air Sealing ¦ PG&E ¦ All | Income Qualified ¦ Efficient Envelope/Air Sealing | PG&E ¦ All | PG&E | All | Electric & Gas | Envelope/Air Sealing Measures | Efficient |  |  | 0 | Conventional | BldgEnv | Income Qualified - Multi Family IQ | Income Qualified | RET Only | 0 | Residential Households | House | 9 | DEER:Res_BldgShell_Ins | -348.8577 | -0.032028 | -32.5804 | PG&E Data Request 2024 | 49.76 | 2024 | 224.69 | 2024 | 0 | 0 | PG&E Data Request 2024 | Envelope/Air Sealing Measures ¦ PG&E ¦ All | Envelope/Air Sealing Measures | 1 | 1 | 0.27755 | Guidehouse 2021 Assumption | 0 | 0 | 1
IQ-BLDGENV-03.3 | Income Qualified ¦ Average Existing and Code Envelope/Air Sealing ¦ SCE ¦ All | Income Qualified ¦ Average Existing and Code Envelope/Air Sealing | SCE ¦ All | SCE | All | Electric & Gas | Envelope/Air Sealing Measures | Average Existing and Code |  |  | 0 | Conventional | BldgEnv | Income Qualified - Single Family IQ | Income Qualified | RET Only | 0 | Residential Households | House | 20 | DEER:Res_BldgShell_Ins | 0 | 0 | 0 | Base | 0 | 2023 | 0 | 2023 | 0 | 0 | Base | Envelope/Air Sealing Measures ¦ SCE ¦ All | Envelope/Air Sealing Measures | 1 | 1 | 0.84706 | Guidehouse 2021 Assumption | 0 | 0 | 1
IQ-BLDGENV-04.3 | Income Qualified ¦ Efficient Envelope/Air Sealing ¦ SCE ¦ All | Income Qualified ¦ Efficient Envelope/Air Sealing | SCE ¦ All | SCE | All | Electric & Gas | Envelope/Air Sealing Measures | Efficient |  |  | 0 | Conventional | BldgEnv | Income Qualified - Single Family IQ | Income Qualified | RET Only | 0 | Residential Households | House | 11 | DEER:Res_BldgShell_Ins | -49 | -0.00588 | 0 | SCE Data Request 2024 | 116.67 | 2025 | 0 | 2025 | 0 | 0 | SCE Data Request 2024 | Envelope/Air Sealing Measures ¦ SCE ¦ All | Envelope/Air Sealing Measures | 1 | 1 | 0.15294 | Guidehouse 2021 Assumption | 0 | 0 | 1
IQ-BLDGENV-03.4 | Income Qualified ¦ Average Existing and Code Envelope/Air Sealing ¦ SCE ¦ All | Income Qualified ¦ Average Existing and Code Envelope/Air Sealing | SCE ¦ All | SCE | All | Electric & Gas | Envelope/Air Sealing Measures | Average Existing and Code |  |  | 0 | Conventional | BldgEnv | Income Qualified - Multi Family IQ | Income Qualified | RET Only | 0 | Residential Households | House | 20 | DEER:Res_BldgShell_Ins | 0 | 0 | 0 | Base | 0 | 2023 | 0 | 2023 | 0 | 0 | Base | Envelope/Air Sealing Measures ¦ SCE ¦ All | Envelope/Air Sealing Measures | 1 | 1 | 0.72245 | Guidehouse 2021 Assumption | 0 | 0 | 1
IQ-BLDGENV-04.4 | Income Qualified ¦ Efficient Envelope/Air Sealing ¦ SCE ¦ All | Income Qualified ¦ Efficient Envelope/Air Sealing | SCE ¦ All | SCE | All | Electric & Gas | Envelope/Air Sealing Measures | Efficient |  |  | 0 | Conventional | BldgEnv | Income Qualified - Multi Family IQ | Income Qualified | RET Only | 0 | Residential Households | House | 11 | DEER:Res_BldgShell_Ins | -49 | -0.00588 | 0 | SCE Data Request 2024 | 116.67 | 2025 | 0 | 2025 | 0 | 0 | SCE Data Request 2024 | Envelope/Air Sealing Measures ¦ SCE ¦ All | Envelope/Air Sealing Measures | 1 | 1 | 0.27755 | Guidehouse 2021 Assumption | 0 | 0 | 1
IQ-BLDGENV-03.5 | Income Qualified ¦ Average Existing and Code Envelope/Air Sealing ¦ SDG&E ¦ All | Income Qualified ¦ Average Existing and Code Envelope/Air Sealing | SDG&E ¦ All | SDG&E | All | Electric & Gas | Envelope/Air Sealing Measures | Average Existing and Code |  |  | 0 | Conventional | BldgEnv | Income Qualified - Single Family IQ | Income Qualified | RET Only | 0 | Residential Households | House | 20 | DEER:Res_BldgShell_Ins | 0 | 0 | 0 | Base | 0 | 2023 | 0 | 2023 | 0 | 0 | Base | Envelope/Air Sealing Measures ¦ SDG&E ¦ All | Envelope/Air Sealing Measures | 1 | 1 | 0.84706 | Guidehouse 2021 Assumption | 0 | 0 | 1
IQ-BLDGENV-04.5 | Income Qualified ¦ Efficient Envelope/Air Sealing ¦ SDG&E ¦ All | Income Qualified ¦ Efficient Envelope/Air Sealing | SDG&E ¦ All | SDG&E | All | Electric & Gas | Envelope/Air Sealing Measures | Efficient |  |  | 0 | Conventional | BldgEnv | Income Qualified - Single Family IQ | Income Qualified | RET Only | 0 | Residential Households | House | 3 | DEER:Res_BldgShell_Ins | -104 | -0.0218 | -1 | SDG&E Data Request 2024 | 83.215 | 2024 | 112.345 | 2024 | 0 | 0 | Average PG&E and SCE | Envelope/Air Sealing Measures ¦ SDG&E ¦ All | Envelope/Air Sealing Measures | 1 | 1 | 0.15294 | Guidehouse 2021 Assumption | 0 | 0 | 1
IQ-BLDGENV-03.6 | Income Qualified ¦ Average Existing and Code Envelope/Air Sealing ¦ SDG&E ¦ All | Income Qualified ¦ Average Existing and Code Envelope/Air Sealing | SDG&E ¦ All | SDG&E | All | Electric & Gas | Envelope/Air Sealing Measures | Average Existing and Code |  |  | 0 | Conventional | BldgEnv | Income Qualified - Multi Family IQ | Income Qualified | RET Only | 0 | Residential Households | House | 20 | DEER:Res_BldgShell_Ins | 0 | 0 | 0 | Base | 0 | 2023 | 0 | 2023 | 0 | 0 | Base | Envelope/Air Sealing Measures ¦ SDG&E ¦ All | Envelope/Air Sealing Measures | 1 | 1 | 0.72245 | Guidehouse 2021 Assumption | 0 | 0 | 1
IQ-BLDGENV-04.6 | Income Qualified ¦ Efficient Envelope/Air Sealing ¦ SDG&E ¦ All | Income Qualified ¦ Efficient Envelope/Air Sealing | SDG&E ¦ All | SDG&E | All | Electric & Gas | Envelope/Air Sealing Measures | Efficient |  |  | 0 | Conventional | BldgEnv | Income Qualified - Multi Family IQ | Income Qualified | RET Only | 0 | Residential Households | House | 3 | DEER:Res_BldgShell_Ins | -104 | -0.0218 | -1 | SDG&E Data Request 2024 | 83.215 | 2024 | 112.345 | 2024 | 0 | 0 | Average PG&E and SCE | Envelope/Air Sealing Measures ¦ SDG&E ¦ All | Envelope/Air Sealing Measures | 1 | 1 | 0.27755 | Guidehouse 2021 Assumption | 0 | 0 | 1
IQ-BLDGENV-03.5 | Income Qualified ¦ Average Existing and Code Envelope/Air Sealing ¦ SCG ¦ All | Income Qualified ¦ Average Existing and Code Envelope/Air Sealing | SCG ¦ All | SCG | All | Electric & Gas | Envelope/Air Sealing Measures | Average Existing and Code |  |  | 0 | Conventional | BldgEnv | Income Qualified - Single Family IQ | Income Qualified | RET Only | 0 | Residential Households | House | 20 | DEER:Res_BldgShell_Ins | 0 | 0 | 0 | Base | 0 | 2023 | 0 | 2023 | 0 | 0 | Base | Envelope/Air Sealing Measures ¦ SCG ¦ All | Envelope/Air Sealing Measures | 1 | 1 | 0.84706 | Guidehouse 2021 Assumption | 0 | 0 | 1
IQ-BLDGENV-04.5 | Income Qualified ¦ Efficient Envelope/Air Sealing ¦ SCG ¦ All | Income Qualified ¦ Efficient Envelope/Air Sealing | SCG ¦ All | SCG | All | Electric & Gas | Envelope/Air Sealing Measures | Efficient |  |  | 0 | Conventional | BldgEnv | Income Qualified - Single Family IQ | Income Qualified | RET Only | 0 | Residential Households | House | 11 | DEER:Res_BldgShell_Ins | 0 | 0 | -0.49397 | SCG ESA Annual Report 2023 | 116.67 | 2024 | 0 | 2024 | 0 | 0 | SCE Data Request 2024 | Envelope/Air Sealing Measures ¦ SCG ¦ All | Envelope/Air Sealing Measures | 1 | 1 | 0.15294 | Guidehouse 2021 Assumption | 0 | 0 | 1
IQ-BLDGENV-03.6 | Income Qualified ¦ Average Existing and Code Envelope/Air Sealing ¦ SCG ¦ All | Income Qualified ¦ Average Existing and Code Envelope/Air Sealing | SCG ¦ All | SCG | All | Electric & Gas | Envelope/Air Sealing Measures | Average Existing and Code |  |  | 0 | Conventional | BldgEnv | Income Qualified - Multi Family IQ | Income Qualified | RET Only | 0 | Residential Households | House | 20 | DEER:Res_BldgShell_Ins | 0 | 0 | 0 | Base | 0 | 2023 | 0 | 2023 | 0 | 0 | Base | Envelope/Air Sealing Measures ¦ SCG ¦ All | Envelope/Air Sealing Measures | 1 | 1 | 0.72245 | Guidehouse 2021 Assumption | 0 | 0 | 1
IQ-BLDGENV-04.6 | Income Qualified ¦ Efficient Envelope/Air Sealing ¦ SCG ¦ All | Income Qualified ¦ Efficient Envelope/Air Sealing | SCG ¦ All | SCG | All | Electric & Gas | Envelope/Air Sealing Measures | Efficient |  |  | 0 | Conventional | BldgEnv | Income Qualified - Multi Family IQ | Income Qualified | RET Only | 0 | Residential Households | House | 11 | DEER:Res_BldgShell_Ins | 0 | 0 | -0.49397 | SCG ESA Annual Report 2023 | 116.67 | 2024 | 0 | 2024 | 0 | 0 | SCE Data Request 2024 | Envelope/Air Sealing Measures ¦ SCG ¦ All | Envelope/Air Sealing Measures | 1 | 1 | 0.27755 | Guidehouse 2021 Assumption | 0 | 0 | 1
IQ-BLDGENV-05.1 | Income Qualified ¦ Average Existing and Code Floor Insulation ¦ PG&E ¦ All | Income Qualified ¦ Average Existing and Code Floor Insulation | PG&E ¦ All | PG&E | All | Electric & Gas | Floor Insulation | Average Existing and Code |  |  | 0 | Conventional | BldgEnv | Income Qualified - Single Family IQ | Income Qualified | RET Only | 0 | Residential Households | House | 20 | DEER:Res_BldgShell_Ins | 0 | 0 | 0 | Base | 0 | 2023 | 0 | 2023 | 0 | 0 | Base | Floor Insulation ¦ PG&E ¦ All | Floor Insulation | 1.2885 | 1 | 0.9824 | MICS 2021 and RASS 2019 | 0 | 0 | 1
IQ-BLDGENV-06.1 | Income Qualified ¦ Efficient Floor Insulation ¦ PG&E ¦ All | Income Qualified ¦ Efficient Floor Insulation | PG&E ¦ All | PG&E | All | Electric & Gas | Floor Insulation | Efficient |  |  | 0 | Conventional | BldgEnv | Income Qualified - Single Family IQ | Income Qualified | RET Only | 0 | Residential Households | House | 20 | DEER:Res_BldgShell_Ins | -54.6253 | -0.0099644 | -10.6843 | PG&E Data Request 2024 | 440 | 2024 | 1085 | 2024 | 0 | 0 | PG&E Data Request 2024 | Floor Insulation ¦ PG&E ¦ All | Floor Insulation | 1.2885 | 1 | 0.017603 | MICS 2021 and RASS 2019 | 0 | 0 | 1
IQ-BLDGENV-05.2 | Income Qualified ¦ Average Existing and Code Floor Insulation ¦ PG&E ¦ All | Income Qualified ¦ Average Existing and Code Floor Insulation | PG&E ¦ All | PG&E | All | Electric & Gas | Floor Insulation | Average Existing and Code |  |  | 0 | Conventional | BldgEnv | Income Qualified - Multi Family IQ | Income Qualified | RET Only | 0 | Residential Households | House | 20 | DEER:Res_BldgShell_Ins | 0 | 0 | 0 | Base | 0 | 2023 | 0 | 2023 | 0 | 0 | Base | Floor Insulation ¦ PG&E ¦ All | Floor Insulation | 1.3342 | 1 | 0.99667 | MICS 2021 and RASS 2019 | 0 | 0 | 1
IQ-BLDGENV-06.2 | Income Qualified ¦ Efficient Floor Insulation ¦ PG&E ¦ All | Income Qualified ¦ Efficient Floor Insulation | PG&E ¦ All | PG&E | All | Electric & Gas | Floor Insulation | Efficient |  |  | 0 | Conventional | BldgEnv | Income Qualified - Multi Family IQ | Income Qualified | RET Only | 0 | Residential Households | House | 20 | DEER:Res_BldgShell_Ins | -54.6253 | -0.0099644 | -10.6843 | PG&E Data Request 2024 | 440 | 2024 | 1085 | 2024 | 0 | 0 | PG&E Data Request 2024 | Floor Insulation ¦ PG&E ¦ All | Floor Insulation | 1.3342 | 1 | 0.003332 | MICS 2021 and RASS 2019 | 0 | 0 | 1
IQ-BLDGENV-05.3 | Income Qualified ¦ Average Existing and Code Floor Insulation ¦ SCE ¦ All | Income Qualified ¦ Average Existing and Code Floor Insulation | SCE ¦ All | SCE | All | Electric & Gas | Floor Insulation | Average Existing and Code |  |  | 0 | Conventional | BldgEnv | Income Qualified - Single Family IQ | Income Qualified | RET Only | 0 | Residential Households | House | 20 | DEER:Res_BldgShell_Ins | 0 | 0 | 0 | Base | 0 | 2023 | 0 | 2023 | 0 | 0 | Base | Floor Insulation ¦ SCE ¦ All | Floor Insulation | 1.2885 | 1 | 0.9824 | MICS 2021 and RASS 2019 | 0 | 0 | 1
IQ-BLDGENV-06.3 | Income Qualified ¦ Efficient Floor Insulation ¦ SCE ¦ All | Income Qualified ¦ Efficient Floor Insulation | SCE ¦ All | SCE | All | Electric & Gas | Floor Insulation | Efficient |  |  | 0 | Conventional | BldgEnv | Income Qualified - Single Family IQ | Income Qualified | RET Only | 0 | Residential Households | House | 20 | DEER:Res_BldgShell_Ins | -54.6253 | -0.0099644 | -10.6843 | PG&E Data Request 2024 | 440 | 2024 | 1085 | 2024 | 0 | 0 | PG&E Data Request 2024 | Floor Insulation ¦ SCE ¦ All | Floor Insulation | 1.2885 | 1 | 0.017603 | MICS 2021 and RASS 2019 | 0 | 0 | 1
IQ-BLDGENV-05.4 | Income Qualified ¦ Average Existing and Code Floor Insulation ¦ SCE ¦ All | Income Qualified ¦ Average Existing and Code Floor Insulation | SCE ¦ All | SCE | All | Electric & Gas | Floor Insulation | Average Existing and Code |  |  | 0 | Conventional | BldgEnv | Income Qualified - Multi Family IQ | Income Qualified | RET Only | 0 | Residential Households | House | 20 | DEER:Res_BldgShell_Ins | 0 | 0 | 0 | Base | 0 | 2023 | 0 | 2023 | 0 | 0 | Base | Floor Insulation ¦ SCE ¦ All | Floor Insulation | 1.3342 | 1 | 0.99667 | MICS 2021 and RASS 2019 | 0 | 0 | 1
IQ-BLDGENV-06.4 | Income Qualified ¦ Efficient Floor Insulation ¦ SCE ¦ All | Income Qualified ¦ Efficient Floor Insulation | SCE ¦ All | SCE | All | Electric & Gas | Floor Insulation | Efficient |  |  | 0 | Conventional | BldgEnv | Income Qualified - Multi Family IQ | Income Qualified | RET Only | 0 | Residential Households | House | 20 | DEER:Res_BldgShell_Ins | -54.6253 | -0.0099644 | -10.6843 | PG&E Data Request 2024 | 440 | 2024 | 1085 | 2024 | 0 | 0 | PG&E Data Request 2024 | Floor Insulation ¦ SCE ¦ All | Floor Insulation | 1.3342 | 1 | 0.003332 | MICS 2021 and RASS 2019 | 0 | 0 | 1
IQ-BLDGENV-05.5 | Income Qualified ¦ Average Existing and Code Floor Insulation ¦ SDG&E ¦ All | Income Qualified ¦ Average Existing and Code Floor Insulation | SDG&E ¦ All | SDG&E | All | Electric & Gas | Floor Insulation | Average Existing and Code |  |  | 0 | Conventional | BldgEnv | Income Qualified - Single Family IQ | Income Qualified | RET Only | 0 | Residential Households | House | 20 | DEER:Res_BldgShell_Ins | 0 | 0 | 0 | Base | 0 | 2023 | 0 | 2023 | 0 | 0 | Base | Floor Insulation ¦ SDG&E ¦ All | Floor Insulation | 1.2885 | 1 | 0.9824 | MICS 2021 and RASS 2019 | 0 | 0 | 1
IQ-BLDGENV-06.5 | Income Qualified ¦ Efficient Floor Insulation ¦ SDG&E ¦ All | Income Qualified ¦ Efficient Floor Insulation | SDG&E ¦ All | SDG&E | All | Electric & Gas | Floor Insulation | Efficient |  |  | 0 | Conventional | BldgEnv | Income Qualified - Single Family IQ | Income Qualified | RET Only | 0 | Residential Households | House | 20 | DEER:Res_BldgShell_Ins | -54.6253 | -0.0099644 | -10.6843 | PG&E Data Request 2024 | 440 | 2024 | 1085 | 2024 | 0 | 0 | PG&E Data Request 2024 | Floor Insulation ¦ SDG&E ¦ All | Floor Insulation | 1.2885 | 1 | 0.017603 | MICS 2021 and RASS 2019 | 0 | 0 | 1
IQ-BLDGENV-05.6 | Income Qualified ¦ Average Existing and Code Floor Insulation ¦ SDG&E ¦ All | Income Qualified ¦ Average Existing and Code Floor Insulation | SDG&E ¦ All | SDG&E | All | Electric & Gas | Floor Insulation | Average Existing and Code |  |  | 0 | Conventional | BldgEnv | Income Qualified - Multi Family IQ | Income Qualified | RET Only | 0 | Residential Households | House | 20 | DEER:Res_BldgShell_Ins | 0 | 0 | 0 | Base | 0 | 2023 | 0 | 2023 | 0 | 0 | Base | Floor Insulation ¦ SDG&E ¦ All | Floor Insulation | 1.3342 | 1 | 0.99667 | MICS 2021 and RASS 2019 | 0 | 0 | 1
IQ-BLDGENV-06.6 | Income Qualified ¦ Efficient Floor Insulation ¦ SDG&E ¦ All | Income Qualified ¦ Efficient Floor Insulation | SDG&E ¦ All | SDG&E | All | Electric & Gas | Floor Insulation | Efficient |  |  | 0 | Conventional | BldgEnv | Income Qualified - Multi Family IQ | Income Qualified | RET Only | 0 | Residential Households | House | 20 | DEER:Res_BldgShell_Ins | -54.6253 | -0.0099644 | -10.6843 | PG&E Data Request 2024 | 440 | 2024 | 1085 | 2024 | 0 | 0 | PG&E Data Request 2024 | Floor Insulation ¦ SDG&E ¦ All | Floor Insulation | 1.3342 | 1 | 0.003332 | MICS 2021 and RASS 2019 | 0 | 0 | 1
IQ-BLDGENV-05.5 | Income Qualified ¦ Average Existing and Code Floor Insulation ¦ SCG ¦ All | Income Qualified ¦ Average Existing and Code Floor Insulation | SCG ¦ All | SCG | All | Electric & Gas | Floor Insulation | Average Existing and Code |  |  | 0 | Conventional | BldgEnv | Income Qualified - Single Family IQ | Income Qualified | RET Only | 0 | Residential Households | House | 20 | DEER:Res_BldgShell_Ins | 0 | 0 | 0 | Base | 0 | 2023 | 0 | 2023 | 0 | 0 | Base | Floor Insulation ¦ SCG ¦ All | Floor Insulation | 1.2885 | 1 | 0.9824 | MICS 2021 and RASS 2019 | 0 | 0 | 1
IQ-BLDGENV-06.5 | Income Qualified ¦ Efficient Floor Insulation ¦ SCG ¦ All | Income Qualified ¦ Efficient Floor Insulation | SCG ¦ All | SCG | All | Electric & Gas | Floor Insulation | Efficient |  |  | 0 | Conventional | BldgEnv | Income Qualified - Single Family IQ | Income Qualified | RET Only | 0 | Residential Households | House | 20 | DEER:Res_BldgShell_Ins | -54.6253 | -0.0099644 | -10.6843 | PG&E Data Request 2024 | 440 | 2024 | 1085 | 2024 | 0 | 0 | PG&E Data Request 2024 | Floor Insulation ¦ SCG ¦ All | Floor Insulation | 1.2885 | 1 | 0.017603 | MICS 2021 and RASS 2019 | 0 | 0 | 1
IQ-BLDGENV-05.6 | Income Qualified ¦ Average Existing and Code Floor Insulation ¦ SCG ¦ All | Income Qualified ¦ Average Existing and Code Floor Insulation | SCG ¦ All | SCG | All | Electric & Gas | Floor Insulation | Average Existing and Code |  |  | 0 | Conventional | BldgEnv | Income Qualified - Multi Family IQ | Income Qualified | RET Only | 0 | Residential Households | House | 20 | DEER:Res_BldgShell_Ins | 0 | 0 | 0 | Base | 0 | 2023 | 0 | 2023 | 0 | 0 | Base | Floor Insulation ¦ SCG ¦ All | Floor Insulation | 1.3342 | 1 | 0.99667 | MICS 2021 and RASS 2019 | 0 | 0 | 1
IQ-BLDGENV-06.6 | Income Qualified ¦ Efficient Floor Insulation ¦ SCG ¦ All | Income Qualified ¦ Efficient Floor Insulation | SCG ¦ All | SCG | All | Electric & Gas | Floor Insulation | Efficient |  |  | 0 | Conventional | BldgEnv | Income Qualified - Multi Family IQ | Income Qualified | RET Only | 0 | Residential Households | House | 20 | DEER:Res_BldgShell_Ins | -54.6253 | -0.0099644 | -10.6843 | PG&E Data Request 2024 | 440 | 2024 | 1085 | 2024 | 0 | 0 | PG&E Data Request 2024 | Floor Insulation ¦ SCG ¦ All | Floor Insulation | 1.3342 | 1 | 0.003332 | MICS 2021 and RASS 2019 | 0 | 0 | 1
IQ-BLDGENV-07.1 | Income Qualified ¦ Average Existing and Code Duct Optimization ¦ PG&E ¦ All | Income Qualified ¦ Average Existing and Code Duct Optimization | PG&E ¦ All | PG&E | All | Electric & Gas | Duct Optimization | Average Existing and Code |  |  | 0 | Conventional | BldgEnv | Income Qualified - Single Family IQ | Income Qualified | RET Only | 0 | Residential Households | Area-ft2-BA | 18 | DEER:Res_BldgShell_Ins | 0 | 0 | 0 | Base | 0 | 2023 | 0 | 2023 | 0 | 0 | Base | Duct Optimization ¦ PG&E ¦ All | Duct Optimization | 1209 | 1 | 0.8 | From Res Duct Sealing | 0 | 0 | 1
IQ-BLDGENV-08.1 | Income Qualified ¦ Efficient Duct Optimization ¦ PG&E ¦ All | Income Qualified ¦ Efficient Duct Optimization | PG&E ¦ All | PG&E | All | Electric & Gas | Duct Optimization | Efficient |  |  | 0 | Conventional | BldgEnv | Income Qualified - Single Family IQ | Income Qualified | RET Only | 0 | Residential Households | Area-ft2-BA | 18 | DEER:Res_BldgShell_Ins | -0.25167 | -3.6667e-05 | -0.009875 | SDG&E Data Request 2024 | 0.87 | 2024 | 0 | 2024 | 0 | 0 | SDG&E Data Request 2024 | Duct Optimization ¦ PG&E ¦ All | Duct Optimization | 1209 | 1 | 0.2 | From Res Duct Sealing | 0 | 0 | 1
IQ-BLDGENV-07.2 | Income Qualified ¦ Average Existing and Code Duct Optimization ¦ PG&E ¦ All | Income Qualified ¦ Average Existing and Code Duct Optimization | PG&E ¦ All | PG&E | All | Electric & Gas | Duct Optimization | Average Existing and Code |  |  | 0 | Conventional | BldgEnv | Income Qualified - Multi Family IQ | Income Qualified | RET Only | 0 | Residential Households | Area-ft2-BA | 18 | DEER:Res_BldgShell_Ins | 0 | 0 | 0 | Base | 0 | 2023 | 0 | 2023 | 0 | 0 | Base | Duct Optimization ¦ PG&E ¦ All | Duct Optimization | 667.368 | 1 | 0.8 | From Res Duct Sealing | 0 | 0 | 1
IQ-BLDGENV-08.2 | Income Qualified ¦ Efficient Duct Optimization ¦ PG&E ¦ All | Income Qualified ¦ Efficient Duct Optimization | PG&E ¦ All | PG&E | All | Electric & Gas | Duct Optimization | Efficient |  |  | 0 | Conventional | BldgEnv | Income Qualified - Multi Family IQ | Income Qualified | RET Only | 0 | Residential Households | Area-ft2-BA | 18 | DEER:Res_BldgShell_Ins | -0.25167 | -3.6667e-05 | -0.009875 | SDG&E Data Request 2024 | 0.87 | 2024 | 0 | 2024 | 0 | 0 | SDG&E Data Request 2024 | Duct Optimization ¦ PG&E ¦ All | Duct Optimization | 667.368 | 1 | 0.2 | From Res Duct Sealing | 0 | 0 | 1
IQ-BLDGENV-07.3 | Income Qualified ¦ Average Existing and Code Duct Optimization ¦ SCE ¦ All | Income Qualified ¦ Average Existing and Code Duct Optimization | SCE ¦ All | SCE | All | Electric & Gas | Duct Optimization | Average Existing and Code |  |  | 0 | Conventional | BldgEnv | Income Qualified - Single Family IQ | Income Qualified | RET Only | 0 | Residential Households | Area-ft2-BA | 18 | DEER:Res_BldgShell_Ins | 0 | 0 | 0 | Base | 0 | 2023 | 0 | 2023 | 0 | 0 | Base | Duct Optimization ¦ SCE ¦ All | Duct Optimization | 1178 | 1 | 0.8 | From Res Duct Sealing | 0 | 0 | 1
IQ-BLDGENV-08.3 | Income Qualified ¦ Efficient Duct Optimization ¦ SCE ¦ All | Income Qualified ¦ Efficient Duct Optimization | SCE ¦ All | SCE | All | Electric & Gas | Duct Optimization | Efficient |  |  | 0 | Conventional | BldgEnv | Income Qualified - Single Family IQ | Income Qualified | RET Only | 0 | Residential Households | Area-ft2-BA | 18 | DEER:Res_BldgShell_Ins | -0.25167 | -3.6667e-05 | -0.009875 | SDG&E Data Request 2024 | 0.87 | 2024 | 0 | 2024 | 0 | 0 | SDG&E Data Request 2024 | Duct Optimization ¦ SCE ¦ All | Duct Optimization | 1178 | 1 | 0.2 | From Res Duct Sealing | 0 | 0 | 1
IQ-BLDGENV-07.4 | Income Qualified ¦ Average Existing and Code Duct Optimization ¦ SCE ¦ All | Income Qualified ¦ Average Existing and Code Duct Optimization | SCE ¦ All | SCE | All | Electric & Gas | Duct Optimization | Average Existing and Code |  |  | 0 | Conventional | BldgEnv | Income Qualified - Multi Family IQ | Income Qualified | RET Only | 0 | Residential Households | Area-ft2-BA | 18 | DEER:Res_BldgShell_Ins | 0 | 0 | 0 | Base | 0 | 2023 | 0 | 2023 | 0 | 0 | Base | Duct Optimization ¦ SCE ¦ All | Duct Optimization | 650.256 | 1 | 0.8 | From Res Duct Sealing | 0 | 0 | 1
IQ-BLDGENV-08.4 | Income Qualified ¦ Efficient Duct Optimization ¦ SCE ¦ All | Income Qualified ¦ Efficient Duct Optimization | SCE ¦ All | SCE | All | Electric & Gas | Duct Optimization | Efficient |  |  | 0 | Conventional | BldgEnv | Income Qualified - Multi Family IQ | Income Qualified | RET Only | 0 | Residential Households | Area-ft2-BA | 18 | DEER:Res_BldgShell_Ins | -0.25167 | -3.6667e-05 | -0.009875 | SDG&E Data Request 2024 | 0.87 | 2024 | 0 | 2024 | 0 | 0 | SDG&E Data Request 2024 | Duct Optimization ¦ SCE ¦ All | Duct Optimization | 650.256 | 1 | 0.2 | From Res Duct Sealing | 0 | 0 | 1
IQ-BLDGENV-07.5 | Income Qualified ¦ Average Existing and Code Duct Optimization ¦ SDG&E ¦ All | Income Qualified ¦ Average Existing and Code Duct Optimization | SDG&E ¦ All | SDG&E | All | Electric & Gas | Duct Optimization | Average Existing and Code |  |  | 0 | Conventional | BldgEnv | Income Qualified - Single Family IQ | Income Qualified | RET Only | 0 | Residential Households | Area-ft2-BA | 18 | DEER:Res_BldgShell_Ins | 0 | 0 | 0 | Base | 0 | 2023 | 0 | 2023 | 0 | 0 | Base | Duct Optimization ¦ SDG&E ¦ All | Duct Optimization | 1162.5 | 1 | 0.8 | From Res Duct Sealing | 0 | 0 | 1
IQ-BLDGENV-08.5 | Income Qualified ¦ Efficient Duct Optimization ¦ SDG&E ¦ All | Income Qualified ¦ Efficient Duct Optimization | SDG&E ¦ All | SDG&E | All | Electric & Gas | Duct Optimization | Efficient |  |  | 0 | Conventional | BldgEnv | Income Qualified - Single Family IQ | Income Qualified | RET Only | 0 | Residential Households | Area-ft2-BA | 18 | DEER:Res_BldgShell_Ins | -0.25167 | -3.6667e-05 | -0.009875 | SDG&E Data Request 2024 | 0.87 | 2024 | 0 | 2024 | 0 | 0 | SDG&E Data Request 2024 | Duct Optimization ¦ SDG&E ¦ All | Duct Optimization | 1162.5 | 1 | 0.2 | From Res Duct Sealing | 0 | 0 | 1
IQ-BLDGENV-07.6 | Income Qualified ¦ Average Existing and Code Duct Optimization ¦ SDG&E ¦ All | Income Qualified ¦ Average Existing and Code Duct Optimization | SDG&E ¦ All | SDG&E | All | Electric & Gas | Duct Optimization | Average Existing and Code |  |  | 0 | Conventional | BldgEnv | Income Qualified - Multi Family IQ | Income Qualified | RET Only | 0 | Residential Households | Area-ft2-BA | 18 | DEER:Res_BldgShell_Ins | 0 | 0 | 0 | Base | 0 | 2023 | 0 | 2023 | 0 | 0 | Base | Duct Optimization ¦ SDG&E ¦ All | Duct Optimization | 641.7 | 1 | 0.8 | From Res Duct Sealing | 0 | 0 | 1
IQ-BLDGENV-08.6 | Income Qualified ¦ Efficient Duct Optimization ¦ SDG&E ¦ All | Income Qualified ¦ Efficient Duct Optimization | SDG&E ¦ All | SDG&E | All | Electric & Gas | Duct Optimization | Efficient |  |  | 0 | Conventional | BldgEnv | Income Qualified - Multi Family IQ | Income Qualified | RET Only | 0 | Residential Households | Area-ft2-BA | 18 | DEER:Res_BldgShell_Ins | -0.25167 | -3.6667e-05 | -0.009875 | SDG&E Data Request 2024 | 0.87 | 2024 | 0 | 2024 | 0 | 0 | SDG&E Data Request 2024 | Duct Optimization ¦ SDG&E ¦ All | Duct Optimization | 641.7 | 1 | 0.2 | From Res Duct Sealing | 0 | 0 | 1
IQ-BLDGENV-07.5 | Income Qualified ¦ Average Existing and Code Duct Optimization ¦ SCG ¦ All | Income Qualified ¦ Average Existing and Code Duct Optimization | SCG ¦ All | SCG | All | Electric & Gas | Duct Optimization | Average Existing and Code |  |  | 0 | Conventional | BldgEnv | Income Qualified - Single Family IQ | Income Qualified | RET Only | 0 | Residential Households | Area-ft2-BA | 18 | DEER:Res_BldgShell_Ins | 0 | 0 | 0 | Base | 0 | 2023 | 0 | 2023 | 0 | 0 | Base | Duct Optimization ¦ SCG ¦ All | Duct Optimization | 1178 | 1 | 0.8 | From Res Duct Sealing | 0 | 0 | 1
IQ-BLDGENV-08.5 | Income Qualified ¦ Efficient Duct Optimization ¦ SCG ¦ All | Income Qualified ¦ Efficient Duct Optimization | SCG ¦ All | SCG | All | Electric & Gas | Duct Optimization | Efficient |  |  | 0 | Conventional | BldgEnv | Income Qualified - Single Family IQ | Income Qualified | RET Only | 0 | Residential Households | Area-ft2-BA | 18 | DEER:Res_BldgShell_Ins | -0.25167 | -3.6667e-05 | -0.009875 | SDG&E Data Request 2024 | 0.87 | 2024 | 0 | 2024 | 0 | 0 | SDG&E Data Request 2024 | Duct Optimization ¦ SCG ¦ All | Duct Optimization | 1178 | 1 | 0.2 | From Res Duct Sealing | 0 | 0 | 1
IQ-BLDGENV-07.6 | Income Qualified ¦ Average Existing and Code Duct Optimization ¦ SCG ¦ All | Income Qualified ¦ Average Existing and Code Duct Optimization | SCG ¦ All | SCG | All | Electric & Gas | Duct Optimization | Average Existing and Code |  |  | 0 | Conventional | BldgEnv | Income Qualified - Multi Family IQ | Income Qualified | RET Only | 0 | Residential Households | Area-ft2-BA | 18 | DEER:Res_BldgShell_Ins | 0 | 0 | 0 | Base | 0 | 2023 | 0 | 2023 | 0 | 0 | Base | Duct Optimization ¦ SCG ¦ All | Duct Optimization | 650.256 | 1 | 0.8 | From Res Duct Sealing | 0 | 0 | 1
IQ-BLDGENV-08.6 | Income Qualified ¦ Efficient Duct Optimization ¦ SCG ¦ All | Income Qualified ¦ Efficient Duct Optimization | SCG ¦ All | SCG | All | Electric & Gas | Duct Optimization | Efficient |  |  | 0 | Conventional | BldgEnv | Income Qualified - Multi Family IQ | Income Qualified | RET Only | 0 | Residential Households | Area-ft2-BA | 18 | DEER:Res_BldgShell_Ins | -0.25167 | -3.6667e-05 | -0.009875 | SDG&E Data Request 2024 | 0.87 | 2024 | 0 | 2024 | 0 | 0 | SDG&E Data Request 2024 | Duct Optimization ¦ SCG ¦ All | Duct Optimization | 650.256 | 1 | 0.2 | From Res Duct Sealing | 0 | 0 | 1
IQ-BLDGENV-09.1 | Income Qualified ¦ Average Existing and Code Wall Insulation ¦ PG&E ¦ All | Income Qualified ¦ Average Existing and Code Wall Insulation | PG&E ¦ All | PG&E | All | Electric & Gas | Wall Insulation | Average Existing and Code |  |  | 0 | Conventional | BldgEnv | Income Qualified - Single Family IQ | Income Qualified | RET Only | 0 | Residential Households | Area-ft2 | 20 | DEER:Res_BldgShell_Ins | 0 | 0 | 0 | Base | 0 | 2023 | 0 | 2023 | 0 | 0 | Base | Wall Insulation ¦ PG&E ¦ All | Wall Insulation | 1154.5386 | 1 | 0.22687 | From Res Wall Insulation | 0 | 0 | 1
IQ-BLDGENV-10.1 | Income Qualified ¦ Efficient Wall Insulation ¦ PG&E ¦ All | Income Qualified ¦ Efficient Wall Insulation | PG&E ¦ All | PG&E | All | Electric & Gas | Wall Insulation | Efficient |  |  | 0 | Conventional | BldgEnv | Income Qualified - Single Family IQ | Income Qualified | RET Only | 0 | Residential Households | Area-ft2 | 30 | DEER:Res_BldgShell_Ins | -0.693 | -0.00011 | -0.04251 | SDG&E Data Request 2024 | 1.7 | 2024 | 0 | 2024 | 0 | 0 | SDG&E Data Request 2024 | Wall Insulation ¦ PG&E ¦ All | Wall Insulation | 1154.5386 | 1 | 0.77313 | From Res Wall Insulation | 0 | 0 | 1
IQ-BLDGENV-09.2 | Income Qualified ¦ Average Existing and Code Wall Insulation ¦ PG&E ¦ All | Income Qualified ¦ Average Existing and Code Wall Insulation | PG&E ¦ All | PG&E | All | Electric & Gas | Wall Insulation | Average Existing and Code |  |  | 0 | Conventional | BldgEnv | Income Qualified - Multi Family IQ | Income Qualified | RET Only | 0 | Residential Households | Area-ft2 | 30 | DEER:Res_BldgShell_Ins | 0 | 0 | 0 | Base | 0 | 2023 | 0 | 2023 | 0 | 0 | Base | Wall Insulation ¦ PG&E ¦ All | Wall Insulation | 207.126 | 1 | 0.31704 | From Res Wall Insulation | 0 | 0 | 1
IQ-BLDGENV-10.2 | Income Qualified ¦ Efficient Wall Insulation ¦ PG&E ¦ All | Income Qualified ¦ Efficient Wall Insulation | PG&E ¦ All | PG&E | All | Electric & Gas | Wall Insulation | Efficient |  |  | 0 | Conventional | BldgEnv | Income Qualified - Multi Family IQ | Income Qualified | RET Only | 0 | Residential Households | Area-ft2 | 30 | DEER:Res_BldgShell_Ins | -0.693 | -0.00011 | -0.04251 | SDG&E Data Request 2024 | 1.7 | 2024 | 0 | 2024 | 0 | 0 | SDG&E Data Request 2024 | Wall Insulation ¦ PG&E ¦ All | Wall Insulation | 207.126 | 1 | 0.68296 | From Res Wall Insulation | 0 | 0 | 1
IQ-BLDGENV-09.3 | Income Qualified ¦ Average Existing and Code Wall Insulation ¦ SCE ¦ All | Income Qualified ¦ Average Existing and Code Wall Insulation | SCE ¦ All | SCE | All | Electric & Gas | Wall Insulation | Average Existing and Code |  |  | 0 | Conventional | BldgEnv | Income Qualified - Single Family IQ | Income Qualified | RET Only | 0 | Residential Households | Area-ft2 | 20 | DEER:Res_BldgShell_Ins | 0 | 0 | 0 | Base | 0 | 2023 | 0 | 2023 | 0 | 0 | Base | Wall Insulation ¦ SCE ¦ All | Wall Insulation | 2200.2282 | 1 | 0.19636 | From Res Wall Insulation | 0 | 0 | 1
IQ-BLDGENV-10.3 | Income Qualified ¦ Efficient Wall Insulation ¦ SCE ¦ All | Income Qualified ¦ Efficient Wall Insulation | SCE ¦ All | SCE | All | Electric & Gas | Wall Insulation | Efficient |  |  | 0 | Conventional | BldgEnv | Income Qualified - Single Family IQ | Income Qualified | RET Only | 0 | Residential Households | Area-ft2 | 30 | DEER:Res_BldgShell_Ins | -0.693 | -0.00011 | -0.04251 | SDG&E Data Request 2024 | 1.7 | 2024 | 0 | 2024 | 0 | 0 | SDG&E Data Request 2024 | Wall Insulation ¦ SCE ¦ All | Wall Insulation | 2200.2282 | 1 | 0.80364 | From Res Wall Insulation | 0 | 0 | 1
IQ-BLDGENV-09.4 | Income Qualified ¦ Average Existing and Code Wall Insulation ¦ SCE ¦ All | Income Qualified ¦ Average Existing and Code Wall Insulation | SCE ¦ All | SCE | All | Electric & Gas | Wall Insulation | Average Existing and Code |  |  | 0 | Conventional | BldgEnv | Income Qualified - Multi Family IQ | Income Qualified | RET Only | 0 | Residential Households | Area-ft2 | 20 | DEER:Res_BldgShell_Ins | 0 | 0 | 0 | Base | 0 | 2023 | 0 | 2023 | 0 | 0 | Base | Wall Insulation ¦ SCE ¦ All | Wall Insulation | 572.2324 | 1 | 0.23807 | From Res Wall Insulation | 0 | 0 | 1
IQ-BLDGENV-10.4 | Income Qualified ¦ Efficient Wall Insulation ¦ SCE ¦ All | Income Qualified ¦ Efficient Wall Insulation | SCE ¦ All | SCE | All | Electric & Gas | Wall Insulation | Efficient |  |  | 0 | Conventional | BldgEnv | Income Qualified - Multi Family IQ | Income Qualified | RET Only | 0 | Residential Households | Area-ft2 | 30 | DEER:Res_BldgShell_Ins | -0.693 | -0.00011 | -0.04251 | SDG&E Data Request 2024 | 1.7 | 2024 | 0 | 2024 | 0 | 0 | SDG&E Data Request 2024 | Wall Insulation ¦ SCE ¦ All | Wall Insulation | 572.2324 | 1 | 0.76193 | From Res Wall Insulation | 0 | 0 | 1
IQ-BLDGENV-09.5 | Income Qualified ¦ Average Existing and Code Wall Insulation ¦ SDG&E ¦ All | Income Qualified ¦ Average Existing and Code Wall Insulation | SDG&E ¦ All | SDG&E | All | Electric & Gas | Wall Insulation | Average Existing and Code |  |  | 0 | Conventional | BldgEnv | Income Qualified - Single Family IQ | Income Qualified | RET Only | 0 | Residential Households | Area-ft2 | 20 | DEER:Res_BldgShell_Ins | 0 | 0 | 0 | Base | 0 | 2023 | 0 | 2023 | 0 | 0 | Base | Wall Insulation ¦ SDG&E ¦ All | Wall Insulation | 1561.828 | 1 | 0.26234 | From Res Wall Insulation | 0 | 0 | 1
IQ-BLDGENV-10.5 | Income Qualified ¦ Efficient Wall Insulation ¦ SDG&E ¦ All | Income Qualified ¦ Efficient Wall Insulation | SDG&E ¦ All | SDG&E | All | Electric & Gas | Wall Insulation | Efficient |  |  | 0 | Conventional | BldgEnv | Income Qualified - Single Family IQ | Income Qualified | RET Only | 0 | Residential Households | Area-ft2 | 30 | DEER:Res_BldgShell_Ins | -0.693 | -0.00011 | -0.04251 | SDG&E Data Request 2024 | 1.7 | 2024 | 0 | 2024 | 0 | 0 | SDG&E Data Request 2024 | Wall Insulation ¦ SDG&E ¦ All | Wall Insulation | 1561.828 | 1 | 0.73766 | From Res Wall Insulation | 0 | 0 | 1
IQ-BLDGENV-09.6 | Income Qualified ¦ Average Existing and Code Wall Insulation ¦ SDG&E ¦ All | Income Qualified ¦ Average Existing and Code Wall Insulation | SDG&E ¦ All | SDG&E | All | Electric & Gas | Wall Insulation | Average Existing and Code |  |  | 0 | Conventional | BldgEnv | Income Qualified - Multi Family IQ | Income Qualified | RET Only | 0 | Residential Households | Area-ft2 | 20 | DEER:Res_BldgShell_Ins | 0 | 0 | 0 | Base | 0 | 2023 | 0 | 2023 | 0 | 0 | Base | Wall Insulation ¦ SDG&E ¦ All | Wall Insulation | 332.6184 | 1 | 0.32607 | From Res Wall Insulation | 0 | 0 | 1
IQ-BLDGENV-10.6 | Income Qualified ¦ Efficient Wall Insulation ¦ SDG&E ¦ All | Income Qualified ¦ Efficient Wall Insulation | SDG&E ¦ All | SDG&E | All | Electric & Gas | Wall Insulation | Efficient |  |  | 0 | Conventional | BldgEnv | Income Qualified - Multi Family IQ | Income Qualified | RET Only | 0 | Residential Households | Area-ft2 | 30 | DEER:Res_BldgShell_Ins | -0.693 | -0.00011 | -0.04251 | SDG&E Data Request 2024 | 1.7 | 2024 | 0 | 2024 | 0 | 0 | SDG&E Data Request 2024 | Wall Insulation ¦ SDG&E ¦ All | Wall Insulation | 332.6184 | 1 | 0.67393 | From Res Wall Insulation | 0 | 0 | 1
IQ-BLDGENV-09.5 | Income Qualified ¦ Average Existing and Code Wall Insulation ¦ SCG ¦ All | Income Qualified ¦ Average Existing and Code Wall Insulation | SCG ¦ All | SCG | All | Electric & Gas | Wall Insulation | Average Existing and Code |  |  | 0 | Conventional | BldgEnv | Income Qualified - Single Family IQ | Income Qualified | RET Only | 0 | Residential Households | Area-ft2 | 20 | DEER:Res_BldgShell_Ins | 0 | 0 | 0 | Base | 0 | 2023 | 0 | 2023 | 0 | 0 | Base | Wall Insulation ¦ SCG ¦ All | Wall Insulation | 2200.2282 | 1 | 0.19636 | From Res Wall Insulation | 0 | 0 | 1
IQ-BLDGENV-10.5 | Income Qualified ¦ Efficient Wall Insulation ¦ SCG ¦ All | Income Qualified ¦ Efficient Wall Insulation | SCG ¦ All | SCG | All | Electric & Gas | Wall Insulation | Efficient |  |  | 0 | Conventional | BldgEnv | Income Qualified - Single Family IQ | Income Qualified | RET Only | 0 | Residential Households | Area-ft2 | 30 | DEER:Res_BldgShell_Ins | -0.693 | -0.00011 | -0.04251 | SDG&E Data Request 2024 | 1.7 | 2024 | 0 | 2024 | 0 | 0 | SDG&E Data Request 2024 | Wall Insulation ¦ SCG ¦ All | Wall Insulation | 2200.2282 | 1 | 0.80364 | From Res Wall Insulation | 0 | 0 | 1
IQ-BLDGENV-09.6 | Income Qualified ¦ Average Existing and Code Wall Insulation ¦ SCG ¦ All | Income Qualified ¦ Average Existing and Code Wall Insulation | SCG ¦ All | SCG | All | Electric & Gas | Wall Insulation | Average Existing and Code |  |  | 0 | Conventional | BldgEnv | Income Qualified - Multi Family IQ | Income Qualified | RET Only | 0 | Residential Households | Area-ft2 | 20 | DEER:Res_BldgShell_Ins | 0 | 0 | 0 | Base | 0 | 2023 | 0 | 2023 | 0 | 0 | Base | Wall Insulation ¦ SCG ¦ All | Wall Insulation | 572.2324 | 1 | 0.23807 | From Res Wall Insulation | 0 | 0 | 1
IQ-BLDGENV-10.6 | Income Qualified ¦ Efficient Wall Insulation ¦ SCG ¦ All | Income Qualified ¦ Efficient Wall Insulation | SCG ¦ All | SCG | All | Electric & Gas | Wall Insulation | Efficient |  |  | 0 | Conventional | BldgEnv | Income Qualified - Multi Family IQ | Income Qualified | RET Only | 0 | Residential Households | Area-ft2 | 30 | DEER:Res_BldgShell_Ins | -0.693 | -0.00011 | -0.04251 | SDG&E Data Request 2024 | 1.7 | 2024 | 0 | 2024 | 0 | 0 | SDG&E Data Request 2024 | Wall Insulation ¦ SCG ¦ All | Wall Insulation | 572.2324 | 1 | 0.76193 | From Res Wall Insulation | 0 | 0 | 1
IQ-HVAC-01.1 | Income Qualified ¦ Average Existing and Code Air Purifiers ¦ PG&E ¦ All | Income Qualified ¦ Average Existing and Code Air Purifiers | PG&E ¦ All | PG&E | All | Electric | Average Air Purifiers | Average Existing and Code |  |  | 0 | Conventional | HVAC | Income Qualified - Single Family IQ | Income Qualified | RET Only | 0 | Residential Households | Home | 9 | DEER:HVAC_Eff_AC | 0 | 0 | 0 | Base | 0 | 2023 | 0 | 2023 | 0 | 0 | Base | Air Purifiers ¦ PG&E ¦ All | Air Purifiers | 0.95675 | 1 | 0.92654 | RASS 2019 | 0 | 0 | 1
IQ-HVAC-02.1 | Income Qualified ¦ Efficient Air Purifiers ¦ PG&E ¦ All | Income Qualified ¦ Efficient Air Purifiers | PG&E ¦ All | PG&E | All | Electric | Average Air Purifiers | Efficient |  |  | 0 | Conventional | HVAC | Income Qualified - Single Family IQ | Income Qualified | RET Only | 0 | Residential Households | Home | 9 | DEER:HVAC_Eff_AC | 230 | 0 | 0 | PG&E Workpaper: PGECOAPP128-6 | 196.24 | 2024 | 44.74 | 2024 | 0 | 0 | PG&E Data Request 2024 | Air Purifiers ¦ PG&E ¦ All | Air Purifiers | 0.95675 | 1 | 0.073462 | RASS 2019 | 0 | 0 | 1
IQ-HVAC-01.2 | Income Qualified ¦ Average Existing and Code Air Purifiers ¦ PG&E ¦ All | Income Qualified ¦ Average Existing and Code Air Purifiers | PG&E ¦ All | PG&E | All | Electric | Average Air Purifiers | Average Existing and Code |  |  | 0 | Conventional | HVAC | Income Qualified - Multi Family IQ | Income Qualified | RET Only | 0 | Residential Households | Home | 9 | DEER:HVAC_Eff_AC | 0 | 0 | 0 | Base | 0 | 2023 | 0 | 2023 | 0 | 0 | Base | Air Purifiers ¦ PG&E ¦ All | Air Purifiers | 0.94084 | 1 | 0.92554 | RASS 2019 | 0 | 0 | 1
IQ-HVAC-02.2 | Income Qualified ¦ Efficient Air Purifiers ¦ PG&E ¦ All | Income Qualified ¦ Efficient Air Purifiers | PG&E ¦ All | PG&E | All | Electric | Average Air Purifiers | Efficient |  |  | 0 | Conventional | HVAC | Income Qualified - Multi Family IQ | Income Qualified | RET Only | 0 | Residential Households | Home | 9 | DEER:HVAC_Eff_AC | 230 | 0 | 0 | PG&E Workpaper: PGECOAPP128-6 | 196.24 | 2024 | 44.74 | 2024 | 0 | 0 | PG&E Data Request 2024 | Air Purifiers ¦ PG&E ¦ All | Air Purifiers | 0.94084 | 1 | 0.07446 | RASS 2019 | 0 | 0 | 1
IQ-HVAC-01.3 | Income Qualified ¦ Average Existing and Code Air Purifiers ¦ SCE ¦ All | Income Qualified ¦ Average Existing and Code Air Purifiers | SCE ¦ All | SCE | All | Electric | Average Air Purifiers | Average Existing and Code |  |  | 0 | Conventional | HVAC | Income Qualified - Single Family IQ | Income Qualified | RET Only | 0 | Residential Households | Home | 9 | DEER:HVAC_Eff_AC | 0 | 0 | 0 | Base | 0 | 2023 | 0 | 2023 | 0 | 0 | Base | Air Purifiers ¦ SCE ¦ All | Air Purifiers | 0.95675 | 1 | 0.92654 | RASS 2019 | 0 | 0 | 1
IQ-HVAC-02.3 | Income Qualified ¦ Efficient Air Purifiers ¦ SCE ¦ All | Income Qualified ¦ Efficient Air Purifiers | SCE ¦ All | SCE | All | Electric | Average Air Purifiers | Efficient |  |  | 0 | Conventional | HVAC | Income Qualified - Single Family IQ | Income Qualified | RET Only | 0 | Residential Households | Home | 9 | DEER:HVAC_Eff_AC | 230 | 0 | 0 | PG&E Workpaper: PGECOAPP128-6 | 196.24 | 2024 | 44.74 | 2024 | 0 | 0 | PG&E Data Request 2024 | Air Purifiers ¦ SCE ¦ All | Air Purifiers | 0.95675 | 1 | 0.073462 | RASS 2019 | 0 | 0 | 1
IQ-HVAC-01.4 | Income Qualified ¦ Average Existing and Code Air Purifiers ¦ SCE ¦ All | Income Qualified ¦ Average Existing and Code Air Purifiers | SCE ¦ All | SCE | All | Electric | Average Air Purifiers | Average Existing and Code |  |  | 0 | Conventional | HVAC | Income Qualified - Multi Family IQ | Income Qualified | RET Only | 0 | Residential Households | Home | 9 | DEER:HVAC_Eff_AC | 0 | 0 | 0 | Base | 0 | 2023 | 0 | 2023 | 0 | 0 | Base | Air Purifiers ¦ SCE ¦ All | Air Purifiers | 0.94084 | 1 | 0.92554 | RASS 2019 | 0 | 0 | 1
IQ-HVAC-02.4 | Income Qualified ¦ Efficient Air Purifiers ¦ SCE ¦ All | Income Qualified ¦ Efficient Air Purifiers | SCE ¦ All | SCE | All | Electric | Average Air Purifiers | Efficient |  |  | 0 | Conventional | HVAC | Income Qualified - Multi Family IQ | Income Qualified | RET Only | 0 | Residential Households | Home | 9 | DEER:HVAC_Eff_AC | 230 | 0 | 0 | PG&E Workpaper: PGECOAPP128-6 | 196.24 | 2024 | 44.74 | 2024 | 0 | 0 | PG&E Data Request 2024 | Air Purifiers ¦ SCE ¦ All | Air Purifiers | 0.94084 | 1 | 0.07446 | RASS 2019 | 0 | 0 | 1
IQ-HVAC-01.5 | Income Qualified ¦ Average Existing and Code Air Purifiers ¦ SDG&E ¦ All | Income Qualified ¦ Average Existing and Code Air Purifiers | SDG&E ¦ All | SDG&E | All | Electric | Average Air Purifiers | Average Existing and Code |  |  | 0 | Conventional | HVAC | Income Qualified - Single Family IQ | Income Qualified | RET Only | 0 | Residential Households | Home | 9 | DEER:HVAC_Eff_AC | 0 | 0 | 0 | Base | 0 | 2023 | 0 | 2023 | 0 | 0 | Base | Air Purifiers ¦ SDG&E ¦ All | Air Purifiers | 0.95675 | 1 | 0.92654 | RASS 2019 | 0 | 0 | 1
IQ-HVAC-02.5 | Income Qualified ¦ Efficient Air Purifiers ¦ SDG&E ¦ All | Income Qualified ¦ Efficient Air Purifiers | SDG&E ¦ All | SDG&E | All | Electric | Average Air Purifiers | Efficient |  |  | 0 | Conventional | HVAC | Income Qualified - Single Family IQ | Income Qualified | RET Only | 0 | Residential Households | Home | 9 | DEER:HVAC_Eff_AC | 230 | 0 | 0 | PG&E Workpaper: PGECOAPP128-6 | 196.24 | 2024 | 44.74 | 2024 | 0 | 0 | PG&E Data Request 2024 | Air Purifiers ¦ SDG&E ¦ All | Air Purifiers | 0.95675 | 1 | 0.073462 | RASS 2019 | 0 | 0 | 1
IQ-HVAC-01.6 | Income Qualified ¦ Average Existing and Code Air Purifiers ¦ SDG&E ¦ All | Income Qualified ¦ Average Existing and Code Air Purifiers | SDG&E ¦ All | SDG&E | All | Electric | Average Air Purifiers | Average Existing and Code |  |  | 0 | Conventional | HVAC | Income Qualified - Multi Family IQ | Income Qualified | RET Only | 0 | Residential Households | Home | 9 | DEER:HVAC_Eff_AC | 0 | 0 | 0 | Base | 0 | 2023 | 0 | 2023 | 0 | 0 | Base | Air Purifiers ¦ SDG&E ¦ All | Air Purifiers | 0.94084 | 1 | 0.92554 | RASS 2019 | 0 | 0 | 1
IQ-HVAC-02.6 | Income Qualified ¦ Efficient Air Purifiers ¦ SDG&E ¦ All | Income Qualified ¦ Efficient Air Purifiers | SDG&E ¦ All | SDG&E | All | Electric | Average Air Purifiers | Efficient |  |  | 0 | Conventional | HVAC | Income Qualified - Multi Family IQ | Income Qualified | RET Only | 0 | Residential Households | Home | 9 | DEER:HVAC_Eff_AC | 230 | 0 | 0 | PG&E Workpaper: PGECOAPP128-6 | 196.24 | 2024 | 44.74 | 2024 | 0 | 0 | PG&E Data Request 2024 | Air Purifiers ¦ SDG&E ¦ All | Air Purifiers | 0.94084 | 1 | 0.07446 | RASS 2019 | 0 | 0 | 1
IQ-HVAC-03.1 | Income Qualified ¦ Average Existing and Code Central A/C Replacement ¦ PG&E ¦ All | Income Qualified ¦ Average Existing and Code Central A/C Replacement | PG&E ¦ All | PG&E | All | Electric | Average Central AC Replacement | Average Existing and Code |  |  | 0 | Conventional | HVAC | Income Qualified - Single Family IQ | Income Qualified | ROB Only | 0 | Residential Households | Each | 18 | DEER:HVAC_Eff_AC | 0 | 0 | 0 | Base | 0 | 2023 | 0 | 2023 | 0 | 0 | Base | Central AC Replacement ¦ PG&E ¦ All | Central AC Replacement | 0.43707 | 1 | 0.93506 | RASS 2019 | 0 | 0 | 1
IQ-HVAC-04.1 | Income Qualified ¦ Efficient Central A/C Replacement ¦ PG&E ¦ All | Income Qualified ¦ Efficient Central A/C Replacement | PG&E ¦ All | PG&E | All | Electric | Average Central AC Replacement | Efficient |  |  | 0 | Conventional | HVAC | Income Qualified - Single Family IQ | Income Qualified | ROB Only | 0 | Residential Households | Each | 18 | DEER:HVAC_Eff_AC | -358.0882 | -0.058824 | 0 | PG&E Data Request 2024 | 2670.5 | 2024 | 1308.79 | 2024 | 0 | 0 | PG&E Data Request 2024 | Central AC Replacement ¦ PG&E ¦ All | Central AC Replacement | 0.43707 | 1 | 0.064945 | RASS 2019 | 0 | 0 | 1
IQ-HVAC-03.2 | Income Qualified ¦ Average Existing and Code Central A/C Replacement ¦ PG&E ¦ All | Income Qualified ¦ Average Existing and Code Central A/C Replacement | PG&E ¦ All | PG&E | All | Electric | Average Central AC Replacement | Average Existing and Code |  |  | 0 | Conventional | HVAC | Income Qualified - Multi Family IQ | Income Qualified | ROB Only | 0 | Residential Households | Each | 18 | DEER:HVAC_Eff_AC | 0 | 0 | 0 | Base | 0 | 2023 | 0 | 2023 | 0 | 0 | Base | Central AC Replacement ¦ PG&E ¦ All | Central AC Replacement | 0.28988 | 1 | 0.97544 | RASS 2019 | 0 | 0 | 1
IQ-HVAC-04.2 | Income Qualified ¦ Efficient Central A/C Replacement ¦ PG&E ¦ All | Income Qualified ¦ Efficient Central A/C Replacement | PG&E ¦ All | PG&E | All | Electric | Average Central AC Replacement | Efficient |  |  | 0 | Conventional | HVAC | Income Qualified - Multi Family IQ | Income Qualified | ROB Only | 0 | Residential Households | Each | 18 | DEER:HVAC_Eff_AC | -358.0882 | -0.058824 | 0 | PG&E Data Request 2024 | 2670.5 | 2024 | 1308.79 | 2024 | 0 | 0 | PG&E Data Request 2024 | Central AC Replacement ¦ PG&E ¦ All | Central AC Replacement | 0.28988 | 1 | 0.024556 | RASS 2019 | 0 | 0 | 1
IQ-HVAC-03.3 | Income Qualified ¦ Average Existing and Code Central A/C Replacement ¦ SCE ¦ All | Income Qualified ¦ Average Existing and Code Central A/C Replacement | SCE ¦ All | SCE | All | Electric | Average Central AC Replacement | Average Existing and Code |  |  | 0 | Conventional | HVAC | Income Qualified - Single Family IQ | Income Qualified | ROB Only | 0 | Residential Households | Each | 18 | DEER:HVAC_Eff_AC | 0 | 0 | 0 | Base | 0 | 2023 | 0 | 2023 | 0 | 0 | Base | Central AC Replacement ¦ SCE ¦ All | Central AC Replacement | 0.43707 | 1 | 0.93506 | RASS 2019 | 0 | 0 | 1
IQ-HVAC-04.3 | Income Qualified ¦ Efficient Central A/C Replacement ¦ SCE ¦ All | Income Qualified ¦ Efficient Central A/C Replacement | SCE ¦ All | SCE | All | Electric | Average Central AC Replacement | Efficient |  |  | 0 | Conventional | HVAC | Income Qualified - Single Family IQ | Income Qualified | ROB Only | 0 | Residential Households | Each | 15 | DEER:HVAC_Eff_AC | -326 | -0.0489 | 0 | SCE Data Request 2024 | 0 | 2025 | 3490.86 | 2025 | 0 | 0 | SCE Data Request 2024 | Central AC Replacement ¦ SCE ¦ All | Central AC Replacement | 0.43707 | 1 | 0.064945 | RASS 2019 | 0 | 0 | 1
IQ-HVAC-03.4 | Income Qualified ¦ Average Existing and Code Central A/C Replacement ¦ SCE ¦ All | Income Qualified ¦ Average Existing and Code Central A/C Replacement | SCE ¦ All | SCE | All | Electric | Average Central AC Replacement | Average Existing and Code |  |  | 0 | Conventional | HVAC | Income Qualified - Multi Family IQ | Income Qualified | ROB Only | 0 | Residential Households | Each | 18 | DEER:HVAC_Eff_AC | 0 | 0 | 0 | Base | 0 | 2023 | 0 | 2023 | 0 | 0 | Base | Central AC Replacement ¦ SCE ¦ All | Central AC Replacement | 0.28988 | 1 | 0.97544 | RASS 2019 | 0 | 0 | 1
IQ-HVAC-04.4 | Income Qualified ¦ Efficient Central A/C Replacement ¦ SCE ¦ All | Income Qualified ¦ Efficient Central A/C Replacement | SCE ¦ All | SCE | All | Electric | Average Central AC Replacement | Efficient |  |  | 0 | Conventional | HVAC | Income Qualified - Multi Family IQ | Income Qualified | ROB Only | 0 | Residential Households | Each | 15 | DEER:HVAC_Eff_AC | -326 | -0.0489 | 0 | SCE Data Request 2024 | 0 | 2025 | 3490.86 | 2025 | 0 | 0 | SCE Data Request 2024 | Central AC Replacement ¦ SCE ¦ All | Central AC Replacement | 0.28988 | 1 | 0.024556 | RASS 2019 | 0 | 0 | 1
IQ-HVAC-03.5 | Income Qualified ¦ Average Existing and Code Central A/C Replacement ¦ SDG&E ¦ All | Income Qualified ¦ Average Existing and Code Central A/C Replacement | SDG&E ¦ All | SDG&E | All | Electric | Average Central AC Replacement | Average Existing and Code |  |  | 0 | Conventional | HVAC | Income Qualified - Single Family IQ | Income Qualified | ROB Only | 0 | Residential Households | Each | 18 | DEER:HVAC_Eff_AC | 0 | 0 | 0 | Base | 0 | 2023 | 0 | 2023 | 0 | 0 | Base | Central AC Replacement ¦ SDG&E ¦ All | Central AC Replacement | 0.43707 | 1 | 0.93506 | RASS 2019 | 0 | 0 | 1
IQ-HVAC-04.5 | Income Qualified ¦ Efficient Central A/C Replacement ¦ SDG&E ¦ All | Income Qualified ¦ Efficient Central A/C Replacement | SDG&E ¦ All | SDG&E | All | Electric | Average Central AC Replacement | Efficient |  |  | 0 | Conventional | HVAC | Income Qualified - Single Family IQ | Income Qualified | ROB Only | 0 | Residential Households | Each | 15 | DEER:HVAC_Eff_AC | -326 | -0.0489 | 0 | SCE Data Request 2024 | 0 | 2025 | 3490.86 | 2025 | 0 | 0 | SCE Data Request 2024 | Central AC Replacement ¦ SDG&E ¦ All | Central AC Replacement | 0.43707 | 1 | 0.064945 | RASS 2019 | 0 | 0 | 1
IQ-HVAC-03.6 | Income Qualified ¦ Average Existing and Code Central A/C Replacement ¦ SDG&E ¦ All | Income Qualified ¦ Average Existing and Code Central A/C Replacement | SDG&E ¦ All | SDG&E | All | Electric | Average Central AC Replacement | Average Existing and Code |  |  | 0 | Conventional | HVAC | Income Qualified - Multi Family IQ | Income Qualified | ROB Only | 0 | Residential Households | Each | 18 | DEER:HVAC_Eff_AC | 0 | 0 | 0 | Base | 0 | 2023 | 0 | 2023 | 0 | 0 | Base | Central AC Replacement ¦ SDG&E ¦ All | Central AC Replacement | 0.28988 | 1 | 0.97544 | RASS 2019 | 0 | 0 | 1
IQ-HVAC-04.6 | Income Qualified ¦ Efficient Central A/C Replacement ¦ SDG&E ¦ All | Income Qualified ¦ Efficient Central A/C Replacement | SDG&E ¦ All | SDG&E | All | Electric | Average Central AC Replacement | Efficient |  |  | 0 | Conventional | HVAC | Income Qualified - Multi Family IQ | Income Qualified | ROB Only | 0 | Residential Households | Each | 15 | DEER:HVAC_Eff_AC | -326 | -0.0489 | 0 | SCE Data Request 2024 | 0 | 2025 | 3490.86 | 2025 | 0 | 0 | SCE Data Request 2024 | Central AC Replacement ¦ SDG&E ¦ All | Central AC Replacement | 0.28988 | 1 | 0.024556 | RASS 2019 | 0 | 0 | 1
IQ-HVAC-05.1 | Income Qualified ¦ No Central AC Tune-Up ¦ PG&E ¦ All | Income Qualified ¦ No Central AC Tune-Up | PG&E ¦ All | PG&E | All | Electric | Average Central AC Tune‐up/Services | Average Existing and Code |  |  | 0 | Conventional | HVAC | Income Qualified - Single Family IQ | Income Qualified | ROB Only | 0 | Residential Households | Home | 15 | DEER:HVAC_Eff_AC | 0 | 0 | 0 | Base | 0 | 2023 | 0 | 2023 | 0 | 0 | Base | Central AC Tune‐up/Services ¦ PG&E ¦ All | Central AC Tune‐up/Services | 0.43707 | 1 | 0.58105 | RASS 2019 | 0 | 0 | 1
IQ-HVAC-06.1 | Income Qualified ¦ Efficient Central A/C Tune-up / Services ¦ PG&E ¦ All | Income Qualified ¦ Efficient Central A/C Tune-up / Services | PG&E ¦ All | PG&E | All | Electric | Efficient Central AC Tune‐up/Services | Efficient |  |  | 0 | Conventional | HVAC | Income Qualified - Single Family IQ | Income Qualified | ROB Only | 0 | Residential Households | Home | 15 | DEER:HVAC_Eff_AC | -7.9907 | -0.0092527 | 0.0099644 | PG&E Data Request 2024 | 77.15 | 2024 | 92.48 | 2024 | 0 | 0 | PG&E Data Request 2024 | Central AC Tune‐up/Services ¦ PG&E ¦ All | Central AC Tune‐up/Services | 0.43707 | 1 | 0.41895 | RASS 2019 | 0 | 0 | 1
IQ-HVAC-05.2 | Income Qualified ¦ No Central AC Tune-Up ¦ PG&E ¦ All | Income Qualified ¦ No Central AC Tune-Up | PG&E ¦ All | PG&E | All | Electric | Average Central AC Tune‐up/Services | Average Existing and Code |  |  | 0 | Conventional | HVAC | Income Qualified - Multi Family IQ | Income Qualified | ROB Only | 0 | Residential Households | Home | 15 | DEER:HVAC_Eff_AC | 0 | 0 | 0 | Base | 0 | 2023 | 0 | 2023 | 0 | 0 | Base | Central AC Tune‐up/Services ¦ PG&E ¦ All | Central AC Tune‐up/Services | 0.28988 | 1 | 0.7226 | RASS 2019 | 0 | 0 | 1
IQ-HVAC-06.2 | Income Qualified ¦ Efficient Central A/C Tune-up / Services ¦ PG&E ¦ All | Income Qualified ¦ Efficient Central A/C Tune-up / Services | PG&E ¦ All | PG&E | All | Electric | Efficient Central AC Tune‐up/Services | Efficient |  |  | 0 | Conventional | HVAC | Income Qualified - Multi Family IQ | Income Qualified | ROB Only | 0 | Residential Households | Home | 15 | DEER:HVAC_Eff_AC | -7.9907 | -0.0092527 | 0.0099644 | PG&E Data Request 2024 | 77.15 | 2024 | 92.48 | 2024 | 0 | 0 | PG&E Data Request 2024 | Central AC Tune‐up/Services ¦ PG&E ¦ All | Central AC Tune‐up/Services | 0.28988 | 1 | 0.2774 | RASS 2019 | 0 | 0 | 1
IQ-HVAC-05.3 | Income Qualified ¦ No Central AC Tune-Up ¦ SCE ¦ All | Income Qualified ¦ No Central AC Tune-Up | SCE ¦ All | SCE | All | Electric | Average Central AC Tune‐up/Services | Average Existing and Code |  |  | 0 | Conventional | HVAC | Income Qualified - Single Family IQ | Income Qualified | ROB Only | 0 | Residential Households | Home | 15 | DEER:HVAC_Eff_AC | 0 | 0 | 0 | Base | 0 | 2023 | 0 | 2023 | 0 | 0 | Base | Central AC Tune‐up/Services ¦ SCE ¦ All | Central AC Tune‐up/Services | 0.43707 | 1 | 0.58105 | RASS 2019 | 0 | 0 | 1
IQ-HVAC-06.3 | Income Qualified ¦ Efficient Central A/C Tune-up / Services ¦ SCE ¦ All | Income Qualified ¦ Efficient Central A/C Tune-up / Services | SCE ¦ All | SCE | All | Electric | Efficient Central AC Tune‐up/Services | Efficient |  |  | 0 | Conventional | HVAC | Income Qualified - Single Family IQ | Income Qualified | ROB Only | 0 | Residential Households | Home | 14 | DEER:HVAC_Eff_AC | -47 | -0.00705 | 0 | SCE Data Request 2024 | 156 | 2025 | 0 | 2025 | 0 | 0 | SCE Data Request 2024 | Central AC Tune‐up/Services ¦ SCE ¦ All | Central AC Tune‐up/Services | 0.43707 | 1 | 0.41895 | RASS 2019 | 0 | 0 | 1
IQ-HVAC-05.4 | Income Qualified ¦ No Central AC Tune-Up ¦ SCE ¦ All | Income Qualified ¦ No Central AC Tune-Up | SCE ¦ All | SCE | All | Electric | Average Central AC Tune‐up/Services | Average Existing and Code |  |  | 0 | Conventional | HVAC | Income Qualified - Multi Family IQ | Income Qualified | ROB Only | 0 | Residential Households | Home | 15 | DEER:HVAC_Eff_AC | 0 | 0 | 0 | Base | 0 | 2023 | 0 | 2023 | 0 | 0 | Base | Central AC Tune‐up/Services ¦ SCE ¦ All | Central AC Tune‐up/Services | 0.28988 | 1 | 0.7226 | RASS 2019 | 0 | 0 | 1
IQ-HVAC-06.4 | Income Qualified ¦ Efficient Central A/C Tune-up / Services ¦ SCE ¦ All | Income Qualified ¦ Efficient Central A/C Tune-up / Services | SCE ¦ All | SCE | All | Electric | Efficient Central AC Tune‐up/Services | Efficient |  |  | 0 | Conventional | HVAC | Income Qualified - Multi Family IQ | Income Qualified | ROB Only | 0 | Residential Households | Home | 14 | DEER:HVAC_Eff_AC | -47 | -0.00705 | 0 | SCE Data Request 2024 | 156 | 2025 | 0 | 2025 | 0 | 0 | SCE Data Request 2024 | Central AC Tune‐up/Services ¦ SCE ¦ All | Central AC Tune‐up/Services | 0.28988 | 1 | 0.2774 | RASS 2019 | 0 | 0 | 1
IQ-HVAC-05.5 | Income Qualified ¦ No Central AC Tune-Up ¦ SDG&E ¦ All | Income Qualified ¦ No Central AC Tune-Up | SDG&E ¦ All | SDG&E | All | Electric | Average Central AC Tune‐up/Services | Average Existing and Code |  |  | 0 | Conventional | HVAC | Income Qualified - Single Family IQ | Income Qualified | ROB Only | 0 | Residential Households | Home | 15 | DEER:HVAC_Eff_AC | 0 | 0 | 0 | Base | 0 | 2023 | 0 | 2023 | 0 | 0 | Base | Central AC Tune‐up/Services ¦ SDG&E ¦ All | Central AC Tune‐up/Services | 0.43707 | 1 | 0.58105 | RASS 2019 | 0 | 0 | 1
IQ-HVAC-06.5 | Income Qualified ¦ Efficient Central A/C Tune-up / Services ¦ SDG&E ¦ All | Income Qualified ¦ Efficient Central A/C Tune-up / Services | SDG&E ¦ All | SDG&E | All | Electric | Efficient Central AC Tune‐up/Services | Efficient |  |  | 0 | Conventional | HVAC | Income Qualified - Single Family IQ | Income Qualified | ROB Only | 0 | Residential Households | Home | 14.5 | DEER:HVAC_Eff_AC | -27.4954 | -0.0081513 | 0.0049822 | Average PG&E and SCE | 116.575 | 2024.5 | 46.24 | 2024.5 | 0 | 0 | Average PG&E and SCE | Central AC Tune‐up/Services ¦ SDG&E ¦ All | Central AC Tune‐up/Services | 0.43707 | 1 | 0.41895 | RASS 2019 | 0 | 0 | 1
IQ-HVAC-05.6 | Income Qualified ¦ No Central AC Tune-Up ¦ SDG&E ¦ All | Income Qualified ¦ No Central AC Tune-Up | SDG&E ¦ All | SDG&E | All | Electric | Average Central AC Tune‐up/Services | Average Existing and Code |  |  | 0 | Conventional | HVAC | Income Qualified - Multi Family IQ | Income Qualified | ROB Only | 0 | Residential Households | Home | 15 | DEER:HVAC_Eff_AC | 0 | 0 | 0 | Base | 0 | 2023 | 0 | 2023 | 0 | 0 | Base | Central AC Tune‐up/Services ¦ SDG&E ¦ All | Central AC Tune‐up/Services | 0.28988 | 1 | 0.7226 | RASS 2019 | 0 | 0 | 1
IQ-HVAC-06.6 | Income Qualified ¦ Efficient Central A/C Tune-up / Services ¦ SDG&E ¦ All | Income Qualified ¦ Efficient Central A/C Tune-up / Services | SDG&E ¦ All | SDG&E | All | Electric | Efficient Central AC Tune‐up/Services | Efficient |  |  | 0 | Conventional | HVAC | Income Qualified - Multi Family IQ | Income Qualified | ROB Only | 0 | Residential Households | Home | 14.5 | DEER:HVAC_Eff_AC | -27.4954 | -0.0081513 | 0.0049822 | Average PG&E and SCE | 116.575 | 2024.5 | 46.24 | 2024.5 | 0 | 0 | Average PG&E and SCE | Central AC Tune‐up/Services ¦ SDG&E ¦ All | Central AC Tune‐up/Services | 0.28988 | 1 | 0.2774 | RASS 2019 | 0 | 0 | 1
IQ-HVAC-07.1 | Income Qualified ¦ Average Existing and Code Electric Central HVAC ¦ PG&E ¦ All | Income Qualified ¦ Average Existing and Code Electric Central HVAC | PG&E ¦ All | PG&E | All | Electric | Average Central Heat Pump Replacement | Average Existing and Code |  |  | 0 | Conventional | HVAC | Income Qualified - Single Family IQ | Income Qualified | ROB and NEW | 0 | Residential Households | Home | 15 | DEER:HVAC_Eff_AC | 0 | 0 | 0 | Base | 0 | 2023 | 0 | 2023 | 0 | 0 | Base | Central Heat Pump Replacement ¦ PG&E ¦ All | Central Heat Pump Replacement | 0.22 | 1 | 0.98595 | RASS 2019 elec primary heat | 0 | 0 | 1
IQ-HVAC-08.1 | Income Qualified ¦ Efficient Central Heat Pump Replacement ¦ PG&E ¦ All | Income Qualified ¦ Efficient Central Heat Pump Replacement | PG&E ¦ All | PG&E | All | Electric | Efficient Central Heat Pump Replacement | Efficient |  |  | 0 | Conventional | HVAC | Income Qualified - Single Family IQ | Income Qualified | ROB and NEW | 0 | Residential Households | Home | 15 | DEER:HVAC_Eff_AC | -763.5 | -0.29468 | 0 | SCE Data Request 2024 | 3490.8577 | 2025 | 0 | 2025 | 0 | 0 | SCE Data Request 2024 | Central Heat Pump Replacement ¦ PG&E ¦ All | Central Heat Pump Replacement | 0.22 | 1 | 0.014051 | RASS 2019 elec primary heat | 0 | 0 | 1
IQ-HVAC-07.2 | Income Qualified ¦ Average Existing and Code Electric Central HVAC ¦ PG&E ¦ All | Income Qualified ¦ Average Existing and Code Electric Central HVAC | PG&E ¦ All | PG&E | All | Electric | Average Central Heat Pump Replacement | Average Existing and Code |  |  | 0 | Conventional | HVAC | Income Qualified - Multi Family IQ | Income Qualified | ROB and NEW | 0 | Residential Households | Home | 15 | DEER:HVAC_Eff_AC | 0 | 0 | 0 | Base | 0 | 2023 | 0 | 2023 | 0 | 0 | Base | Central Heat Pump Replacement ¦ PG&E ¦ All | Central Heat Pump Replacement | 0.22 | 1 | 0.92599 | RASS 2019 elec primary heat | 0 | 0 | 1
IQ-HVAC-08.2 | Income Qualified ¦ Efficient Central Heat Pump Replacement ¦ PG&E ¦ All | Income Qualified ¦ Efficient Central Heat Pump Replacement | PG&E ¦ All | PG&E | All | Electric | Efficient Central Heat Pump Replacement | Efficient |  |  | 0 | Conventional | HVAC | Income Qualified - Multi Family IQ | Income Qualified | ROB and NEW | 0 | Residential Households | Home | 15 | DEER:HVAC_Eff_AC | -763.5 | -0.29468 | 0 | SCE Data Request 2024 | 3490.8577 | 2025 | 0 | 2025 | 0 | 0 | SCE Data Request 2024 | Central Heat Pump Replacement ¦ PG&E ¦ All | Central Heat Pump Replacement | 0.22 | 1 | 0.074013 | RASS 2019 elec primary heat | 0 | 0 | 1
IQ-HVAC-07.3 | Income Qualified ¦ Average Existing and Code Electric Central HVAC ¦ SCE ¦ All | Income Qualified ¦ Average Existing and Code Electric Central HVAC | SCE ¦ All | SCE | All | Electric | Average Central Heat Pump Replacement | Average Existing and Code |  |  | 0 | Conventional | HVAC | Income Qualified - Single Family IQ | Income Qualified | ROB and NEW | 0 | Residential Households | Home | 15 | DEER:HVAC_Eff_AC | 0 | 0 | 0 | Base | 0 | 2023 | 0 | 2023 | 0 | 0 | Base | Central Heat Pump Replacement ¦ SCE ¦ All | Central Heat Pump Replacement | 0.24 | 1 | 0.98595 | RASS 2019 elec primary heat | 0 | 0 | 1
IQ-HVAC-08.3 | Income Qualified ¦ Efficient Central Heat Pump Replacement ¦ SCE ¦ All | Income Qualified ¦ Efficient Central Heat Pump Replacement | SCE ¦ All | SCE | All | Electric | Efficient Central Heat Pump Replacement | Efficient |  |  | 0 | Conventional | HVAC | Income Qualified - Single Family IQ | Income Qualified | ROB and NEW | 0 | Residential Households | Home | 15 | DEER:HVAC_Eff_AC | -763.5 | -0.29468 | 0 | SCE Data Request 2024 | 3490.8577 | 2025 | 0 | 2025 | 0 | 0 | SCE Data Request 2024 | Central Heat Pump Replacement ¦ SCE ¦ All | Central Heat Pump Replacement | 0.24 | 1 | 0.014051 | RASS 2019 elec primary heat | 0 | 0 | 1
IQ-HVAC-07.4 | Income Qualified ¦ Average Existing and Code Electric Central HVAC ¦ SCE ¦ All | Income Qualified ¦ Average Existing and Code Electric Central HVAC | SCE ¦ All | SCE | All | Electric | Average Central Heat Pump Replacement | Average Existing and Code |  |  | 0 | Conventional | HVAC | Income Qualified - Multi Family IQ | Income Qualified | ROB and NEW | 0 | Residential Households | Home | 15 | DEER:HVAC_Eff_AC | 0 | 0 | 0 | Base | 0 | 2023 | 0 | 2023 | 0 | 0 | Base | Central Heat Pump Replacement ¦ SCE ¦ All | Central Heat Pump Replacement | 0.24 | 1 | 0.92599 | RASS 2019 elec primary heat | 0 | 0 | 1
IQ-HVAC-08.4 | Income Qualified ¦ Efficient Central Heat Pump Replacement ¦ SCE ¦ All | Income Qualified ¦ Efficient Central Heat Pump Replacement | SCE ¦ All | SCE | All | Electric | Efficient Central Heat Pump Replacement | Efficient |  |  | 0 | Conventional | HVAC | Income Qualified - Multi Family IQ | Income Qualified | ROB and NEW | 0 | Residential Households | Home | 15 | DEER:HVAC_Eff_AC | -763.5 | -0.29468 | 0 | SCE Data Request 2024 | 3490.8577 | 2025 | 0 | 2025 | 0 | 0 | SCE Data Request 2024 | Central Heat Pump Replacement ¦ SCE ¦ All | Central Heat Pump Replacement | 0.24 | 1 | 0.074013 | RASS 2019 elec primary heat | 0 | 0 | 1
IQ-HVAC-07.5 | Income Qualified ¦ Average Existing and Code Electric Central HVAC ¦ SDG&E ¦ All | Income Qualified ¦ Average Existing and Code Electric Central HVAC | SDG&E ¦ All | SDG&E | All | Electric | Average Central Heat Pump Replacement | Average Existing and Code |  |  | 0 | Conventional | HVAC | Income Qualified - Single Family IQ | Income Qualified | ROB and NEW | 0 | Residential Households | Home | 15 | DEER:HVAC_Eff_AC | 0 | 0 | 0 | Base | 0 | 2023 | 0 | 2023 | 0 | 0 | Base | Central Heat Pump Replacement ¦ SDG&E ¦ All | Central Heat Pump Replacement | 0.26 | 1 | 0.98595 | RASS 2019 elec primary heat | 0 | 0 | 1
IQ-HVAC-08.5 | Income Qualified ¦ Efficient Central Heat Pump Replacement ¦ SDG&E ¦ All | Income Qualified ¦ Efficient Central Heat Pump Replacement | SDG&E ¦ All | SDG&E | All | Electric | Efficient Central Heat Pump Replacement | Efficient |  |  | 0 | Conventional | HVAC | Income Qualified - Single Family IQ | Income Qualified | ROB and NEW | 0 | Residential Households | Home | 15 | DEER:HVAC_Eff_AC | -763.5 | -0.29468 | 0 | SCE Data Request 2024 | 3490.8577 | 2025 | 0 | 2025 | 0 | 0 | SCE Data Request 2024 | Central Heat Pump Replacement ¦ SDG&E ¦ All | Central Heat Pump Replacement | 0.26 | 1 | 0.014051 | RASS 2019 elec primary heat | 0 | 0 | 1
IQ-HVAC-07.6 | Income Qualified ¦ Average Existing and Code Electric Central HVAC ¦ SDG&E ¦ All | Income Qualified ¦ Average Existing and Code Electric Central HVAC | SDG&E ¦ All | SDG&E | All | Electric | Average Central Heat Pump Replacement | Average Existing and Code |  |  | 0 | Conventional | HVAC | Income Qualified - Multi Family IQ | Income Qualified | ROB and NEW | 0 | Residential Households | Home | 15 | DEER:HVAC_Eff_AC | 0 | 0 | 0 | Base | 0 | 2023 | 0 | 2023 | 0 | 0 | Base | Central Heat Pump Replacement ¦ SDG&E ¦ All | Central Heat Pump Replacement | 0.26 | 1 | 0.92599 | RASS 2019 elec primary heat | 0 | 0 | 1
IQ-HVAC-08.6 | Income Qualified ¦ Efficient Central Heat Pump Replacement ¦ SDG&E ¦ All | Income Qualified ¦ Efficient Central Heat Pump Replacement | SDG&E ¦ All | SDG&E | All | Electric | Efficient Central Heat Pump Replacement | Efficient |  |  | 0 | Conventional | HVAC | Income Qualified - Multi Family IQ | Income Qualified | ROB and NEW | 0 | Residential Households | Home | 15 | DEER:HVAC_Eff_AC | -763.5 | -0.29468 | 0 | SCE Data Request 2024 | 3490.8577 | 2025 | 0 | 2025 | 0 | 0 | SCE Data Request 2024 | Central Heat Pump Replacement ¦ SDG&E ¦ All | Central Heat Pump Replacement | 0.26 | 1 | 0.074013 | RASS 2019 elec primary heat | 0 | 0 | 1
IQ-HVAC-09.1 | Income Qualified ¦ Average Existing and Code Central HVAC ¦ PG&E ¦ All | Income Qualified ¦ Average Existing and Code Central HVAC | PG&E ¦ All | PG&E | All | Electric & Gas | Central Heat Pump | Average Existing and Code |  |  | 0 | Conventional | HVAC | Income Qualified - Single Family IQ | Income Qualified | ROB Only | 0 | Residential Households | Home | 10 | DEER:HVAC_Eff_HP | 0 | 0 | 0 | Base | 0 | 2024 | 0 | 2024 | 0 | 0 | Base | Central Heat Pump Replacement FS ¦ PG&E ¦ All | Central Heat Pump Replacement FS | 0.78 | 1 | 1 | RASS 2019 gas primary heat | 0 | 0 | 1
IQ-HVAC-09.2 | Income Qualified ¦ Average Existing and Code Central HVAC ¦ PG&E ¦ All | Income Qualified ¦ Average Existing and Code Central HVAC | PG&E ¦ All | PG&E | All | Electric & Gas | Central Heat Pump | Average Existing and Code |  |  | 0 | Conventional | HVAC | Income Qualified - Multi Family IQ | Income Qualified | ROB Only | 0 | Residential Households | Home | 10 | DEER:HVAC_Eff_HP | 0 | 0 | 0 | Base | 0 | 2024 | 0 | 2024 | 0 | 0 | Base | Central Heat Pump Replacement FS ¦ PG&E ¦ All | Central Heat Pump Replacement FS | 0.78 | 1 | 1 | RASS 2019 gas primary heat | 0 | 0 | 1
IQ-HVAC-09.3 | Income Qualified ¦ Average Existing and Code Central HVAC ¦ SCG ¦ All | Income Qualified ¦ Average Existing and Code Central HVAC | SCG ¦ All | SCG | All | Electric & Gas | Central Heat Pump | Average Existing and Code |  |  | 0 | Conventional | HVAC | Income Qualified - Single Family IQ | Income Qualified | ROB Only | 0 | Residential Households | Home | 10 | DEER:HVAC_Eff_HP | 0 | 0 | 0 | Base | 0 | 2024 | 0 | 2024 | 0 | 0 | Base | Central Heat Pump Replacement FS ¦ SCG ¦ All | Central Heat Pump Replacement FS | 0.76 | 1 | 1 | RASS 2019 gas primary heat | 0 | 0 | 1
IQ-HVAC-09.4 | Income Qualified ¦ Average Existing and Code Central HVAC ¦ SCG ¦ All | Income Qualified ¦ Average Existing and Code Central HVAC | SCG ¦ All | SCG | All | Electric & Gas | Central Heat Pump | Average Existing and Code |  |  | 0 | Conventional | HVAC | Income Qualified - Multi Family IQ | Income Qualified | ROB Only | 0 | Residential Households | Home | 10 | DEER:HVAC_Eff_HP | 0 | 0 | 0 | Base | 0 | 2024 | 0 | 2024 | 0 | 0 | Base | Central Heat Pump Replacement FS ¦ SCG ¦ All | Central Heat Pump Replacement FS | 0.76 | 1 | 1 | RASS 2019 gas primary heat | 0 | 0 | 1
IQ-HVAC-09.5 | Income Qualified ¦ Average Existing and Code Central HVAC ¦ SDG&E ¦ All | Income Qualified ¦ Average Existing and Code Central HVAC | SDG&E ¦ All | SDG&E | All | Electric & Gas | Central Heat Pump | Average Existing and Code |  |  | 0 | Conventional | HVAC | Income Qualified - Single Family IQ | Income Qualified | ROB Only | 0 | Residential Households | Home | 10 | DEER:HVAC_Eff_HP | 0 | 0 | 0 | Base | 0 | 2024 | 0 | 2024 | 0 | 0 | Base | Central Heat Pump Replacement FS ¦ SDG&E ¦ All | Central Heat Pump Replacement FS | 0.74 | 1 | 1 | RASS 2019 gas primary heat | 0 | 0 | 1
IQ-HVAC-09.6 | Income Qualified ¦ Average Existing and Code Central HVAC ¦ SDG&E ¦ All | Income Qualified ¦ Average Existing and Code Central HVAC | SDG&E ¦ All | SDG&E | All | Electric & Gas | Central Heat Pump | Average Existing and Code |  |  | 0 | Conventional | HVAC | Income Qualified - Multi Family IQ | Income Qualified | ROB Only | 0 | Residential Households | Home | 10 | DEER:HVAC_Eff_HP | 0 | 0 | 0 | Base | 0 | 2024 | 0 | 2024 | 0 | 0 | Base | Central Heat Pump Replacement FS ¦ SDG&E ¦ All | Central Heat Pump Replacement FS | 0.74 | 1 | 1 | RASS 2019 gas primary heat | 0 | 0 | 1
IQ-HVAC-09a.1 | Income Qualified ¦ Efficient Central Heat Pump - Fuel Sub ¦ PG&E ¦ All | Income Qualified ¦ Efficient Central Heat Pump - Fuel Sub | PG&E ¦ All | PG&E | All | Electric & Gas | Central Heat Pump | Efficient |  |  | 0 | Conventional | HVAC | Income Qualified - Single Family IQ | Income Qualified | ROB Only | 1 | Residential Households | Home | 15 | DEER:HVAC_Eff_HP | 293.7398 | 0 | -26.7086 | SDG&E Data Request 2024 | 2288.0766 | 2024 | 0 | 2024 | 0 | 0 | SDG&E Data Request 2024 | Central Heat Pump Replacement FS ¦ PG&E ¦ All | Central Heat Pump Replacement FS | 0.78 | 1 | 0 | RASS 2019 gas primary heat | 0 | 0 | 1
IQ-HVAC-09a.2 | Income Qualified ¦ Efficient Central Heat Pump - Fuel Sub ¦ PG&E ¦ All | Income Qualified ¦ Efficient Central Heat Pump - Fuel Sub | PG&E ¦ All | PG&E | All | Electric & Gas | Central Heat Pump | Efficient |  |  | 0 | Conventional | HVAC | Income Qualified - Multi Family IQ | Income Qualified | ROB Only | 1 | Residential Households | Home | 15 | DEER:HVAC_Eff_HP | 293.7398 | 0 | -26.7086 | SDG&E Data Request 2024 | 2288.0766 | 2024 | 0 | 2024 | 0 | 0 | SDG&E Data Request 2024 | Central Heat Pump Replacement FS ¦ PG&E ¦ All | Central Heat Pump Replacement FS | 0.78 | 1 | 0 | RASS 2019 gas primary heat | 0 | 0 | 1
IQ-HVAC-09a.3 | Income Qualified ¦ Efficient Central Heat Pump - Fuel Sub ¦ SCG ¦ All | Income Qualified ¦ Efficient Central Heat Pump - Fuel Sub | SCG ¦ All | SCG | All | Electric & Gas | Central Heat Pump | Efficient |  |  | 0 | Conventional | HVAC | Income Qualified - Single Family IQ | Income Qualified | ROB Only | 1 | Residential Households | Home | 15 | DEER:HVAC_Eff_HP | 293.7398 | 0 | -26.7086 | SDG&E Data Request 2024 | 2288.0766 | 2024 | 0 | 2024 | 0 | 0 | SDG&E Data Request 2024 | Central Heat Pump Replacement FS ¦ SCG ¦ All | Central Heat Pump Replacement FS | 0.76 | 1 | 0 | RASS 2019 gas primary heat | 0 | 0 | 1
IQ-HVAC-09a.4 | Income Qualified ¦ Efficient Central Heat Pump - Fuel Sub ¦ SCG ¦ All | Income Qualified ¦ Efficient Central Heat Pump - Fuel Sub | SCG ¦ All | SCG | All | Electric & Gas | Central Heat Pump | Efficient |  |  | 0 | Conventional | HVAC | Income Qualified - Multi Family IQ | Income Qualified | ROB Only | 1 | Residential Households | Home | 15 | DEER:HVAC_Eff_HP | 293.7398 | 0 | -26.7086 | SDG&E Data Request 2024 | 2288.0766 | 2024 | 0 | 2024 | 0 | 0 | SDG&E Data Request 2024 | Central Heat Pump Replacement FS ¦ SCG ¦ All | Central Heat Pump Replacement FS | 0.76 | 1 | 0 | RASS 2019 gas primary heat | 0 | 0 | 1
IQ-HVAC-09a.5 | Income Qualified ¦ Efficient Central Heat Pump - Fuel Sub ¦ SDG&E ¦ All | Income Qualified ¦ Efficient Central Heat Pump - Fuel Sub | SDG&E ¦ All | SDG&E | All | Electric & Gas | Central Heat Pump | Efficient |  |  | 0 | Conventional | HVAC | Income Qualified - Single Family IQ | Income Qualified | ROB Only | 1 | Residential Households | Home | 15 | DEER:HVAC_Eff_HP | 293.7398 | 0 | -26.7086 | SDG&E Data Request 2024 | 2288.0766 | 2024 | 0 | 2024 | 0 | 0 | SDG&E Data Request 2024 | Central Heat Pump Replacement FS ¦ SDG&E ¦ All | Central Heat Pump Replacement FS | 0.74 | 1 | 0 | RASS 2019 gas primary heat | 0 | 0 | 1
IQ-HVAC-09a.6 | Income Qualified ¦ Efficient Central Heat Pump - Fuel Sub ¦ SDG&E ¦ All | Income Qualified ¦ Efficient Central Heat Pump - Fuel Sub | SDG&E ¦ All | SDG&E | All | Electric & Gas | Central Heat Pump | Efficient |  |  | 0 | Conventional | HVAC | Income Qualified - Multi Family IQ | Income Qualified | ROB Only | 1 | Residential Households | Home | 15 | DEER:HVAC_Eff_HP | 293.7398 | 0 | -26.7086 | SDG&E Data Request 2024 | 2288.0766 | 2024 | 0 | 2024 | 0 | 0 | SDG&E Data Request 2024 | Central Heat Pump Replacement FS ¦ SDG&E ¦ All | Central Heat Pump Replacement FS | 0.74 | 1 | 0 | RASS 2019 gas primary heat | 0 | 0 | 1
IQ-HVAC-10.1 | Income Qualified ¦ No Duct Sealing ¦ PG&E ¦ All | Income Qualified ¦ No Duct Sealing | PG&E ¦ All | PG&E | All | Electric & Gas | Average Duct Sealing | Average Existing and Code |  |  | 0 | Conventional | HVAC | Income Qualified - Single Family IQ | Income Qualified | RET Only | 0 | Residential Households | Building | 25 | DEER:HVAC_Duct_Sealing | 0 | 0 | 0 | Base | 0 | 2023 | 0 | 2023 | 0 | 0 | Base | Duct Sealing ¦ PG&E ¦ All | Duct Sealing | 0.57308 | 1 | 0.78049 | Same as prescriptive duct sealing | 0 | 0 | 1
IQ-HVAC-11.1 | Income Qualified ¦ Efficient Duct Sealing and Testing ¦ PG&E ¦ All | Income Qualified ¦ Efficient Duct Sealing and Testing | PG&E ¦ All | PG&E | All | Electric & Gas | Efficient Duct Sealing | Efficient |  |  | 0 | Conventional | HVAC | Income Qualified - Single Family IQ | Income Qualified | RET Only | 0 | Residential Households | Building | 25 | DEER:HVAC_Duct_Sealing | -68.4485 | -0.036364 | -23.7152 | PG&E Data Request 2024 | 750.209 | 2024 | 19.9378 | 2024 | 0 | 0 | PG&E Data Request 2024 | Duct Sealing ¦ PG&E ¦ All | Duct Sealing | 0.57308 | 1 | 0.21951 | Same as prescriptive duct sealing | 0 | 0 | 1
IQ-HVAC-10.2 | Income Qualified ¦ No Duct Sealing ¦ PG&E ¦ All | Income Qualified ¦ No Duct Sealing | PG&E ¦ All | PG&E | All | Electric & Gas | Average Duct Sealing | Average Existing and Code |  |  | 0 | Conventional | HVAC | Income Qualified - Multi Family IQ | Income Qualified | RET Only | 0 | Residential Households | Building | 25 | DEER:HVAC_Duct_Sealing | 0 | 0 | 0 | Base | 0 | 2023 | 0 | 2023 | 0 | 0 | Base | Duct Sealing ¦ PG&E ¦ All | Duct Sealing | 0.57308 | 1 | 0.78049 | Same as prescriptive duct sealing | 0 | 0 | 1
IQ-HVAC-11.2 | Income Qualified ¦ Efficient Duct Sealing and Testing ¦ PG&E ¦ All | Income Qualified ¦ Efficient Duct Sealing and Testing | PG&E ¦ All | PG&E | All | Electric & Gas | Efficient Duct Sealing | Efficient |  |  | 0 | Conventional | HVAC | Income Qualified - Multi Family IQ | Income Qualified | RET Only | 0 | Residential Households | Building | 25 | DEER:HVAC_Duct_Sealing | -68.4485 | -0.036364 | -23.7152 | PG&E Data Request 2024 | 750.209 | 2024 | 19.9378 | 2024 | 0 | 0 | PG&E Data Request 2024 | Duct Sealing ¦ PG&E ¦ All | Duct Sealing | 0.57308 | 1 | 0.21951 | Same as prescriptive duct sealing | 0 | 0 | 1
IQ-HVAC-10.3 | Income Qualified ¦ No Duct Sealing ¦ SCE ¦ All | Income Qualified ¦ No Duct Sealing | SCE ¦ All | SCE | All | Electric & Gas | Average Duct Sealing | Average Existing and Code |  |  | 0 | Conventional | HVAC | Income Qualified - Single Family IQ | Income Qualified | RET Only | 0 | Residential Households | Building | 25 | DEER:HVAC_Duct_Sealing | 0 | 0 | 0 | Base | 0 | 2023 | 0 | 2023 | 0 | 0 | Base | Duct Sealing ¦ SCE ¦ All | Duct Sealing | 0.57308 | 1 | 0.78049 | Same as prescriptive duct sealing | 0 | 0 | 1
IQ-HVAC-11.3 | Income Qualified ¦ Efficient Duct Sealing and Testing ¦ SCE ¦ All | Income Qualified ¦ Efficient Duct Sealing and Testing | SCE ¦ All | SCE | All | Electric & Gas | Efficient Duct Sealing | Efficient |  |  | 0 | Conventional | HVAC | Income Qualified - Single Family IQ | Income Qualified | RET Only | 0 | Residential Households | Building | 25 | DEER:HVAC_Duct_Sealing | -51.9127 | -0.031734 | -12.7418 | Average PG&E and SDG&E Data Requests 2024 | 770.1145 | 2024 | 9.9689 | 2024 | 0 | 0 | Average PG&E and SDG&E Data Requests 2024 | Duct Sealing ¦ SCE ¦ All | Duct Sealing | 0.57308 | 1 | 0.21951 | Same as prescriptive duct sealing | 0 | 0 | 1
IQ-HVAC-10.4 | Income Qualified ¦ No Duct Sealing ¦ SCE ¦ All | Income Qualified ¦ No Duct Sealing | SCE ¦ All | SCE | All | Electric & Gas | Average Duct Sealing | Average Existing and Code |  |  | 0 | Conventional | HVAC | Income Qualified - Multi Family IQ | Income Qualified | RET Only | 0 | Residential Households | Building | 25 | DEER:HVAC_Duct_Sealing | 0 | 0 | 0 | Base | 0 | 2023 | 0 | 2023 | 0 | 0 | Base | Duct Sealing ¦ SCE ¦ All | Duct Sealing | 0.57308 | 1 | 0.78049 | Same as prescriptive duct sealing | 0 | 0 | 1
IQ-HVAC-11.4 | Income Qualified ¦ Efficient Duct Sealing and Testing ¦ SCE ¦ All | Income Qualified ¦ Efficient Duct Sealing and Testing | SCE ¦ All | SCE | All | Electric & Gas | Efficient Duct Sealing | Efficient |  |  | 0 | Conventional | HVAC | Income Qualified - Multi Family IQ | Income Qualified | RET Only | 0 | Residential Households | Building | 25 | DEER:HVAC_Duct_Sealing | -51.9127 | -0.031734 | -12.7418 | Average PG&E and SDG&E Data Requests 2024 | 770.1145 | 2024 | 9.9689 | 2024 | 0 | 0 | Average PG&E and SDG&E Data Requests 2024 | Duct Sealing ¦ SCE ¦ All | Duct Sealing | 0.57308 | 1 | 0.21951 | Same as prescriptive duct sealing | 0 | 0 | 1
IQ-HVAC-10.5 | Income Qualified ¦ No Duct Sealing ¦ SDG&E ¦ All | Income Qualified ¦ No Duct Sealing | SDG&E ¦ All | SDG&E | All | Electric & Gas | Average Duct Sealing | Average Existing and Code |  |  | 0 | Conventional | HVAC | Income Qualified - Single Family IQ | Income Qualified | RET Only | 0 | Residential Households | Building | 25 | DEER:HVAC_Duct_Sealing | 0 | 0 | 0 | Base | 0 | 2023 | 0 | 2023 | 0 | 0 | Base | Duct Sealing ¦ SDG&E ¦ All | Duct Sealing | 0.57308 | 1 | 0.78049 | Same as prescriptive duct sealing | 0 | 0 | 1
IQ-HVAC-11.5 | Income Qualified ¦ Efficient Duct Sealing and Testing ¦ SDG&E ¦ All | Income Qualified ¦ Efficient Duct Sealing and Testing | SDG&E ¦ All | SDG&E | All | Electric & Gas | Efficient Duct Sealing | Efficient |  |  | 0 | Conventional | HVAC | Income Qualified - Single Family IQ | Income Qualified | RET Only | 0 | Residential Households | Building | 18 | DEER:HVAC_Duct_Sealing | -35.3769 | -0.027104 | -1.7685 | SDG&E Data Request 2024 | 790.02 | 2024 | 0 | 2024 | 0 | 0 | SDG&E Data Request 2024 | Duct Sealing ¦ SDG&E ¦ All | Duct Sealing | 0.57308 | 1 | 0.21951 | Same as prescriptive duct sealing | 0 | 0 | 1
IQ-HVAC-10.6 | Income Qualified ¦ No Duct Sealing ¦ SDG&E ¦ All | Income Qualified ¦ No Duct Sealing | SDG&E ¦ All | SDG&E | All | Electric & Gas | Average Duct Sealing | Average Existing and Code |  |  | 0 | Conventional | HVAC | Income Qualified - Multi Family IQ | Income Qualified | RET Only | 0 | Residential Households | Building | 25 | DEER:HVAC_Duct_Sealing | 0 | 0 | 0 | Base | 0 | 2023 | 0 | 2023 | 0 | 0 | Base | Duct Sealing ¦ SDG&E ¦ All | Duct Sealing | 0.57308 | 1 | 0.78049 | Same as prescriptive duct sealing | 0 | 0 | 1
IQ-HVAC-11.6 | Income Qualified ¦ Efficient Duct Sealing and Testing ¦ SDG&E ¦ All | Income Qualified ¦ Efficient Duct Sealing and Testing | SDG&E ¦ All | SDG&E | All | Electric & Gas | Efficient Duct Sealing | Efficient |  |  | 0 | Conventional | HVAC | Income Qualified - Multi Family IQ | Income Qualified | RET Only | 0 | Residential Households | Building | 18 | DEER:HVAC_Duct_Sealing | -35.3769 | -0.027104 | -1.7685 | SDG&E Data Request 2024 | 790.02 | 2024 | 0 | 2024 | 0 | 0 | SDG&E Data Request 2024 | Duct Sealing ¦ SDG&E ¦ All | Duct Sealing | 0.57308 | 1 | 0.21951 | Same as prescriptive duct sealing | 0 | 0 | 1
IQ-HVAC-10.7 | Income Qualified ¦ No Duct Sealing ¦ SCG ¦ All | Income Qualified ¦ No Duct Sealing | SCG ¦ All | SCG | All | Electric & Gas | Average Duct Sealing | Average Existing and Code |  |  | 0 | Conventional | HVAC | Income Qualified - Single Family IQ | Income Qualified | RET Only | 0 | Residential Households | Building | 25 | DEER:HVAC_Duct_Sealing | 0 | 0 | 0 | Base | 0 | 2023 | 0 | 2023 | 0 | 0 | Base | Duct Sealing ¦ SCG ¦ All | Duct Sealing | 0.57308 | 1 | 0.78049 | Same as prescriptive duct sealing | 0 | 0 | 1
IQ-HVAC-11.7 | Income Qualified ¦ Efficient Duct Sealing and Testing ¦ SCG ¦ All | Income Qualified ¦ Efficient Duct Sealing and Testing | SCG ¦ All | SCG | All | Electric & Gas | Efficient Duct Sealing | Efficient |  |  | 0 | Conventional | HVAC | Income Qualified - Single Family IQ | Income Qualified | RET Only | 0 | Residential Households | Building | 25 | DEER:HVAC_Duct_Sealing | 0 | 0 | -8.7385 | SCG ESA Annual Report 2023 | 770.1145 | 2024 | 9.9689 | 2024 | 0 | 0 | Average PG&E and SDG&E Data Requests 2024 | Duct Sealing ¦ SCG ¦ All | Duct Sealing | 0.57308 | 1 | 0.21951 | Same as prescriptive duct sealing | 0 | 0 | 1
IQ-HVAC-10.8 | Income Qualified ¦ No Duct Sealing ¦ SCG ¦ All | Income Qualified ¦ No Duct Sealing | SCG ¦ All | SCG | All | Electric & Gas | Average Duct Sealing | Average Existing and Code |  |  | 0 | Conventional | HVAC | Income Qualified - Multi Family IQ | Income Qualified | RET Only | 0 | Residential Households | Building | 25 | DEER:HVAC_Duct_Sealing | 0 | 0 | 0 | Base | 0 | 2023 | 0 | 2023 | 0 | 0 | Base | Duct Sealing ¦ SCG ¦ All | Duct Sealing | 0.57308 | 1 | 0.78049 | Same as prescriptive duct sealing | 0 | 0 | 1
IQ-HVAC-11.8 | Income Qualified ¦ Efficient Duct Sealing and Testing ¦ SCG ¦ All | Income Qualified ¦ Efficient Duct Sealing and Testing | SCG ¦ All | SCG | All | Electric & Gas | Efficient Duct Sealing | Efficient |  |  | 0 | Conventional | HVAC | Income Qualified - Multi Family IQ | Income Qualified | RET Only | 0 | Residential Households | Building | 25 | DEER:HVAC_Duct_Sealing | 0 | 0 | -8.7385 | SCG ESA Annual Report 2023 | 770.1145 | 2024 | 9.9689 | 2024 | 0 | 0 | Average PG&E and SDG&E Data Requests 2024 | Duct Sealing ¦ SCG ¦ All | Duct Sealing | 0.57308 | 1 | 0.21951 | Same as prescriptive duct sealing | 0 | 0 | 1
IQ-HVAC-12.1 | Income Qualified ¦ No Fan Controller ¦ PG&E ¦ All | Income Qualified ¦ No Fan Controller | PG&E ¦ All | PG&E | All | Electric | Average Fan Controllers | Average Existing and Code |  |  | 0 | Conventional | HVAC | Income Qualified - Single Family IQ | Income Qualified | RET Only | 0 | Residential Households | Home | 5 | DEER:HVAC_Eff_AC | 0 | 0 | 0 | Base | 0 | 2023 | 0 | 2023 | 0 | 0 | Base | Fan Controllers ¦ PG&E ¦ All | Fan Controllers | 0.30838 | 1 | 0.98 | MICS 2021 (CLASS Web Tool - DNV GL 2012; EEStats) | 0 | 0 | 1
IQ-HVAC-13.1 | Income Qualified ¦ Efficient Fan Controller ¦ PG&E ¦ All | Income Qualified ¦ Efficient Fan Controller | PG&E ¦ All | PG&E | All | Electric | Efficient Fan Controllers | Efficient |  |  | 0 | Conventional | HVAC | Income Qualified - Single Family IQ | Income Qualified | RET Only | 0 | Residential Households | Home | 5 | DEER:HVAC_Eff_AC | -184.4008 | -0.25984 | -17.4781 | PG&E Data Request 2024 | 63.21 | 2024 | 145.28 | 2024 | 0 | 0 | PG&E Data Request 2024 | Fan Controllers ¦ PG&E ¦ All | Fan Controllers | 0.30838 | 1 | 0.02 | MICS 2021 (CLASS Web Tool - DNV GL 2012; EEStats) | 0 | 0 | 1
IQ-HVAC-12.2 | Income Qualified ¦ No Fan Controller ¦ PG&E ¦ All | Income Qualified ¦ No Fan Controller | PG&E ¦ All | PG&E | All | Electric | Average Fan Controllers | Average Existing and Code |  |  | 0 | Conventional | HVAC | Income Qualified - Multi Family IQ | Income Qualified | RET Only | 0 | Residential Households | Home | 5 | DEER:HVAC_Eff_AC | 0 | 0 | 0 | Base | 0 | 2023 | 0 | 2023 | 0 | 0 | Base | Fan Controllers ¦ PG&E ¦ All | Fan Controllers | 0.30838 | 1 | 0.98 | MICS 2021 (CLASS Web Tool - DNV GL 2012; EEStats) | 0 | 0 | 1
IQ-HVAC-13.2 | Income Qualified ¦ Efficient Fan Controller ¦ PG&E ¦ All | Income Qualified ¦ Efficient Fan Controller | PG&E ¦ All | PG&E | All | Electric | Efficient Fan Controllers | Efficient |  |  | 0 | Conventional | HVAC | Income Qualified - Multi Family IQ | Income Qualified | RET Only | 0 | Residential Households | Home | 5 | DEER:HVAC_Eff_AC | -184.4008 | -0.25984 | -17.4781 | PG&E Data Request 2024 | 63.21 | 2024 | 145.28 | 2024 | 0 | 0 | PG&E Data Request 2024 | Fan Controllers ¦ PG&E ¦ All | Fan Controllers | 0.30838 | 1 | 0.02 | MICS 2021 (CLASS Web Tool - DNV GL 2012; EEStats) | 0 | 0 | 1
IQ-HVAC-12.3 | Income Qualified ¦ No Fan Controller ¦ SCE ¦ All | Income Qualified ¦ No Fan Controller | SCE ¦ All | SCE | All | Electric | Average Fan Controllers | Average Existing and Code |  |  | 0 | Conventional | HVAC | Income Qualified - Single Family IQ | Income Qualified | RET Only | 0 | Residential Households | Home | 5 | DEER:HVAC_Eff_AC | 0 | 0 | 0 | Base | 0 | 2023 | 0 | 2023 | 0 | 0 | Base | Fan Controllers ¦ SCE ¦ All | Fan Controllers | 0.30838 | 1 | 0.98 | MICS 2021 (CLASS Web Tool - DNV GL 2012; EEStats) | 0 | 0 | 1
IQ-HVAC-13.3 | Income Qualified ¦ Efficient Fan Controller ¦ SCE ¦ All | Income Qualified ¦ Efficient Fan Controller | SCE ¦ All | SCE | All | Electric | Efficient Fan Controllers | Efficient |  |  | 0 | Conventional | HVAC | Income Qualified - Single Family IQ | Income Qualified | RET Only | 0 | Residential Households | Home | 5 | DEER:HVAC_Eff_AC | -166.625 | -0.081097 | 0 | SCE Data Request 2024 | 108 | 2024 | 32 | 2024 | 0 | 0 | SCE Data Request 2024 | Fan Controllers ¦ SCE ¦ All | Fan Controllers | 0.30838 | 1 | 0.02 | MICS 2021 (CLASS Web Tool - DNV GL 2012; EEStats) | 0 | 0 | 1
IQ-HVAC-12.4 | Income Qualified ¦ No Fan Controller ¦ SCE ¦ All | Income Qualified ¦ No Fan Controller | SCE ¦ All | SCE | All | Electric | Average Fan Controllers | Average Existing and Code |  |  | 0 | Conventional | HVAC | Income Qualified - Multi Family IQ | Income Qualified | RET Only | 0 | Residential Households | Home | 5 | DEER:HVAC_Eff_AC | 0 | 0 | 0 | Base | 0 | 2023 | 0 | 2023 | 0 | 0 | Base | Fan Controllers ¦ SCE ¦ All | Fan Controllers | 0.30838 | 1 | 0.98 | MICS 2021 (CLASS Web Tool - DNV GL 2012; EEStats) | 0 | 0 | 1
IQ-HVAC-13.4 | Income Qualified ¦ Efficient Fan Controller ¦ SCE ¦ All | Income Qualified ¦ Efficient Fan Controller | SCE ¦ All | SCE | All | Electric | Efficient Fan Controllers | Efficient |  |  | 0 | Conventional | HVAC | Income Qualified - Multi Family IQ | Income Qualified | RET Only | 0 | Residential Households | Home | 5 | DEER:HVAC_Eff_AC | -166.625 | -0.081097 | 0 | SCE Data Request 2024 | 108 | 2024 | 32 | 2024 | 0 | 0 | SCE Data Request 2024 | Fan Controllers ¦ SCE ¦ All | Fan Controllers | 0.30838 | 1 | 0.02 | MICS 2021 (CLASS Web Tool - DNV GL 2012; EEStats) | 0 | 0 | 1
IQ-HVAC-12.5 | Income Qualified ¦ No Fan Controller ¦ SDG&E ¦ All | Income Qualified ¦ No Fan Controller | SDG&E ¦ All | SDG&E | All | Electric | Average Fan Controllers | Average Existing and Code |  |  | 0 | Conventional | HVAC | Income Qualified - Single Family IQ | Income Qualified | RET Only | 0 | Residential Households | Home | 5 | DEER:HVAC_Eff_AC | 0 | 0 | 0 | Base | 0 | 2023 | 0 | 2023 | 0 | 0 | Base | Fan Controllers ¦ SDG&E ¦ All | Fan Controllers | 0.30838 | 1 | 0.98 | MICS 2021 (CLASS Web Tool - DNV GL 2012; EEStats) | 0 | 0 | 1
IQ-HVAC-13.5 | Income Qualified ¦ Efficient Fan Controller ¦ SDG&E ¦ All | Income Qualified ¦ Efficient Fan Controller | SDG&E ¦ All | SDG&E | All | Electric | Efficient Fan Controllers | Efficient |  |  | 0 | Conventional | HVAC | Income Qualified - Single Family IQ | Income Qualified | RET Only | 0 | Residential Households | Home | 5 | DEER:HVAC_Eff_AC | -197.505 | -0.44621 | 0 | SDG&E Data Request 2024 | 102.5197 | 2024 | 0 | 2024 | 0 | 0 | SDG&E Data Request 2024 | Fan Controllers ¦ SDG&E ¦ All | Fan Controllers | 0.30838 | 1 | 0.02 | MICS 2021 (CLASS Web Tool - DNV GL 2012; EEStats) | 0 | 0 | 1
IQ-HVAC-12.6 | Income Qualified ¦ No Fan Controller ¦ SDG&E ¦ All | Income Qualified ¦ No Fan Controller | SDG&E ¦ All | SDG&E | All | Electric | Average Fan Controllers | Average Existing and Code |  |  | 0 | Conventional | HVAC | Income Qualified - Multi Family IQ | Income Qualified | RET Only | 0 | Residential Households | Home | 5 | DEER:HVAC_Eff_AC | 0 | 0 | 0 | Base | 0 | 2023 | 0 | 2023 | 0 | 0 | Base | Fan Controllers ¦ SDG&E ¦ All | Fan Controllers | 0.30838 | 1 | 0.98 | MICS 2021 (CLASS Web Tool - DNV GL 2012; EEStats) | 0 | 0 | 1
IQ-HVAC-13.6 | Income Qualified ¦ Efficient Fan Controller ¦ SDG&E ¦ All | Income Qualified ¦ Efficient Fan Controller | SDG&E ¦ All | SDG&E | All | Electric | Efficient Fan Controllers | Efficient |  |  | 0 | Conventional | HVAC | Income Qualified - Multi Family IQ | Income Qualified | RET Only | 0 | Residential Households | Home | 5 | DEER:HVAC_Eff_AC | -197.505 | -0.44621 | 0 | SDG&E Data Request 2024 | 102.5197 | 2024 | 0 | 2024 | 0 | 0 | SDG&E Data Request 2024 | Fan Controllers ¦ SDG&E ¦ All | Fan Controllers | 0.30838 | 1 | 0.02 | MICS 2021 (CLASS Web Tool - DNV GL 2012; EEStats) | 0 | 0 | 1
IQ-HVAC-14.1 | Income Qualified ¦ Average Existing and Code Evaporative Coolers ¦ PG&E ¦ All | Income Qualified ¦ Average Existing and Code Evaporative Coolers | PG&E ¦ All | PG&E | All | Electric | Average Evaporative Coolers | Average Existing and Code |  |  | 0 | Conventional | HVAC | Income Qualified - Single Family IQ | Income Qualified | ROB and NEW | 0 | Residential Households | Building | 15 | DEER:HVAC_Eff_AC | 0 | 0 | 0 | Base | 0 | 2023 | 0 | 2023 | 0 | 0 | Base | Evaporative Coolers ¦ PG&E ¦ All | Evaporative Coolers | 0.11916 | 1 | 0.3 | RASS 2019 | 0 | 0 | 1
IQ-HVAC-15.1 | Income Qualified ¦ Efficient Evaporative Coolers ¦ PG&E ¦ All | Income Qualified ¦ Efficient Evaporative Coolers | PG&E ¦ All | PG&E | All | Electric | Efficient Evaporative Coolers | Efficient |  |  | 0 | Conventional | HVAC | Income Qualified - Single Family IQ | Income Qualified | ROB and NEW | 0 | Residential Households | Building | 15 | DEER:HVAC_Eff_AC | -561 | -0.08415 | 0 | SCE Data Request 2024 | 900 | 2025 | 540 | 2025 | 0 | 0 | SCE Data Request 2024 | Evaporative Coolers ¦ PG&E ¦ All | Evaporative Coolers | 0.11916 | 1 | 0.7 | RASS 2019 | 0 | 0 | 1
IQ-HVAC-14.2 | Income Qualified ¦ Average Existing and Code Evaporative Coolers ¦ PG&E ¦ All | Income Qualified ¦ Average Existing and Code Evaporative Coolers | PG&E ¦ All | PG&E | All | Electric | Average Evaporative Coolers | Average Existing and Code |  |  | 0 | Conventional | HVAC | Income Qualified - Multi Family IQ | Income Qualified | ROB and NEW | 0 | Residential Households | Building | 15 | DEER:HVAC_Eff_AC | 0 | 0 | 0 | Base | 0 | 2023 | 0 | 2023 | 0 | 0 | Base | Evaporative Coolers ¦ PG&E ¦ All | Evaporative Coolers | 0.068404 | 1 | 0.3 | RASS 2019 | 0 | 0 | 1
IQ-HVAC-15.2 | Income Qualified ¦ Efficient Evaporative Coolers ¦ PG&E ¦ All | Income Qualified ¦ Efficient Evaporative Coolers | PG&E ¦ All | PG&E | All | Electric | Efficient Evaporative Coolers | Efficient |  |  | 0 | Conventional | HVAC | Income Qualified - Multi Family IQ | Income Qualified | ROB and NEW | 0 | Residential Households | Building | 15 | DEER:HVAC_Eff_AC | -561 | -0.08415 | 0 | SCE Data Request 2024 | 900 | 2025 | 540 | 2025 | 0 | 0 | SCE Data Request 2024 | Evaporative Coolers ¦ PG&E ¦ All | Evaporative Coolers | 0.068404 | 1 | 0.7 | RASS 2019 | 0 | 0 | 1
IQ-HVAC-14.3 | Income Qualified ¦ Average Existing and Code Evaporative Coolers ¦ SCE ¦ All | Income Qualified ¦ Average Existing and Code Evaporative Coolers | SCE ¦ All | SCE | All | Electric | Average Evaporative Coolers | Average Existing and Code |  |  | 0 | Conventional | HVAC | Income Qualified - Single Family IQ | Income Qualified | ROB and NEW | 0 | Residential Households | Building | 15 | DEER:HVAC_Eff_AC | 0 | 0 | 0 | Base | 0 | 2023 | 0 | 2023 | 0 | 0 | Base | Evaporative Coolers ¦ SCE ¦ All | Evaporative Coolers | 0.11916 | 1 | 0.3 | RASS 2019 | 0 | 0 | 1
IQ-HVAC-15.3 | Income Qualified ¦ Efficient Evaporative Coolers ¦ SCE ¦ All | Income Qualified ¦ Efficient Evaporative Coolers | SCE ¦ All | SCE | All | Electric | Efficient Evaporative Coolers | Efficient |  |  | 0 | Conventional | HVAC | Income Qualified - Single Family IQ | Income Qualified | ROB and NEW | 0 | Residential Households | Building | 15 | DEER:HVAC_Eff_AC | -561 | -0.08415 | 0 | SCE Data Request 2024 | 900 | 2025 | 540 | 2025 | 0 | 0 | SCE Data Request 2024 | Evaporative Coolers ¦ SCE ¦ All | Evaporative Coolers | 0.11916 | 1 | 0.7 | RASS 2019 | 0 | 0 | 1
IQ-HVAC-14.4 | Income Qualified ¦ Average Existing and Code Evaporative Coolers ¦ SCE ¦ All | Income Qualified ¦ Average Existing and Code Evaporative Coolers | SCE ¦ All | SCE | All | Electric | Average Evaporative Coolers | Average Existing and Code |  |  | 0 | Conventional | HVAC | Income Qualified - Multi Family IQ | Income Qualified | ROB and NEW | 0 | Residential Households | Building | 15 | DEER:HVAC_Eff_AC | 0 | 0 | 0 | Base | 0 | 2023 | 0 | 2023 | 0 | 0 | Base | Evaporative Coolers ¦ SCE ¦ All | Evaporative Coolers | 0.068404 | 1 | 0.3 | RASS 2019 | 0 | 0 | 1
IQ-HVAC-15.4 | Income Qualified ¦ Efficient Evaporative Coolers ¦ SCE ¦ All | Income Qualified ¦ Efficient Evaporative Coolers | SCE ¦ All | SCE | All | Electric | Efficient Evaporative Coolers | Efficient |  |  | 0 | Conventional | HVAC | Income Qualified - Multi Family IQ | Income Qualified | ROB and NEW | 0 | Residential Households | Building | 15 | DEER:HVAC_Eff_AC | -561 | -0.08415 | 0 | SCE Data Request 2024 | 900 | 2025 | 540 | 2025 | 0 | 0 | SCE Data Request 2024 | Evaporative Coolers ¦ SCE ¦ All | Evaporative Coolers | 0.068404 | 1 | 0.7 | RASS 2019 | 0 | 0 | 1
IQ-HVAC-14.5 | Income Qualified ¦ Average Existing and Code Evaporative Coolers ¦ SDG&E ¦ All | Income Qualified ¦ Average Existing and Code Evaporative Coolers | SDG&E ¦ All | SDG&E | All | Electric | Average Evaporative Coolers | Average Existing and Code |  |  | 0 | Conventional | HVAC | Income Qualified - Single Family IQ | Income Qualified | ROB and NEW | 0 | Residential Households | Building | 15 | DEER:HVAC_Eff_AC | 0 | 0 | 0 | Base | 0 | 2023 | 0 | 2023 | 0 | 0 | Base | Evaporative Coolers ¦ SDG&E ¦ All | Evaporative Coolers | 0.11916 | 1 | 0.3 | RASS 2019 | 0 | 0 | 1
IQ-HVAC-15.5 | Income Qualified ¦ Efficient Evaporative Coolers ¦ SDG&E ¦ All | Income Qualified ¦ Efficient Evaporative Coolers | SDG&E ¦ All | SDG&E | All | Electric | Efficient Evaporative Coolers | Efficient |  |  | 0 | Conventional | HVAC | Income Qualified - Single Family IQ | Income Qualified | ROB and NEW | 0 | Residential Households | Building | 15 | DEER:HVAC_Eff_AC | -561 | -0.08415 | 0 | SCE Data Request 2024 | 900 | 2025 | 540 | 2025 | 0 | 0 | SCE Data Request 2024 | Evaporative Coolers ¦ SDG&E ¦ All | Evaporative Coolers | 0.11916 | 1 | 0.7 | RASS 2019 | 0 | 0 | 1
IQ-HVAC-14.6 | Income Qualified ¦ Average Existing and Code Evaporative Coolers ¦ SDG&E ¦ All | Income Qualified ¦ Average Existing and Code Evaporative Coolers | SDG&E ¦ All | SDG&E | All | Electric | Average Evaporative Coolers | Average Existing and Code |  |  | 0 | Conventional | HVAC | Income Qualified - Multi Family IQ | Income Qualified | ROB and NEW | 0 | Residential Households | Building | 15 | DEER:HVAC_Eff_AC | 0 | 0 | 0 | Base | 0 | 2023 | 0 | 2023 | 0 | 0 | Base | Evaporative Coolers ¦ SDG&E ¦ All | Evaporative Coolers | 0.068404 | 1 | 0.3 | RASS 2019 | 0 | 0 | 1
IQ-HVAC-15.6 | Income Qualified ¦ Efficient Evaporative Coolers ¦ SDG&E ¦ All | Income Qualified ¦ Efficient Evaporative Coolers | SDG&E ¦ All | SDG&E | All | Electric | Efficient Evaporative Coolers | Efficient |  |  | 0 | Conventional | HVAC | Income Qualified - Multi Family IQ | Income Qualified | ROB and NEW | 0 | Residential Households | Building | 15 | DEER:HVAC_Eff_AC | -561 | -0.08415 | 0 | SCE Data Request 2024 | 900 | 2025 | 540 | 2025 | 0 | 0 | SCE Data Request 2024 | Evaporative Coolers ¦ SDG&E ¦ All | Evaporative Coolers | 0.068404 | 1 | 0.7 | RASS 2019 | 0 | 0 | 1
IQ-HVAC-16.1 | Income Qualified ¦ No Furnace Clean and Tune ¦ PG&E ¦ All | Income Qualified ¦ No Furnace Clean and Tune | PG&E ¦ All | PG&E | All | Gas | Average Furnace Clean & Tune | Average Existing and Code |  |  | 0 | Conventional | HVAC | Income Qualified - Single Family IQ | Income Qualified | RET Only | 0 | Residential Households | Building | 3 | None | 0 | 0 | 0 | Base | 0 | 2023 | 0 | 2023 | 0 | 0 | Base | Furnace Clean & Tune ¦ PG&E ¦ All | Furnace Clean & Tune | 0.481 | 1 | 0.65216 | RASS 2019 | 0 | 0 | 1
IQ-HVAC-17.1 | Income Qualified ¦ Efficient Furnace Clean and Tune ¦ PG&E ¦ All | Income Qualified ¦ Efficient Furnace Clean and Tune | PG&E ¦ All | PG&E | All | Gas | Efficient Furnace Clean & Tune | Efficient |  |  | 0 | Conventional | HVAC | Income Qualified - Single Family IQ | Income Qualified | RET Only | 0 | Residential Households | Building | 3 | None | 0 | 0 | -3 | SDG&E Data Request 2024 | 51.85 | 2024 | 0 | 2024 | 0 | 0 | SCG Data Request 2024 | Furnace Clean & Tune ¦ PG&E ¦ All | Furnace Clean & Tune | 0.481 | 1 | 0.34784 | RASS 2019 | 0 | 0 | 1
IQ-HVAC-16.2 | Income Qualified ¦ No Furnace Clean and Tune ¦ PG&E ¦ All | Income Qualified ¦ No Furnace Clean and Tune | PG&E ¦ All | PG&E | All | Gas | Average Furnace Clean & Tune | Average Existing and Code |  |  | 0 | Conventional | HVAC | Income Qualified - Multi Family IQ | Income Qualified | RET Only | 0 | Residential Households | Building | 3 | None | 0 | 0 | 0 | Base | 0 | 2023 | 0 | 2023 | 0 | 0 | Base | Furnace Clean & Tune ¦ PG&E ¦ All | Furnace Clean & Tune | 0.18576 | 1 | 0.7281 | RASS 2019 | 0 | 0 | 1
IQ-HVAC-17.2 | Income Qualified ¦ Efficient Furnace Clean and Tune ¦ PG&E ¦ All | Income Qualified ¦ Efficient Furnace Clean and Tune | PG&E ¦ All | PG&E | All | Gas | Efficient Furnace Clean & Tune | Efficient |  |  | 0 | Conventional | HVAC | Income Qualified - Multi Family IQ | Income Qualified | RET Only | 0 | Residential Households | Building | 3 | None | 0 | 0 | -3 | SDG&E Data Request 2024 | 51.85 | 2024 | 0 | 2024 | 0 | 0 | SCG Data Request 2024 | Furnace Clean & Tune ¦ PG&E ¦ All | Furnace Clean & Tune | 0.18576 | 1 | 0.2719 | RASS 2019 | 0 | 0 | 1
IQ-HVAC-16.3 | Income Qualified ¦ No Furnace Clean and Tune ¦ SCG ¦ All | Income Qualified ¦ No Furnace Clean and Tune | SCG ¦ All | SCG | All | Gas | Average Furnace Clean & Tune | Average Existing and Code |  |  | 0 | Conventional | HVAC | Income Qualified - Single Family IQ | Income Qualified | RET Only | 0 | Residential Households | Building | 3 | None | 0 | 0 | 0 | Base | 0 | 2023 | 0 | 2023 | 0 | 0 | Base | Furnace Clean & Tune ¦ SCG ¦ All | Furnace Clean & Tune | 0.481 | 1 | 0.65216 | RASS 2019 | 0 | 0 | 1
IQ-HVAC-17.3 | Income Qualified ¦ Efficient Furnace Clean and Tune ¦ SCG ¦ All | Income Qualified ¦ Efficient Furnace Clean and Tune | SCG ¦ All | SCG | All | Gas | Efficient Furnace Clean & Tune | Efficient |  |  | 0 | Conventional | HVAC | Income Qualified - Single Family IQ | Income Qualified | RET Only | 0 | Residential Households | Building | 3 | None | 0 | 0 | 1.23 | SCG ESA Annual Report 2023 | 51.85 | 2024 | 0 | 2024 | 0 | 0 | SCG Data Request 2024 | Furnace Clean & Tune ¦ SCG ¦ All | Furnace Clean & Tune | 0.481 | 1 | 0.34784 | RASS 2019 | 0 | 0 | 1
IQ-HVAC-16.4 | Income Qualified ¦ No Furnace Clean and Tune ¦ SCG ¦ All | Income Qualified ¦ No Furnace Clean and Tune | SCG ¦ All | SCG | All | Gas | Average Furnace Clean & Tune | Average Existing and Code |  |  | 0 | Conventional | HVAC | Income Qualified - Multi Family IQ | Income Qualified | RET Only | 0 | Residential Households | Building | 3 | None | 0 | 0 | 0 | Base | 0 | 2023 | 0 | 2023 | 0 | 0 | Base | Furnace Clean & Tune ¦ SCG ¦ All | Furnace Clean & Tune | 0.18576 | 1 | 0.7281 | RASS 2019 | 0 | 0 | 1
IQ-HVAC-17.4 | Income Qualified ¦ Efficient Furnace Clean and Tune ¦ SCG ¦ All | Income Qualified ¦ Efficient Furnace Clean and Tune | SCG ¦ All | SCG | All | Gas | Efficient Furnace Clean & Tune | Efficient |  |  | 0 | Conventional | HVAC | Income Qualified - Multi Family IQ | Income Qualified | RET Only | 0 | Residential Households | Building | 3 | None | 0 | 0 | 1.23 | SCG ESA Annual Report 2023 | 51.85 | 2024 | 0 | 2024 | 0 | 0 | SCG Data Request 2024 | Furnace Clean & Tune ¦ SCG ¦ All | Furnace Clean & Tune | 0.18576 | 1 | 0.2719 | RASS 2019 | 0 | 0 | 1
IQ-HVAC-16.5 | Income Qualified ¦ No Furnace Clean and Tune ¦ SDG&E ¦ All | Income Qualified ¦ No Furnace Clean and Tune | SDG&E ¦ All | SDG&E | All | Gas | Average Furnace Clean & Tune | Average Existing and Code |  |  | 0 | Conventional | HVAC | Income Qualified - Single Family IQ | Income Qualified | RET Only | 0 | Residential Households | Building | 3 | None | 0 | 0 | 0 | Base | 0 | 2023 | 0 | 2023 | 0 | 0 | Base | Furnace Clean & Tune ¦ SDG&E ¦ All | Furnace Clean & Tune | 0.481 | 1 | 0.65216 | RASS 2019 | 0 | 0 | 1
IQ-HVAC-17.5 | Income Qualified ¦ Efficient Furnace Clean and Tune ¦ SDG&E ¦ All | Income Qualified ¦ Efficient Furnace Clean and Tune | SDG&E ¦ All | SDG&E | All | Gas | Efficient Furnace Clean & Tune | Efficient |  |  | 0 | Conventional | HVAC | Income Qualified - Single Family IQ | Income Qualified | RET Only | 0 | Residential Households | Building | 3 | None | 0 | 0 | -3 | SDG&E Data Request 2024 | 51.85 | 2024 | 0 | 2024 | 0 | 0 | SCG Data Request 2024 | Furnace Clean & Tune ¦ SDG&E ¦ All | Furnace Clean & Tune | 0.481 | 1 | 0.34784 | RASS 2019 | 0 | 0 | 1
IQ-HVAC-16.6 | Income Qualified ¦ No Furnace Clean and Tune ¦ SDG&E ¦ All | Income Qualified ¦ No Furnace Clean and Tune | SDG&E ¦ All | SDG&E | All | Gas | Average Furnace Clean & Tune | Average Existing and Code |  |  | 0 | Conventional | HVAC | Income Qualified - Multi Family IQ | Income Qualified | RET Only | 0 | Residential Households | Building | 3 | None | 0 | 0 | 0 | Base | 0 | 2023 | 0 | 2023 | 0 | 0 | Base | Furnace Clean & Tune ¦ SDG&E ¦ All | Furnace Clean & Tune | 0.18576 | 1 | 0.7281 | RASS 2019 | 0 | 0 | 1
IQ-HVAC-17.6 | Income Qualified ¦ Efficient Furnace Clean and Tune ¦ SDG&E ¦ All | Income Qualified ¦ Efficient Furnace Clean and Tune | SDG&E ¦ All | SDG&E | All | Gas | Efficient Furnace Clean & Tune | Efficient |  |  | 0 | Conventional | HVAC | Income Qualified - Multi Family IQ | Income Qualified | RET Only | 0 | Residential Households | Building | 3 | None | 0 | 0 | -3 | SDG&E Data Request 2024 | 51.85 | 2024 | 0 | 2024 | 0 | 0 | SCG Data Request 2024 | Furnace Clean & Tune ¦ SDG&E ¦ All | Furnace Clean & Tune | 0.18576 | 1 | 0.2719 | RASS 2019 | 0 | 0 | 1
IQ-HVAC-18.1 | Income Qualified ¦ No Furnace Repair ¦ PG&E ¦ All | Income Qualified ¦ No Furnace Repair | PG&E ¦ All | PG&E | All | Gas | Average Furnace Repair/Replace | Average Existing and Code |  |  | 0 | Conventional | HVAC | Income Qualified - Single Family IQ | Income Qualified | RET Only | 0 | Residential Households | Each | 20 | DEER:HVAC_Eff_AC | 0 | 0 | 0 | Base | 0 | 2023 | 0 | 2023 | 0 | 0 | Base | Furnace Repair/Replace ¦ PG&E ¦ All | Furnace Repair/Replace | 0.48129 | 1 | 0.65176 | RASS 2019 | 0 | 0 | 1
IQ-HVAC-19.1 | Income Qualified ¦ Efficient Furnace Repair/Replacement ¦ PG&E ¦ All | Income Qualified ¦ Efficient Furnace Repair/Replacement | PG&E ¦ All | PG&E | All | Gas | Efficient Furnace Repair/Replace | Efficient |  |  | 0 | Conventional | HVAC | Income Qualified - Single Family IQ | Income Qualified | RET Only | 0 | Residential Households | Each | 16 | DEER:HVAC_Eff_AC | 0 | 0 | -12.6 | PG&E Data Request 2024 | 2498.82 | 2024 | 1798.15 | 2024 | 0 | 0 | PG&E Data Request 2024 SF | Furnace Repair/Replace ¦ PG&E ¦ All | Furnace Repair/Replace | 0.48129 | 1 | 0.34824 | RASS 2019 | 0 | 0 | 1
IQ-HVAC-18.2 | Income Qualified ¦ No Furnace Repair ¦ PG&E ¦ All | Income Qualified ¦ No Furnace Repair | PG&E ¦ All | PG&E | All | Gas | Average Furnace Repair/Replace | Average Existing and Code |  |  | 0 | Conventional | HVAC | Income Qualified - Multi Family IQ | Income Qualified | RET Only | 0 | Residential Households | Each | 20 | DEER:HVAC_Eff_AC | 0 | 0 | 0 | Base | 0 | 2023 | 0 | 2023 | 0 | 0 | Base | Furnace Repair/Replace ¦ PG&E ¦ All | Furnace Repair/Replace | 0.15307 | 1 | 0.88362 | RASS 2019 | 0 | 0 | 1
IQ-HVAC-19.2 | Income Qualified ¦ Efficient Furnace Repair/Replacement ¦ PG&E ¦ All | Income Qualified ¦ Efficient Furnace Repair/Replacement | PG&E ¦ All | PG&E | All | Gas | Efficient Furnace Repair/Replace | Efficient |  |  | 0 | Conventional | HVAC | Income Qualified - Multi Family IQ | Income Qualified | RET Only | 0 | Residential Households | Each | 16 | DEER:HVAC_Eff_AC | 0 | 0 | -12.6 | PG&E Data Request 2024 | 2498.82 | 2024 | 1798.15 | 2024 | 0 | 0 | PG&E Data Request 2024 SF | Furnace Repair/Replace ¦ PG&E ¦ All | Furnace Repair/Replace | 0.15307 | 1 | 0.11638 | RASS 2019 | 0 | 0 | 1
IQ-HVAC-18.3 | Income Qualified ¦ No Furnace Repair ¦ SCG ¦ All | Income Qualified ¦ No Furnace Repair | SCG ¦ All | SCG | All | Gas | Average Furnace Repair/Replace | Average Existing and Code |  |  | 0 | Conventional | HVAC | Income Qualified - Single Family IQ | Income Qualified | RET Only | 0 | Residential Households | Each | 20 | DEER:HVAC_Eff_AC | 0 | 0 | 0 | Base | 0 | 2023 | 0 | 2023 | 0 | 0 | Base | Furnace Repair/Replace ¦ SCG ¦ All | Furnace Repair/Replace | 0.48129 | 1 | 0.65176 | RASS 2019 | 0 | 0 | 1
IQ-HVAC-19.3 | Income Qualified ¦ Efficient Furnace Repair/Replacement ¦ SCG ¦ All | Income Qualified ¦ Efficient Furnace Repair/Replacement | SCG ¦ All | SCG | All | Gas | Efficient Furnace Repair/Replace | Efficient |  |  | 0 | Conventional | HVAC | Income Qualified - Single Family IQ | Income Qualified | RET Only | 0 | Residential Households | Each | 20 | DEER:HVAC_Eff_AC | 0 | 0 | 3.5019 | SCG ESA Annual Report 2023 | 3000 | 2024 | 0 | 2024 | 0 | 0 | SCG Data Request 2024 SF | Furnace Repair/Replace ¦ SCG ¦ All | Furnace Repair/Replace | 0.48129 | 1 | 0.34824 | RASS 2019 | 0 | 0 | 1
IQ-HVAC-18.4 | Income Qualified ¦ No Furnace Repair ¦ SCG ¦ All | Income Qualified ¦ No Furnace Repair | SCG ¦ All | SCG | All | Gas | Average Furnace Repair/Replace | Average Existing and Code |  |  | 0 | Conventional | HVAC | Income Qualified - Multi Family IQ | Income Qualified | RET Only | 0 | Residential Households | Each | 20 | DEER:HVAC_Eff_AC | 0 | 0 | 0 | Base | 0 | 2023 | 0 | 2023 | 0 | 0 | Base | Furnace Repair/Replace ¦ SCG ¦ All | Furnace Repair/Replace | 0.15307 | 1 | 0.88362 | RASS 2019 | 0 | 0 | 1
IQ-HVAC-19.4 | Income Qualified ¦ Efficient Furnace Repair/Replacement ¦ SCG ¦ All | Income Qualified ¦ Efficient Furnace Repair/Replacement | SCG ¦ All | SCG | All | Gas | Efficient Furnace Repair/Replace | Efficient |  |  | 0 | Conventional | HVAC | Income Qualified - Multi Family IQ | Income Qualified | RET Only | 0 | Residential Households | Each | 20 | DEER:HVAC_Eff_AC | 0 | 0 | 3.5019 | SCG ESA Annual Report 2023 | 3000 | 2024 | 0 | 2024 | 0 | 0 | SCG Data Request 2024 SF | Furnace Repair/Replace ¦ SCG ¦ All | Furnace Repair/Replace | 0.15307 | 1 | 0.11638 | RASS 2019 | 0 | 0 | 1
IQ-HVAC-18.5 | Income Qualified ¦ No Furnace Repair ¦ SDG&E ¦ All | Income Qualified ¦ No Furnace Repair | SDG&E ¦ All | SDG&E | All | Gas | Average Furnace Repair/Replace | Average Existing and Code |  |  | 0 | Conventional | HVAC | Income Qualified - Single Family IQ | Income Qualified | RET Only | 0 | Residential Households | Each | 20 | DEER:HVAC_Eff_AC | 0 | 0 | 0 | Base | 0 | 2023 | 0 | 2023 | 0 | 0 | Base | Furnace Repair/Replace ¦ SDG&E ¦ All | Furnace Repair/Replace | 0.48129 | 1 | 0.65176 | RASS 2019 | 0 | 0 | 1
IQ-HVAC-19.5 | Income Qualified ¦ Efficient Furnace Repair/Replacement ¦ SDG&E ¦ All | Income Qualified ¦ Efficient Furnace Repair/Replacement | SDG&E ¦ All | SDG&E | All | Gas | Efficient Furnace Repair/Replace | Efficient |  |  | 0 | Conventional | HVAC | Income Qualified - Single Family IQ | Income Qualified | RET Only | 0 | Residential Households | Each | 20 | DEER:HVAC_Eff_AC | -2.9833 | -0.0010167 | -0.10667 | SDG&E Data Request 2024 | 2749.41 | 2024 | 899.075 | 2024 | 0 | 0 | Average PG&E and SCG Data Request 2024 SF | Furnace Repair/Replace ¦ SDG&E ¦ All | Furnace Repair/Replace | 0.48129 | 1 | 0.34824 | RASS 2019 | 0 | 0 | 1
IQ-HVAC-18.6 | Income Qualified ¦ No Furnace Repair ¦ SDG&E ¦ All | Income Qualified ¦ No Furnace Repair | SDG&E ¦ All | SDG&E | All | Gas | Average Furnace Repair/Replace | Average Existing and Code |  |  | 0 | Conventional | HVAC | Income Qualified - Multi Family IQ | Income Qualified | RET Only | 0 | Residential Households | Each | 20 | DEER:HVAC_Eff_AC | 0 | 0 | 0 | Base | 0 | 2023 | 0 | 2023 | 0 | 0 | Base | Furnace Repair/Replace ¦ SDG&E ¦ All | Furnace Repair/Replace | 0.15307 | 1 | 0.88362 | RASS 2019 | 0 | 0 | 1
IQ-HVAC-19.6 | Income Qualified ¦ Efficient Furnace Repair/Replacement ¦ SDG&E ¦ All | Income Qualified ¦ Efficient Furnace Repair/Replacement | SDG&E ¦ All | SDG&E | All | Gas | Efficient Furnace Repair/Replace | Efficient |  |  | 0 | Conventional | HVAC | Income Qualified - Multi Family IQ | Income Qualified | RET Only | 0 | Residential Households | Each | 20 | DEER:HVAC_Eff_AC | -2.9833 | -0.0010167 | -0.10667 | SDG&E Data Request 2024 | 3000 | 2024 | 899.075 | 2024 | 0 | 0 | Average PG&E and SCG Data Request 2024 SF | Furnace Repair/Replace ¦ SDG&E ¦ All | Furnace Repair/Replace | 0.15307 | 1 | 0.11638 | RASS 2019 | 0 | 0 | 1
IQ-HVAC-20.1 | Income Qualified ¦ No HE FAU Repair/Replace ¦ PG&E ¦ All | Income Qualified ¦ No HE FAU Repair/Replace | PG&E ¦ All | PG&E | All | Gas | Average HE FAU Repair/Replace | Average Existing and Code |  |  | 0 | Conventional | HVAC | Income Qualified - Single Family IQ | Income Qualified | ROB Only | 0 | Residential Households | Building | 20 | None | 0 | 0 | 0 | Base | 0 | 2023 | 0 | 2023 | 0 | 0 | Base | HE FAU Repair/Replace ¦ PG&E ¦ All | HE FAU Repair/Replace | 0.48129 | 1 | 0.95484 | RASS 2019 | 0 | 0 | 1
IQ-HVAC-21.1 | Income Qualified ¦ Efficient HE FAU Repair/Replace ¦ PG&E ¦ All | Income Qualified ¦ Efficient HE FAU Repair/Replace | PG&E ¦ All | PG&E | All | Gas | Efficient HE FAU Repair/Replace | Efficient |  |  | 0 | Conventional | HVAC | Income Qualified - Single Family IQ | Income Qualified | ROB Only | 0 | Residential Households | Building | 16 | None | 0 | 0 | -0.28078 | PG&E Data Request 2024 | 1979.89 | 2024 | 1580.03 | 2024 | 0 | 0 | PG&E Data Request 2024 | HE FAU Repair/Replace ¦ PG&E ¦ All | HE FAU Repair/Replace | 0.48129 | 1 | 0.045158 | RASS 2019 | 0 | 0 | 1
IQ-HVAC-20.2 | Income Qualified ¦ No HE FAU Repair/Replace ¦ PG&E ¦ All | Income Qualified ¦ No HE FAU Repair/Replace | PG&E ¦ All | PG&E | All | Gas | Average HE FAU Repair/Replace | Average Existing and Code |  |  | 0 | Conventional | HVAC | Income Qualified - Multi Family IQ | Income Qualified | ROB Only | 0 | Residential Households | Building | 20 | None | 0 | 0 | 0 | Base | 0 | 2023 | 0 | 2023 | 0 | 0 | Base | HE FAU Repair/Replace ¦ PG&E ¦ All | HE FAU Repair/Replace | 0.15307 | 1 | 0.9388 | RASS 2019 | 0 | 0 | 1
IQ-HVAC-21.2 | Income Qualified ¦ Efficient HE FAU Repair/Replace ¦ PG&E ¦ All | Income Qualified ¦ Efficient HE FAU Repair/Replace | PG&E ¦ All | PG&E | All | Gas | Efficient HE FAU Repair/Replace | Efficient |  |  | 0 | Conventional | HVAC | Income Qualified - Multi Family IQ | Income Qualified | ROB Only | 0 | Residential Households | Building | 16 | None | 0 | 0 | -0.28078 | PG&E Data Request 2024 | 1979.89 | 2024 | 1580.03 | 2024 | 0 | 0 | PG&E Data Request 2024 | HE FAU Repair/Replace ¦ PG&E ¦ All | HE FAU Repair/Replace | 0.15307 | 1 | 0.061203 | RASS 2019 | 0 | 0 | 1
IQ-HVAC-20.3 | Income Qualified ¦ No HE FAU Repair/Replace ¦ SCG ¦ All | Income Qualified ¦ No HE FAU Repair/Replace | SCG ¦ All | SCG | All | Gas | Average HE FAU Repair/Replace | Average Existing and Code |  |  | 0 | Conventional | HVAC | Income Qualified - Single Family IQ | Income Qualified | ROB Only | 0 | Residential Households | Building | 20 | None | 0 | 0 | 0 | Base | 0 | 2023 | 0 | 2023 | 0 | 0 | Base | HE FAU Repair/Replace ¦ SCG ¦ All | HE FAU Repair/Replace | 0.48129 | 1 | 0.95484 | RASS 2019 | 0 | 0 | 1
IQ-HVAC-21.3 | Income Qualified ¦ Efficient HE FAU Repair/Replace ¦ SCG ¦ All | Income Qualified ¦ Efficient HE FAU Repair/Replace | SCG ¦ All | SCG | All | Gas | Efficient HE FAU Repair/Replace | Efficient |  |  | 0 | Conventional | HVAC | Income Qualified - Single Family IQ | Income Qualified | ROB Only | 0 | Residential Households | Building | 20 | None | 0 | 0 | -18.4108 | SCG ESA Annual Report 2023 | 3934.6667 | 2024 | 0 | 2024 | 0 | 0 | SCE Data Request 2024 | HE FAU Repair/Replace ¦ SCG ¦ All | HE FAU Repair/Replace | 0.48129 | 1 | 0.045158 | RASS 2019 | 0 | 0 | 1
IQ-HVAC-20.4 | Income Qualified ¦ No HE FAU Repair/Replace ¦ SCG ¦ All | Income Qualified ¦ No HE FAU Repair/Replace | SCG ¦ All | SCG | All | Gas | Average HE FAU Repair/Replace | Average Existing and Code |  |  | 0 | Conventional | HVAC | Income Qualified - Multi Family IQ | Income Qualified | ROB Only | 0 | Residential Households | Building | 20 | None | 0 | 0 | 0 | Base | 0 | 2023 | 0 | 2023 | 0 | 0 | Base | HE FAU Repair/Replace ¦ SCG ¦ All | HE FAU Repair/Replace | 0.15307 | 1 | 0.9388 | RASS 2019 | 0 | 0 | 1
IQ-HVAC-21.4 | Income Qualified ¦ Efficient HE FAU Repair/Replace ¦ SCG ¦ All | Income Qualified ¦ Efficient HE FAU Repair/Replace | SCG ¦ All | SCG | All | Gas | Efficient HE FAU Repair/Replace | Efficient |  |  | 0 | Conventional | HVAC | Income Qualified - Multi Family IQ | Income Qualified | ROB Only | 0 | Residential Households | Building | 20 | None | 0 | 0 | -18.4108 | SCG ESA Annual Report 2023 | 3934.6667 | 2024 | 0 | 2024 | 0 | 0 | SCE Data Request 2024 | HE FAU Repair/Replace ¦ SCG ¦ All | HE FAU Repair/Replace | 0.15307 | 1 | 0.061203 | RASS 2019 | 0 | 0 | 1
IQ-HVAC-20.5 | Income Qualified ¦ No HE FAU Repair/Replace ¦ SDG&E ¦ All | Income Qualified ¦ No HE FAU Repair/Replace | SDG&E ¦ All | SDG&E | All | Gas | Average HE FAU Repair/Replace | Average Existing and Code |  |  | 0 | Conventional | HVAC | Income Qualified - Single Family IQ | Income Qualified | ROB Only | 0 | Residential Households | Building | 20 | None | 0 | 0 | 0 | Base | 0 | 2023 | 0 | 2023 | 0 | 0 | Base | HE FAU Repair/Replace ¦ SDG&E ¦ All | HE FAU Repair/Replace | 0.48129 | 1 | 0.95484 | RASS 2019 | 0 | 0 | 1
IQ-HVAC-21.5 | Income Qualified ¦ Efficient HE FAU Repair/Replace ¦ SDG&E ¦ All | Income Qualified ¦ Efficient HE FAU Repair/Replace | SDG&E ¦ All | SDG&E | All | Gas | Efficient HE FAU Repair/Replace | Efficient |  |  | 0 | Conventional | HVAC | Income Qualified - Single Family IQ | Income Qualified | ROB Only | 0 | Residential Households | Building | 18 | None | 0 | 0 | -0.28078 | PG&E Data Request 2024 | 2957.2783 | 2024 | 790.015 | 2024 | 0 | 0 | Average PG&E and SCG | HE FAU Repair/Replace ¦ SDG&E ¦ All | HE FAU Repair/Replace | 0.48129 | 1 | 0.045158 | RASS 2019 | 0 | 0 | 1
IQ-HVAC-20.6 | Income Qualified ¦ No HE FAU Repair/Replace ¦ SDG&E ¦ All | Income Qualified ¦ No HE FAU Repair/Replace | SDG&E ¦ All | SDG&E | All | Gas | Average HE FAU Repair/Replace | Average Existing and Code |  |  | 0 | Conventional | HVAC | Income Qualified - Multi Family IQ | Income Qualified | ROB Only | 0 | Residential Households | Building | 20 | None | 0 | 0 | 0 | Base | 0 | 2023 | 0 | 2023 | 0 | 0 | Base | HE FAU Repair/Replace ¦ SDG&E ¦ All | HE FAU Repair/Replace | 0.15307 | 1 | 0.9388 | RASS 2019 | 0 | 0 | 1
IQ-HVAC-21.6 | Income Qualified ¦ Efficient HE FAU Repair/Replace ¦ SDG&E ¦ All | Income Qualified ¦ Efficient HE FAU Repair/Replace | SDG&E ¦ All | SDG&E | All | Gas | Efficient HE FAU Repair/Replace | Efficient |  |  | 0 | Conventional | HVAC | Income Qualified - Multi Family IQ | Income Qualified | ROB Only | 0 | Residential Households | Building | 18 | None | 0 | 0 | -0.28078 | PG&E Data Request 2024 | 2957.2783 | 2024 | 790.015 | 2024 | 0 | 0 | Average PG&E and SCG | HE FAU Repair/Replace ¦ SDG&E ¦ All | HE FAU Repair/Replace | 0.15307 | 1 | 0.061203 | RASS 2019 | 0 | 0 | 1
IQ-HVAC-22.1 | Income Qualified ¦ Average Existing and Code Portable AC ¦ PG&E ¦ All | Income Qualified ¦ Average Existing and Code Portable AC | PG&E ¦ All | PG&E | All | Electric | Average Portable AC | Average Existing and Code |  |  | 0 | Conventional | HVAC | Income Qualified - Single Family IQ | Income Qualified | ROB Only | 0 | Residential Households | Each | 9 | DEER:HVAC_Eff_AC | 0 | 0 | 0 | Base | 0 | 2023 | 0 | 2023 | 0 | 0 | Base | Portable AC ¦ PG&E ¦ All | Portable AC | 0.25721 | 1 | 0.85624 | RASS 2019 | 0 | 0 | 1
IQ-HVAC-23.1 | Income Qualified ¦ Efficient Portable AC ¦ PG&E ¦ All | Income Qualified ¦ Efficient Portable AC | PG&E ¦ All | PG&E | All | Electric | Efficient Portable AC | Efficient |  |  | 0 | Conventional | HVAC | Income Qualified - Single Family IQ | Income Qualified | ROB Only | 0 | Residential Households | Each | 9 | DEER:HVAC_Eff_AC | 0 | 0 | 0 | Average SCE and SDG&E | 431.92 | 2024 | 130.51 | 2024 | 0 | 0 | PG&E Data Request 2024 | Portable AC ¦ PG&E ¦ All | Portable AC | 0.25721 | 1 | 0.14376 | RASS 2019 | 0 | 0 | 1
IQ-HVAC-22.2 | Income Qualified ¦ Average Existing and Code Portable AC ¦ PG&E ¦ All | Income Qualified ¦ Average Existing and Code Portable AC | PG&E ¦ All | PG&E | All | Electric | Average Portable AC | Average Existing and Code |  |  | 0 | Conventional | HVAC | Income Qualified - Multi Family IQ | Income Qualified | ROB Only | 0 | Residential Households | Each | 9 | DEER:HVAC_Eff_AC | 0 | 0 | 0 | Base | 0 | 2023 | 0 | 2023 | 0 | 0 | Base | Portable AC ¦ PG&E ¦ All | Portable AC | 0.26609 | 1 | 0.85194 | RASS 2019 | 0 | 0 | 1
IQ-HVAC-23.2 | Income Qualified ¦ Efficient Portable AC ¦ PG&E ¦ All | Income Qualified ¦ Efficient Portable AC | PG&E ¦ All | PG&E | All | Electric | Efficient Portable AC | Efficient |  |  | 0 | Conventional | HVAC | Income Qualified - Multi Family IQ | Income Qualified | ROB Only | 0 | Residential Households | Each | 9 | DEER:HVAC_Eff_AC | 0 | 0 | 0 | Average SCE and SDG&E | 431.92 | 2024 | 130.51 | 2024 | 0 | 0 | PG&E Data Request 2024 | Portable AC ¦ PG&E ¦ All | Portable AC | 0.26609 | 1 | 0.14806 | RASS 2019 | 0 | 0 | 1
IQ-HVAC-22.3 | Income Qualified ¦ Average Existing and Code Portable AC ¦ SCE ¦ All | Income Qualified ¦ Average Existing and Code Portable AC | SCE ¦ All | SCE | All | Electric | Average Portable AC | Average Existing and Code |  |  | 0 | Conventional | HVAC | Income Qualified - Single Family IQ | Income Qualified | ROB Only | 0 | Residential Households | Each | 9 | DEER:HVAC_Eff_AC | 0 | 0 | 0 | Base | 0 | 2023 | 0 | 2023 | 0 | 0 | Base | Portable AC ¦ SCE ¦ All | Portable AC | 0.25721 | 1 | 0.85624 | RASS 2019 | 0 | 0 | 1
IQ-HVAC-23.3 | Income Qualified ¦ Efficient Portable AC ¦ SCE ¦ All | Income Qualified ¦ Efficient Portable AC | SCE ¦ All | SCE | All | Electric | Efficient Portable AC | Efficient |  |  | 0 | Conventional | HVAC | Income Qualified - Single Family IQ | Income Qualified | ROB Only | 0 | Residential Households | Each | 9 | DEER:HVAC_Eff_AC | 0 | 0 | 0 | SCE Data Request 2024 | 320 | 2024 | 350 | 2024 | 0 | 0 | SCE Data Request 2024 | Portable AC ¦ SCE ¦ All | Portable AC | 0.25721 | 1 | 0.14376 | RASS 2019 | 0 | 0 | 1
IQ-HVAC-22.4 | Income Qualified ¦ Average Existing and Code Portable AC ¦ SCE ¦ All | Income Qualified ¦ Average Existing and Code Portable AC | SCE ¦ All | SCE | All | Electric | Average Portable AC | Average Existing and Code |  |  | 0 | Conventional | HVAC | Income Qualified - Multi Family IQ | Income Qualified | ROB Only | 0 | Residential Households | Each | 9 | DEER:HVAC_Eff_AC | 0 | 0 | 0 | Base | 0 | 2023 | 0 | 2023 | 0 | 0 | Base | Portable AC ¦ SCE ¦ All | Portable AC | 0.26609 | 1 | 0.85194 | RASS 2019 | 0 | 0 | 1
IQ-HVAC-23.4 | Income Qualified ¦ Efficient Portable AC ¦ SCE ¦ All | Income Qualified ¦ Efficient Portable AC | SCE ¦ All | SCE | All | Electric | Efficient Portable AC | Efficient |  |  | 0 | Conventional | HVAC | Income Qualified - Multi Family IQ | Income Qualified | ROB Only | 0 | Residential Households | Each | 9 | DEER:HVAC_Eff_AC | 0 | 0 | 0 | SCE Data Request 2024 | 320 | 2024 | 350 | 2024 | 0 | 0 | SCE Data Request 2024 | Portable AC ¦ SCE ¦ All | Portable AC | 0.26609 | 1 | 0.14806 | RASS 2019 | 0 | 0 | 1
IQ-HVAC-22.5 | Income Qualified ¦ Average Existing and Code Portable AC ¦ SDG&E ¦ All | Income Qualified ¦ Average Existing and Code Portable AC | SDG&E ¦ All | SDG&E | All | Electric | Average Portable AC | Average Existing and Code |  |  | 0 | Conventional | HVAC | Income Qualified - Single Family IQ | Income Qualified | ROB Only | 0 | Residential Households | Each | 9 | DEER:HVAC_Eff_AC | 0 | 0 | 0 | Base | 0 | 2023 | 0 | 2023 | 0 | 0 | Base | Portable AC ¦ SDG&E ¦ All | Portable AC | 0.25721 | 1 | 0.85624 | RASS 2019 | 0 | 0 | 1
IQ-HVAC-23.5 | Income Qualified ¦ Efficient Portable AC ¦ SDG&E ¦ All | Income Qualified ¦ Efficient Portable AC | SDG&E ¦ All | SDG&E | All | Electric | Efficient Portable AC | Efficient |  |  | 0 | Conventional | HVAC | Income Qualified - Single Family IQ | Income Qualified | ROB Only | 0 | Residential Households | Each | 9 | DEER:HVAC_Eff_AC | -51.95 | -0.044375 | 0 | SDG&E Data Request 2024 | 59.43 | 2024 | 0 | 2024 | 0 | 0 | SDG&E Data Request 2024 | Portable AC ¦ SDG&E ¦ All | Portable AC | 0.25721 | 1 | 0.14376 | RASS 2019 | 0 | 0 | 1
IQ-HVAC-22.6 | Income Qualified ¦ Average Existing and Code Portable AC ¦ SDG&E ¦ All | Income Qualified ¦ Average Existing and Code Portable AC | SDG&E ¦ All | SDG&E | All | Electric | Average Portable AC | Average Existing and Code |  |  | 0 | Conventional | HVAC | Income Qualified - Multi Family IQ | Income Qualified | ROB Only | 0 | Residential Households | Each | 9 | DEER:HVAC_Eff_AC | 0 | 0 | 0 | Base | 0 | 2023 | 0 | 2023 | 0 | 0 | Base | Portable AC ¦ SDG&E ¦ All | Portable AC | 0.26609 | 1 | 0.85194 | RASS 2019 | 0 | 0 | 1
IQ-HVAC-23.6 | Income Qualified ¦ Efficient Portable AC ¦ SDG&E ¦ All | Income Qualified ¦ Efficient Portable AC | SDG&E ¦ All | SDG&E | All | Electric | Efficient Portable AC | Efficient |  |  | 0 | Conventional | HVAC | Income Qualified - Multi Family IQ | Income Qualified | ROB Only | 0 | Residential Households | Each | 9 | DEER:HVAC_Eff_AC | -51.95 | -0.044375 | 0 | SDG&E Data Request 2024 | 59.43 | 2024 | 0 | 2024 | 0 | 0 | SDG&E Data Request 2024 | Portable AC ¦ SDG&E ¦ All | Portable AC | 0.26609 | 1 | 0.14806 | RASS 2019 | 0 | 0 | 1
IQ-HVAC-24.1 | Income Qualified ¦ No Prescriptive Duct Sealing ¦ PG&E ¦ All | Income Qualified ¦ No Prescriptive Duct Sealing | PG&E ¦ All | PG&E | All | Electric & Gas | Average Prescriptive Duct Sealing | Average Existing and Code |  |  | 0 | Conventional | HVAC | Income Qualified - Single Family IQ | Income Qualified | RET Only | 0 | Residential Households | Building | 3 | DEER:HVAC_Duct_Sealing | 0 | 0 | 0 | Base | 0 | 2023 | 0 | 2023 | 0 | 0 | Base | Prescriptive Duct Sealing ¦ PG&E ¦ All | Prescriptive Duct Sealing | 0.57308 | 1 | 0.78049 | MICS 2021 (CLASS Web Tool - DNV GL 2012; RBSA 2012) | 0 | 0 | 1
IQ-HVAC-25.1 | Income Qualified ¦ Efficient Prescriptive Duct Sealing ¦ PG&E ¦ All | Income Qualified ¦ Efficient Prescriptive Duct Sealing | PG&E ¦ All | PG&E | All | Electric & Gas | Efficient Prescriptive Duct Sealing | Efficient |  |  | 0 | Conventional | HVAC | Income Qualified - Single Family IQ | Income Qualified | RET Only | 0 | Residential Households | Building | 25 | DEER:HVAC_Duct_Sealing | -838.1932 | -0.60641 | -64.8416 | PG&E Data Request 2024 | 1979.89 | 2024 | 1580.03 | 2024 | 0 | 0 | PG&E Data Request 2024 | Prescriptive Duct Sealing ¦ PG&E ¦ All | Prescriptive Duct Sealing | 0.57308 | 1 | 0.21951 | MICS 2021 (CLASS Web Tool - DNV GL 2012; RBSA 2012) | 0 | 0 | 1
IQ-HVAC-24.2 | Income Qualified ¦ No Prescriptive Duct Sealing ¦ PG&E ¦ All | Income Qualified ¦ No Prescriptive Duct Sealing | PG&E ¦ All | PG&E | All | Electric & Gas | Average Prescriptive Duct Sealing | Average Existing and Code |  |  | 0 | Conventional | HVAC | Income Qualified - Multi Family IQ | Income Qualified | RET Only | 0 | Residential Households | Building | 3 | DEER:HVAC_Duct_Sealing | 0 | 0 | 0 | Base | 0 | 2023 | 0 | 2023 | 0 | 0 | SCG Data Request 2024 | Prescriptive Duct Sealing ¦ PG&E ¦ All | Prescriptive Duct Sealing | 0.57308 | 1 | 0.78049 | MICS 2021 (CLASS Web Tool - DNV GL 2012; RBSA 2012) | 0 | 0 | 1
IQ-HVAC-25.2 | Income Qualified ¦ Efficient Prescriptive Duct Sealing ¦ PG&E ¦ All | Income Qualified ¦ Efficient Prescriptive Duct Sealing | PG&E ¦ All | PG&E | All | Electric & Gas | Efficient Prescriptive Duct Sealing | Efficient |  |  | 0 | Conventional | HVAC | Income Qualified - Multi Family IQ | Income Qualified | RET Only | 0 | Residential Households | Building | 25 | DEER:HVAC_Duct_Sealing | -838.1932 | -0.60641 | -64.8416 | PG&E Data Request 2024 | 1979.89 | 2024 | 1580.03 | 2024 | 0 | 0 | PG&E Data Request 2024 | Prescriptive Duct Sealing ¦ PG&E ¦ All | Prescriptive Duct Sealing | 0.57308 | 1 | 0.21951 | MICS 2021 (CLASS Web Tool - DNV GL 2012; RBSA 2012) | 0 | 0 | 1
IQ-HVAC-24.3 | Income Qualified ¦ No Prescriptive Duct Sealing ¦ SCG ¦ All | Income Qualified ¦ No Prescriptive Duct Sealing | SCG ¦ All | SCG | All | Electric & Gas | Average Prescriptive Duct Sealing | Average Existing and Code |  |  | 0 | Conventional | HVAC | Income Qualified - Single Family IQ | Income Qualified | RET Only | 0 | Residential Households | Building | 3 | DEER:HVAC_Duct_Sealing | 0 | 0 | 0 | Base | 0 | 2023 | 0 | 2023 | 0 | 0 | Base | Prescriptive Duct Sealing ¦ SCG ¦ All | Prescriptive Duct Sealing | 0.57308 | 1 | 0.78049 | MICS 2021 (CLASS Web Tool - DNV GL 2012; RBSA 2012) | 0 | 0 | 1
IQ-HVAC-25.3 | Income Qualified ¦ Efficient Prescriptive Duct Sealing ¦ SCG ¦ All | Income Qualified ¦ Efficient Prescriptive Duct Sealing | SCG ¦ All | SCG | All | Electric & Gas | Efficient Prescriptive Duct Sealing | Efficient |  |  | 0 | Conventional | HVAC | Income Qualified - Single Family IQ | Income Qualified | RET Only | 0 | Residential Households | Building | 3 | DEER:HVAC_Duct_Sealing | 0 | 0 | -11.11 | SCG ESA Annual Report 2023 | 100.125 | 2024 | 0 | 2024 | 0 | 0 | SCG Data Request 2024 | Prescriptive Duct Sealing ¦ SCG ¦ All | Prescriptive Duct Sealing | 0.57308 | 1 | 0.21951 | MICS 2021 (CLASS Web Tool - DNV GL 2012; RBSA 2012) | 0 | 0 | 1
IQ-HVAC-24.4 | Income Qualified ¦ No Prescriptive Duct Sealing ¦ SCG ¦ All | Income Qualified ¦ No Prescriptive Duct Sealing | SCG ¦ All | SCG | All | Electric & Gas | Average Prescriptive Duct Sealing | Average Existing and Code |  |  | 0 | Conventional | HVAC | Income Qualified - Multi Family IQ | Income Qualified | RET Only | 0 | Residential Households | Building | 3 | DEER:HVAC_Duct_Sealing | 0 | 0 | 0 | Base | 0 | 2023 | 0 | 2023 | 0 | 0 | Base | Prescriptive Duct Sealing ¦ SCG ¦ All | Prescriptive Duct Sealing | 0.57308 | 1 | 0.78049 | MICS 2021 (CLASS Web Tool - DNV GL 2012; RBSA 2012) | 0 | 0 | 1
IQ-HVAC-25.4 | Income Qualified ¦ Efficient Prescriptive Duct Sealing ¦ SCG ¦ All | Income Qualified ¦ Efficient Prescriptive Duct Sealing | SCG ¦ All | SCG | All | Electric & Gas | Efficient Prescriptive Duct Sealing | Efficient |  |  | 0 | Conventional | HVAC | Income Qualified - Multi Family IQ | Income Qualified | RET Only | 0 | Residential Households | Building | 3 | DEER:HVAC_Duct_Sealing | 0 | 0 | -11.11 | SCG ESA Annual Report 2023 | 100.125 | 2024 | 0 | 2024 | 0 | 0 | SCG Data Request 2024 | Prescriptive Duct Sealing ¦ SCG ¦ All | Prescriptive Duct Sealing | 0.57308 | 1 | 0.21951 | MICS 2021 (CLASS Web Tool - DNV GL 2012; RBSA 2012) | 0 | 0 | 1
IQ-HVAC-24.5 | Income Qualified ¦ No Prescriptive Duct Sealing ¦ SDG&E ¦ All | Income Qualified ¦ No Prescriptive Duct Sealing | SDG&E ¦ All | SDG&E | All | Electric & Gas | Average Prescriptive Duct Sealing | Average Existing and Code |  |  | 0 | Conventional | HVAC | Income Qualified - Single Family IQ | Income Qualified | RET Only | 0 | Residential Households | Building | 3 | DEER:HVAC_Duct_Sealing | 0 | 0 | 0 | Base | 0 | 2023 | 0 | 2023 | 0 | 0 | Base | Prescriptive Duct Sealing ¦ SDG&E ¦ All | Prescriptive Duct Sealing | 0.57308 | 1 | 0.78049 | MICS 2021 (CLASS Web Tool - DNV GL 2012; RBSA 2012) | 0 | 0 | 1
IQ-HVAC-25.5 | Income Qualified ¦ Efficient Prescriptive Duct Sealing ¦ SDG&E ¦ All | Income Qualified ¦ Efficient Prescriptive Duct Sealing | SDG&E ¦ All | SDG&E | All | Electric & Gas | Efficient Prescriptive Duct Sealing | Efficient |  |  | 0 | Conventional | HVAC | Income Qualified - Single Family IQ | Income Qualified | RET Only | 0 | Residential Households | Building | 14 | DEER:HVAC_Duct_Sealing | -838.1932 | -0.60641 | -64.8416 | PG&E Data Request 2024 | 1040.0075 | 2024 | 790.015 | 2024 | 0 | 0 | Average SCG and PG&E | Prescriptive Duct Sealing ¦ SDG&E ¦ All | Prescriptive Duct Sealing | 0.57308 | 1 | 0.21951 | MICS 2021 (CLASS Web Tool - DNV GL 2012; RBSA 2012) | 0 | 0 | 1
IQ-HVAC-24.6 | Income Qualified ¦ No Prescriptive Duct Sealing ¦ SDG&E ¦ All | Income Qualified ¦ No Prescriptive Duct Sealing | SDG&E ¦ All | SDG&E | All | Electric & Gas | Average Prescriptive Duct Sealing | Average Existing and Code |  |  | 0 | Conventional | HVAC | Income Qualified - Multi Family IQ | Income Qualified | RET Only | 0 | Residential Households | Building | 3 | DEER:HVAC_Duct_Sealing | 0 | 0 | 0 | Base | 0 | 2023 | 0 | 2023 | 0 | 0 | Base | Prescriptive Duct Sealing ¦ SDG&E ¦ All | Prescriptive Duct Sealing | 0.57308 | 1 | 0.78049 | MICS 2021 (CLASS Web Tool - DNV GL 2012; RBSA 2012) | 0 | 0 | 1
IQ-HVAC-25.6 | Income Qualified ¦ Efficient Prescriptive Duct Sealing ¦ SDG&E ¦ All | Income Qualified ¦ Efficient Prescriptive Duct Sealing | SDG&E ¦ All | SDG&E | All | Electric & Gas | Efficient Prescriptive Duct Sealing | Efficient |  |  | 0 | Conventional | HVAC | Income Qualified - Multi Family IQ | Income Qualified | RET Only | 0 | Residential Households | Building | 14 | DEER:HVAC_Duct_Sealing | -838.1932 | -0.60641 | -64.8416 | PG&E Data Request 2024 | 1040.0075 | 2024 | 790.015 | 2024 | 0 | 0 | Average SCG and PG&E | Prescriptive Duct Sealing ¦ SDG&E ¦ All | Prescriptive Duct Sealing | 0.57308 | 1 | 0.21951 | MICS 2021 (CLASS Web Tool - DNV GL 2012; RBSA 2012) | 0 | 0 | 1
IQ-HVAC-24.7 | Income Qualified ¦ No Prescriptive Duct Sealing ¦ SCE ¦ All | Income Qualified ¦ No Prescriptive Duct Sealing | SCE ¦ All | SCE | All | Electric & Gas | Average Prescriptive Duct Sealing | Average Existing and Code |  |  | 0 | Conventional | HVAC | Income Qualified - Single Family IQ | Income Qualified | RET Only | 0 | Residential Households | Building | 3 | DEER:HVAC_Duct_Sealing | 0 | 0 | 0 | Base | 0 | 2023 | 0 | 2023 | 0 | 0 | Base | Prescriptive Duct Sealing ¦ SCE ¦ All | Prescriptive Duct Sealing | 0.57308 | 1 | 0.78049 | MICS 2021 (CLASS Web Tool - DNV GL 2012; RBSA 2012) | 0 | 0 | 1
IQ-HVAC-25.7 | Income Qualified ¦ Efficient Prescriptive Duct Sealing ¦ SCE ¦ All | Income Qualified ¦ Efficient Prescriptive Duct Sealing | SCE ¦ All | SCE | All | Electric & Gas | Efficient Prescriptive Duct Sealing | Efficient |  |  | 0 | Conventional | HVAC | Income Qualified - Single Family IQ | Income Qualified | RET Only | 0 | Residential Households | Building | 14 | DEER:HVAC_Duct_Sealing | -838.1932 | -0.60641 | -64.8416 | PG&E Data Request 2024 | 1040.0075 | 2024 | 790.015 | 2024 | 0 | 0 | Average SCG and PG&E | Prescriptive Duct Sealing ¦ SCE ¦ All | Prescriptive Duct Sealing | 0.57308 | 1 | 0.21951 | MICS 2021 (CLASS Web Tool - DNV GL 2012; RBSA 2012) | 0 | 0 | 1
IQ-HVAC-24.8 | Income Qualified ¦ No Prescriptive Duct Sealing ¦ SCE ¦ All | Income Qualified ¦ No Prescriptive Duct Sealing | SCE ¦ All | SCE | All | Electric & Gas | Average Prescriptive Duct Sealing | Average Existing and Code |  |  | 0 | Conventional | HVAC | Income Qualified - Multi Family IQ | Income Qualified | RET Only | 0 | Residential Households | Building | 3 | DEER:HVAC_Duct_Sealing | 0 | 0 | 0 | Base | 0 | 2023 | 0 | 2023 | 0 | 0 | Base | Prescriptive Duct Sealing ¦ SCE ¦ All | Prescriptive Duct Sealing | 0.57308 | 1 | 0.78049 | MICS 2021 (CLASS Web Tool - DNV GL 2012; RBSA 2012) | 0 | 0 | 1
IQ-HVAC-25.8 | Income Qualified ¦ Efficient Prescriptive Duct Sealing ¦ SCE ¦ All | Income Qualified ¦ Efficient Prescriptive Duct Sealing | SCE ¦ All | SCE | All | Electric & Gas | Efficient Prescriptive Duct Sealing | Efficient |  |  | 0 | Conventional | HVAC | Income Qualified - Multi Family IQ | Income Qualified | RET Only | 0 | Residential Households | Building | 14 | DEER:HVAC_Duct_Sealing | -838.1932 | -0.60641 | -64.8416 | PG&E Data Request 2024 | 1040.0075 | 2024 | 790.015 | 2024 | 0 | 0 | Average SCG and PG&E | Prescriptive Duct Sealing ¦ SCE ¦ All | Prescriptive Duct Sealing | 0.57308 | 1 | 0.21951 | MICS 2021 (CLASS Web Tool - DNV GL 2012; RBSA 2012) | 0 | 0 | 1
IQ-HVAC-26.1 | Income Qualified ¦ Average Existing and Code Room AC Replacement ¦ PG&E ¦ All | Income Qualified ¦ Average Existing and Code Room AC Replacement | PG&E ¦ All | PG&E | All | Electric | Average Room AC Replacement | Average Existing and Code |  |  | 0 | Conventional | HVAC | Income Qualified - Single Family IQ | Income Qualified | ROB Only | 0 | Residential Households | Building | 9 | DEER:HVAC_Eff_AC | 0 | 0 | 0 | Base | 0 | 2023 | 0 | 2023 | 0 | 0 | Base | Room AC Replacement ¦ PG&E ¦ All | Room AC Replacement | 0.36821 | 1 | 0.99 | RASS 2019 | 0 | 0 | 1
IQ-HVAC-27.1 | Income Qualified ¦ Efficient Room AC Replacement ¦ PG&E ¦ All | Income Qualified ¦ Efficient Room AC Replacement | PG&E ¦ All | PG&E | All | Electric | Efficient Room AC Replacement | Efficient |  |  | 0 | Conventional | HVAC | Income Qualified - Single Family IQ | Income Qualified | ROB Only | 0 | Residential Households | Building | 9 | DEER:HVAC_Eff_AC | -170 | -0.0255 | 0 | SCE Data Request 2024 | 530 | 2025 | 497 | 2025 | 0 | 0 | SCE Data Request 2024 | Room AC Replacement ¦ PG&E ¦ All | Room AC Replacement | 0.36821 | 1 | 0.01 | RASS 2019 | 0 | 0 | 1
IQ-HVAC-26.2 | Income Qualified ¦ Average Existing and Code Room AC Replacement ¦ PG&E ¦ All | Income Qualified ¦ Average Existing and Code Room AC Replacement | PG&E ¦ All | PG&E | All | Electric | Average Room AC Replacement | Average Existing and Code |  |  | 0 | Conventional | HVAC | Income Qualified - Multi Family IQ | Income Qualified | ROB Only | 0 | Residential Households | Building | 9 | DEER:HVAC_Eff_AC | 0 | 0 | 0 | Base | 0 | 2023 | 0 | 2023 | 0 | 0 | SCE Data Request 2024 | Room AC Replacement ¦ PG&E ¦ All | Room AC Replacement | 0.35648 | 1 | 0.99 | RASS 2019 | 0 | 0 | 1
IQ-HVAC-27.2 | Income Qualified ¦ Efficient Room AC Replacement ¦ PG&E ¦ All | Income Qualified ¦ Efficient Room AC Replacement | PG&E ¦ All | PG&E | All | Electric | Efficient Room AC Replacement | Efficient |  |  | 0 | Conventional | HVAC | Income Qualified - Multi Family IQ | Income Qualified | ROB Only | 0 | Residential Households | Building | 9 | DEER:HVAC_Eff_AC | -170 | -0.0255 | 0 | SCE Data Request 2024 | 530 | 2025 | 497 | 2025 | 0 | 0 | SCE Data Request 2024 | Room AC Replacement ¦ PG&E ¦ All | Room AC Replacement | 0.35648 | 1 | 0.01 | RASS 2019 | 0 | 0 | 1
IQ-HVAC-26.3 | Income Qualified ¦ Average Existing and Code Room AC Replacement ¦ SCE ¦ All | Income Qualified ¦ Average Existing and Code Room AC Replacement | SCE ¦ All | SCE | All | Electric | Average Room AC Replacement | Average Existing and Code |  |  | 0 | Conventional | HVAC | Income Qualified - Single Family IQ | Income Qualified | ROB Only | 0 | Residential Households | Building | 9 | DEER:HVAC_Eff_AC | 0 | 0 | 0 | Base | 0 | 2023 | 0 | 2023 | 0 | 0 | Base | Room AC Replacement ¦ SCE ¦ All | Room AC Replacement | 0.36821 | 1 | 0.99 | RASS 2019 | 0 | 0 | 1
IQ-HVAC-27.3 | Income Qualified ¦ Efficient Room AC Replacement ¦ SCE ¦ All | Income Qualified ¦ Efficient Room AC Replacement | SCE ¦ All | SCE | All | Electric | Efficient Room AC Replacement | Efficient |  |  | 0 | Conventional | HVAC | Income Qualified - Single Family IQ | Income Qualified | ROB Only | 0 | Residential Households | Building | 9 | DEER:HVAC_Eff_AC | -170 | -0.0255 | 0 | SCE Data Request 2024 | 530 | 2025 | 497 | 2025 | 0 | 0 | SCE Data Request 2024 | Room AC Replacement ¦ SCE ¦ All | Room AC Replacement | 0.36821 | 1 | 0.01 | RASS 2019 | 0 | 0 | 1
IQ-HVAC-26.4 | Income Qualified ¦ Average Existing and Code Room AC Replacement ¦ SCE ¦ All | Income Qualified ¦ Average Existing and Code Room AC Replacement | SCE ¦ All | SCE | All | Electric | Average Room AC Replacement | Average Existing and Code |  |  | 0 | Conventional | HVAC | Income Qualified - Multi Family IQ | Income Qualified | ROB Only | 0 | Residential Households | Building | 9 | DEER:HVAC_Eff_AC | 0 | 0 | 0 | Base | 0 | 2023 | 0 | 2023 | 0 | 0 | Base | Room AC Replacement ¦ SCE ¦ All | Room AC Replacement | 0.35648 | 1 | 0.99 | RASS 2019 | 0 | 0 | 1
IQ-HVAC-27.4 | Income Qualified ¦ Efficient Room AC Replacement ¦ SCE ¦ All | Income Qualified ¦ Efficient Room AC Replacement | SCE ¦ All | SCE | All | Electric | Efficient Room AC Replacement | Efficient |  |  | 0 | Conventional | HVAC | Income Qualified - Multi Family IQ | Income Qualified | ROB Only | 0 | Residential Households | Building | 9 | DEER:HVAC_Eff_AC | -170 | -0.0255 | 0 | SCE Data Request 2024 | 530 | 2025 | 497 | 2025 | 0 | 0 | SCE Data Request 2024 | Room AC Replacement ¦ SCE ¦ All | Room AC Replacement | 0.35648 | 1 | 0.01 | RASS 2019 | 0 | 0 | 1
IQ-HVAC-26.5 | Income Qualified ¦ Average Existing and Code Room AC Replacement ¦ SDG&E ¦ All | Income Qualified ¦ Average Existing and Code Room AC Replacement | SDG&E ¦ All | SDG&E | All | Electric | Average Room AC Replacement | Average Existing and Code |  |  | 0 | Conventional | HVAC | Income Qualified - Single Family IQ | Income Qualified | ROB Only | 0 | Residential Households | Building | 9 | DEER:HVAC_Eff_AC | 0 | 0 | 0 | Base | 0 | 2023 | 0 | 2023 | 0 | 0 | Base | Room AC Replacement ¦ SDG&E ¦ All | Room AC Replacement | 0.36821 | 1 | 0.99 | RASS 2019 | 0 | 0 | 1
IQ-HVAC-27.5 | Income Qualified ¦ Efficient Room AC Replacement ¦ SDG&E ¦ All | Income Qualified ¦ Efficient Room AC Replacement | SDG&E ¦ All | SDG&E | All | Electric | Efficient Room AC Replacement | Efficient |  |  | 0 | Conventional | HVAC | Income Qualified - Single Family IQ | Income Qualified | ROB Only | 0 | Residential Households | Building | 9 | DEER:HVAC_Eff_AC | -170 | -0.0255 | 0 | SCE Data Request 2024 | 530 | 2025 | 497 | 2025 | 0 | 0 | SCE Data Request 2024 | Room AC Replacement ¦ SDG&E ¦ All | Room AC Replacement | 0.36821 | 1 | 0.01 | RASS 2019 | 0 | 0 | 1
IQ-HVAC-26.6 | Income Qualified ¦ Average Existing and Code Room AC Replacement ¦ SDG&E ¦ All | Income Qualified ¦ Average Existing and Code Room AC Replacement | SDG&E ¦ All | SDG&E | All | Electric | Average Room AC Replacement | Average Existing and Code |  |  | 0 | Conventional | HVAC | Income Qualified - Multi Family IQ | Income Qualified | ROB Only | 0 | Residential Households | Building | 9 | DEER:HVAC_Eff_AC | 0 | 0 | 0 | Base | 0 | 2023 | 0 | 2023 | 0 | 0 | Base | Room AC Replacement ¦ SDG&E ¦ All | Room AC Replacement | 0.35648 | 1 | 0.99 | RASS 2019 | 0 | 0 | 1
IQ-HVAC-27.6 | Income Qualified ¦ Efficient Room AC Replacement ¦ SDG&E ¦ All | Income Qualified ¦ Efficient Room AC Replacement | SDG&E ¦ All | SDG&E | All | Electric | Efficient Room AC Replacement | Efficient |  |  | 0 | Conventional | HVAC | Income Qualified - Multi Family IQ | Income Qualified | ROB Only | 0 | Residential Households | Building | 9 | DEER:HVAC_Eff_AC | -170 | -0.0255 | 0 | SCE Data Request 2024 | 530 | 2025 | 497 | 2025 | 0 | 0 | SCE Data Request 2024 | Room AC Replacement ¦ SDG&E ¦ All | Room AC Replacement | 0.35648 | 1 | 0.01 | RASS 2019 | 0 | 0 | 1
IQ-HVAC-28.1 | Income Qualified ¦ Average Existing and Code Thermostats ¦ PG&E ¦ All | Income Qualified ¦ Average Existing and Code Thermostats | PG&E ¦ All | PG&E | All | Electric & Gas | Average Smart Thermostats | Average Existing and Code |  |  | 0 | Conventional | HVAC | Income Qualified - Single Family IQ | Income Qualified | RET Only | 0 | Residential Households | Building | 9.1 | DEER:HVAC_Eff_AC | 0 | 0 | 0 | Base | 0 | 2023 | 0 | 2023 | 0 | 0 | Base | Smart Thermostats ¦ PG&E ¦ All | Smart Thermostats | 0.69396 | 1 | 0.89132 | RASS 2019 | 0 | 0 | 1
IQ-HVAC-29.1 | Income Qualified ¦ Efficient Smart Thermostats ¦ PG&E ¦ All | Income Qualified ¦ Efficient Smart Thermostats | PG&E ¦ All | PG&E | All | Electric & Gas | Efficient Smart Thermostats | Efficient |  |  | 0 | Conventional | HVAC | Income Qualified - Single Family IQ | Income Qualified | RET Only | 0 | Residential Households | Building | 9 | DEER:HVAC_Eff_AC | -714.0705 | -0.12847 | -96.2302 | PG&E Data Request 2024 | 133.17 | 2024 | 113.22 | 2024 | 0 | 0 | PG&E Data Request 2024 | Smart Thermostats ¦ PG&E ¦ All | Smart Thermostats | 0.69396 | 1 | 0.10868 | RASS 2019 | 0 | 0 | 1
IQ-HVAC-28.2 | Income Qualified ¦ Average Existing and Code Thermostats ¦ PG&E ¦ All | Income Qualified ¦ Average Existing and Code Thermostats | PG&E ¦ All | PG&E | All | Electric & Gas | Average Smart Thermostats | Average Existing and Code |  |  | 0 | Conventional | HVAC | Income Qualified - Multi Family IQ | Income Qualified | RET Only | 0 | Residential Households | Building | 9.1 | DEER:HVAC_Eff_AC | 0 | 0 | 0 | Base | 0 | 2023 | 0 | 2023 | 0 | 0 | Base | Smart Thermostats ¦ PG&E ¦ All | Smart Thermostats | 0.49465 | 1 | 0.89934 | RASS 2019 | 0 | 0 | 1
IQ-HVAC-29.2 | Income Qualified ¦ Efficient Smart Thermostats ¦ PG&E ¦ All | Income Qualified ¦ Efficient Smart Thermostats | PG&E ¦ All | PG&E | All | Electric & Gas | Efficient Smart Thermostats | Efficient |  |  | 0 | Conventional | HVAC | Income Qualified - Multi Family IQ | Income Qualified | RET Only | 0 | Residential Households | Building | 9 | DEER:HVAC_Eff_AC | -714.0705 | -0.12847 | -96.2302 | PG&E Data Request 2024 | 133.17 | 2024 | 113.22 | 2024 | 0 | 0 | PG&E Data Request 2024 | Smart Thermostats ¦ PG&E ¦ All | Smart Thermostats | 0.49465 | 1 | 0.10066 | RASS 2019 | 0 | 0 | 1
IQ-HVAC-28.3 | Income Qualified ¦ Average Existing and Code Thermostats ¦ SCE ¦ All | Income Qualified ¦ Average Existing and Code Thermostats | SCE ¦ All | SCE | All | Electric & Gas | Average Smart Thermostats | Average Existing and Code |  |  | 0 | Conventional | HVAC | Income Qualified - Single Family IQ | Income Qualified | RET Only | 0 | Residential Households | Building | 9.1 | DEER:HVAC_Eff_AC | 0 | 0 | 0 | Base | 0 | 2023 | 0 | 2023 | 0 | 0 | Base | Smart Thermostats ¦ SCE ¦ All | Smart Thermostats | 0.69396 | 1 | 0.89132 | RASS 2019 | 0 | 0 | 1
IQ-HVAC-29.3 | Income Qualified ¦ Efficient Smart Thermostats ¦ SCE ¦ All | Income Qualified ¦ Efficient Smart Thermostats | SCE ¦ All | SCE | All | Electric & Gas | Efficient Smart Thermostats | Efficient |  |  | 0 | Conventional | HVAC | Income Qualified - Single Family IQ | Income Qualified | RET Only | 0 | Residential Households | Building | 9.1 | DEER:HVAC_Eff_AC | -210.7976 | 0 | 0 | SCE Data Request 2024 | 200 | 2025 | 120 | 2024.75 | 0 | 0 | SCE Data Request 2024 | Smart Thermostats ¦ SCE ¦ All | Smart Thermostats | 0.69396 | 1 | 0.10868 | RASS 2019 | 0 | 0 | 1
IQ-HVAC-28.4 | Income Qualified ¦ Average Existing and Code Thermostats ¦ SCE ¦ All | Income Qualified ¦ Average Existing and Code Thermostats | SCE ¦ All | SCE | All | Electric & Gas | Average Smart Thermostats | Average Existing and Code |  |  | 0 | Conventional | HVAC | Income Qualified - Multi Family IQ | Income Qualified | RET Only | 0 | Residential Households | Building | 9.1 | DEER:HVAC_Eff_AC | 0 | 0 | 0 | Base | 0 | 2023 | 0 | 2023 | 0 | 0 | Base | Smart Thermostats ¦ SCE ¦ All | Smart Thermostats | 0.49465 | 1 | 0.89934 | RASS 2019 | 0 | 0 | 1
IQ-HVAC-29.4 | Income Qualified ¦ Efficient Smart Thermostats ¦ SCE ¦ All | Income Qualified ¦ Efficient Smart Thermostats | SCE ¦ All | SCE | All | Electric & Gas | Efficient Smart Thermostats | Efficient |  |  | 0 | Conventional | HVAC | Income Qualified - Multi Family IQ | Income Qualified | RET Only | 0 | Residential Households | Building | 9.1 | DEER:HVAC_Eff_AC | -210.7976 | 0 | 0 | SCE Data Request 2024 | 200 | 2025 | 120 | 2024.75 | 0 | 0 | SCE Data Request 2024 | Smart Thermostats ¦ SCE ¦ All | Smart Thermostats | 0.49465 | 1 | 0.10066 | RASS 2019 | 0 | 0 | 1
IQ-HVAC-28.5 | Income Qualified ¦ Average Existing and Code Thermostats ¦ SDG&E ¦ All | Income Qualified ¦ Average Existing and Code Thermostats | SDG&E ¦ All | SDG&E | All | Electric & Gas | Average Smart Thermostats | Average Existing and Code |  |  | 0 | Conventional | HVAC | Income Qualified - Single Family IQ | Income Qualified | RET Only | 0 | Residential Households | Building | 9.1 | DEER:HVAC_Eff_AC | 0 | 0 | 0 | Base | 0 | 2023 | 0 | 2023 | 0 | 0 | Base | Smart Thermostats ¦ SDG&E ¦ All | Smart Thermostats | 0.69396 | 1 | 0.89132 | RASS 2019 | 0 | 0 | 1
IQ-HVAC-29.5 | Income Qualified ¦ Efficient Smart Thermostats ¦ SDG&E ¦ All | Income Qualified ¦ Efficient Smart Thermostats | SDG&E ¦ All | SDG&E | All | Electric & Gas | Efficient Smart Thermostats | Efficient |  |  | 0 | Conventional | HVAC | Income Qualified - Single Family IQ | Income Qualified | RET Only | 0 | Residential Households | Building | 9.1 | DEER:HVAC_Eff_AC | -28.5083 | 0 | -3.0642 | SDG&E Data Request 2024 | 76.35 | 2024.3333 | 0 | 2024.25 | 0 | 0 | SDG&E Data Request 2024 | Smart Thermostats ¦ SDG&E ¦ All | Smart Thermostats | 0.69396 | 1 | 0.10868 | RASS 2019 | 0 | 0 | 1
IQ-HVAC-28.6 | Income Qualified ¦ Average Existing and Code Thermostats ¦ SDG&E ¦ All | Income Qualified ¦ Average Existing and Code Thermostats | SDG&E ¦ All | SDG&E | All | Electric & Gas | Average Smart Thermostats | Average Existing and Code |  |  | 0 | Conventional | HVAC | Income Qualified - Multi Family IQ | Income Qualified | RET Only | 0 | Residential Households | Building | 9.1 | DEER:HVAC_Eff_AC | 0 | 0 | 0 | Base | 0 | 2023 | 0 | 2023 | 0 | 0 | Base | Smart Thermostats ¦ SDG&E ¦ All | Smart Thermostats | 0.49465 | 1 | 0.89934 | RASS 2019 | 0 | 0 | 1
IQ-HVAC-29.6 | Income Qualified ¦ Efficient Smart Thermostats ¦ SDG&E ¦ All | Income Qualified ¦ Efficient Smart Thermostats | SDG&E ¦ All | SDG&E | All | Electric & Gas | Efficient Smart Thermostats | Efficient |  |  | 0 | Conventional | HVAC | Income Qualified - Multi Family IQ | Income Qualified | RET Only | 0 | Residential Households | Building | 9.1 | DEER:HVAC_Eff_AC | -28.5083 | 0 | -3.0642 | SDG&E Data Request 2024 | 76.35 | 2024.3333 | 0 | 2024.25 | 0 | 0 | SDG&E Data Request 2024 | Smart Thermostats ¦ SDG&E ¦ All | Smart Thermostats | 0.49465 | 1 | 0.10066 | RASS 2019 | 0 | 0 | 1
IQ-HVAC-28.7 | Income Qualified ¦ Average Existing and Code Thermostats ¦ SCG ¦ All | Income Qualified ¦ Average Existing and Code Thermostats | SCG ¦ All | SCG | All | Electric & Gas | Average Smart Thermostats | Average Existing and Code |  |  | 0 | Conventional | HVAC | Income Qualified - Single Family IQ | Income Qualified | RET Only | 0 | Residential Households | Building | 9.1 | DEER:HVAC_Eff_AC | 0 | 0 | 0 | Base | 0 | 2023 | 0 | 2023 | 0 | 0 | Base | Smart Thermostats ¦ SCG ¦ All | Smart Thermostats | 0.69396 | 1 | 0.89132 | RASS 2019 | 0 | 0 | 1
IQ-HVAC-29.7 | Income Qualified ¦ Efficient Smart Thermostats ¦ SCG ¦ All | Income Qualified ¦ Efficient Smart Thermostats | SCG ¦ All | SCG | All | Electric & Gas | Efficient Smart Thermostats | Efficient |  |  | 0 | Conventional | HVAC | Income Qualified - Single Family IQ | Income Qualified | RET Only | 0 | Residential Households | Building | 9 | DEER:HVAC_Eff_AC | 0 | 0 | -5.8041 | SCG ESA Annual Report 2023 | 255.85 | 2024 | 0 | 2024 | 0 | 0 | SCG Data Request 2024 | Smart Thermostats ¦ SCG ¦ All | Smart Thermostats | 0.69396 | 1 | 0.10868 | RASS 2019 | 0 | 0 | 1
IQ-HVAC-28.8 | Income Qualified ¦ Average Existing and Code Thermostats ¦ SCG ¦ All | Income Qualified ¦ Average Existing and Code Thermostats | SCG ¦ All | SCG | All | Electric & Gas | Average Smart Thermostats | Average Existing and Code |  |  | 0 | Conventional | HVAC | Income Qualified - Multi Family IQ | Income Qualified | RET Only | 0 | Residential Households | Building | 9.1 | DEER:HVAC_Eff_AC | 0 | 0 | 0 | Base | 0 | 2023 | 0 | 2023 | 0 | 0 | Base | Smart Thermostats ¦ SCG ¦ All | Smart Thermostats | 0.49465 | 1 | 0.89934 | RASS 2019 | 0 | 0 | 1
IQ-HVAC-29.8 | Income Qualified ¦ Efficient Smart Thermostats ¦ SCG ¦ All | Income Qualified ¦ Efficient Smart Thermostats | SCG ¦ All | SCG | All | Electric & Gas | Efficient Smart Thermostats | Efficient |  |  | 0 | Conventional | HVAC | Income Qualified - Multi Family IQ | Income Qualified | RET Only | 0 | Residential Households | Building | 9 | DEER:HVAC_Eff_AC | 0 | 0 | -5.8041 | SCG ESA Annual Report 2023 | 255.85 | 2024 | 0 | 2024 | 0 | 0 | SCG Data Request 2024 | Smart Thermostats ¦ SCG ¦ All | Smart Thermostats | 0.49465 | 1 | 0.10066 | RASS 2019 | 0 | 0 | 1
IQ-HVAC-30.1 | Income Qualified ¦ No Whole House Fan ¦ PG&E ¦ All | Income Qualified ¦ No Whole House Fan | PG&E ¦ All | PG&E | All | Electric | Average Whole House Fan | Average Existing and Code |  |  | 0 | Conventional | HVAC | Income Qualified - Single Family IQ | Income Qualified | ROB Only | 0 | Residential Households | Each | 20 | DEER:HVAC_Eff_AC | 0 | 0 | 0 | Base | 0 | 2023 | 0 | 2023 | 0 | 0 | Base | Whole House Fan ¦ PG&E ¦ All | Whole House Fan | 0.95675 | 1 | 0.9223 | RASS 2019 | 0 | 0 | 1
IQ-HVAC-31.1 | Income Qualified ¦ Efficient Whole House Fan ¦ PG&E ¦ All | Income Qualified ¦ Efficient Whole House Fan | PG&E ¦ All | PG&E | All | Electric | Efficient Whole House Fan | Efficient |  |  | 0 | Conventional | HVAC | Income Qualified - Single Family IQ | Income Qualified | ROB Only | 0 | Residential Households | Each | 20 | DEER:HVAC_Eff_AC | -181.8 | -0.243 | 0.58 | PG&E Data Request 2024 | 515 | 2024 | 333.96 | 2024 | 0 | 0 | PG&E Data Request 2024 | Whole House Fan ¦ PG&E ¦ All | Whole House Fan | 0.95675 | 1 | 0.077698 | RASS 2019 | 0 | 0 | 1
IQ-HVAC-30.2 | Income Qualified ¦ No Whole House Fan ¦ PG&E ¦ All | Income Qualified ¦ No Whole House Fan | PG&E ¦ All | PG&E | All | Electric | Average Whole House Fan | Average Existing and Code |  |  | 0 | Conventional | HVAC | Income Qualified - Multi Family IQ | Income Qualified | ROB Only | 0 | Residential Households | Each | 20 | DEER:HVAC_Eff_AC | 0 | 0 | 0 | Base | 0 | 2023 | 0 | 2023 | 0 | 0 | PG&E Data Request 2024 | Whole House Fan ¦ PG&E ¦ All | Whole House Fan | 0.94084 | 1 | 0.93768 | RASS 2019 | 0 | 0 | 1
IQ-HVAC-31.2 | Income Qualified ¦ Efficient Whole House Fan ¦ PG&E ¦ All | Income Qualified ¦ Efficient Whole House Fan | PG&E ¦ All | PG&E | All | Electric | Efficient Whole House Fan | Efficient |  |  | 0 | Conventional | HVAC | Income Qualified - Multi Family IQ | Income Qualified | ROB Only | 0 | Residential Households | Each | 20 | DEER:HVAC_Eff_AC | -181.8 | -0.243 | 0.58 | PG&E Data Request 2024 | 515 | 2024 | 333.96 | 2024 | 0 | 0 | PG&E Data Request 2024 | Whole House Fan ¦ PG&E ¦ All | Whole House Fan | 0.94084 | 1 | 0.062318 | RASS 2019 | 0 | 0 | 1
IQ-HVAC-30.3 | Income Qualified ¦ No Whole House Fan ¦ SCE ¦ All | Income Qualified ¦ No Whole House Fan | SCE ¦ All | SCE | All | Electric | Average Whole House Fan | Average Existing and Code |  |  | 0 | Conventional | HVAC | Income Qualified - Single Family IQ | Income Qualified | ROB Only | 0 | Residential Households | Each | 20 | DEER:HVAC_Eff_AC | 0 | 0 | 0 | Base | 0 | 2023 | 0 | 2023 | 0 | 0 | Base | Whole House Fan ¦ SCE ¦ All | Whole House Fan | 0.95675 | 1 | 0.9223 | RASS 2019 | 0 | 0 | 1
IQ-HVAC-31.3 | Income Qualified ¦ Efficient Whole House Fan ¦ SCE ¦ All | Income Qualified ¦ Efficient Whole House Fan | SCE ¦ All | SCE | All | Electric | Efficient Whole House Fan | Efficient |  |  | 0 | Conventional | HVAC | Income Qualified - Single Family IQ | Income Qualified | ROB Only | 0 | Residential Households | Each | 20 | DEER:HVAC_Eff_AC | -181.8 | -0.243 | 0.58 | PG&E Data Request 2024 | 515 | 2024 | 333.96 | 2024 | 0 | 0 | PG&E Data Request 2024 | Whole House Fan ¦ SCE ¦ All | Whole House Fan | 0.95675 | 1 | 0.077698 | RASS 2019 | 0 | 0 | 1
IQ-HVAC-30.4 | Income Qualified ¦ No Whole House Fan ¦ SCE ¦ All | Income Qualified ¦ No Whole House Fan | SCE ¦ All | SCE | All | Electric | Average Whole House Fan | Average Existing and Code |  |  | 0 | Conventional | HVAC | Income Qualified - Multi Family IQ | Income Qualified | ROB Only | 0 | Residential Households | Each | 20 | DEER:HVAC_Eff_AC | 0 | 0 | 0 | Base | 0 | 2023 | 0 | 2023 | 0 | 0 | Base | Whole House Fan ¦ SCE ¦ All | Whole House Fan | 0.94084 | 1 | 0.93768 | RASS 2019 | 0 | 0 | 1
IQ-HVAC-31.4 | Income Qualified ¦ Efficient Whole House Fan ¦ SCE ¦ All | Income Qualified ¦ Efficient Whole House Fan | SCE ¦ All | SCE | All | Electric | Efficient Whole House Fan | Efficient |  |  | 0 | Conventional | HVAC | Income Qualified - Multi Family IQ | Income Qualified | ROB Only | 0 | Residential Households | Each | 20 | DEER:HVAC_Eff_AC | -181.8 | -0.243 | 0.58 | PG&E Data Request 2024 | 515 | 2024 | 333.96 | 2024 | 0 | 0 | PG&E Data Request 2024 | Whole House Fan ¦ SCE ¦ All | Whole House Fan | 0.94084 | 1 | 0.062318 | RASS 2019 | 0 | 0 | 1
IQ-HVAC-30.5 | Income Qualified ¦ No Whole House Fan ¦ SDG&E ¦ All | Income Qualified ¦ No Whole House Fan | SDG&E ¦ All | SDG&E | All | Electric | Average Whole House Fan | Average Existing and Code |  |  | 0 | Conventional | HVAC | Income Qualified - Single Family IQ | Income Qualified | ROB Only | 0 | Residential Households | Each | 20 | DEER:HVAC_Eff_AC | 0 | 0 | 0 | Base | 0 | 2023 | 0 | 2023 | 0 | 0 | Base | Whole House Fan ¦ SDG&E ¦ All | Whole House Fan | 0.95675 | 1 | 0.9223 | RASS 2019 | 0 | 0 | 1
IQ-HVAC-31.5 | Income Qualified ¦ Efficient Whole House Fan ¦ SDG&E ¦ All | Income Qualified ¦ Efficient Whole House Fan | SDG&E ¦ All | SDG&E | All | Electric | Efficient Whole House Fan | Efficient |  |  | 0 | Conventional | HVAC | Income Qualified - Single Family IQ | Income Qualified | ROB Only | 0 | Residential Households | Each | 20 | DEER:HVAC_Eff_AC | -181.8 | -0.243 | 0.58 | PG&E Data Request 2024 | 515 | 2024 | 333.96 | 2024 | 0 | 0 | PG&E Data Request 2024 | Whole House Fan ¦ SDG&E ¦ All | Whole House Fan | 0.95675 | 1 | 0.077698 | RASS 2019 | 0 | 0 | 1
IQ-HVAC-30.6 | Income Qualified ¦ No Whole House Fan ¦ SDG&E ¦ All | Income Qualified ¦ No Whole House Fan | SDG&E ¦ All | SDG&E | All | Electric | Average Whole House Fan | Average Existing and Code |  |  | 0 | Conventional | HVAC | Income Qualified - Multi Family IQ | Income Qualified | ROB Only | 0 | Residential Households | Each | 20 | DEER:HVAC_Eff_AC | 0 | 0 | 0 | Base | 0 | 2023 | 0 | 2023 | 0 | 0 | Base | Whole House Fan ¦ SDG&E ¦ All | Whole House Fan | 0.94084 | 1 | 0.93768 | RASS 2019 | 0 | 0 | 1
IQ-HVAC-31.6 | Income Qualified ¦ Efficient Whole House Fan ¦ SDG&E ¦ All | Income Qualified ¦ Efficient Whole House Fan | SDG&E ¦ All | SDG&E | All | Electric | Efficient Whole House Fan | Efficient |  |  | 0 | Conventional | HVAC | Income Qualified - Multi Family IQ | Income Qualified | ROB Only | 0 | Residential Households | Each | 20 | DEER:HVAC_Eff_AC | -181.8 | -0.243 | 0.58 | PG&E Data Request 2024 | 515 | 2024 | 333.96 | 2024 | 0 | 0 | PG&E Data Request 2024 | Whole House Fan ¦ SDG&E ¦ All | Whole House Fan | 0.94084 | 1 | 0.062318 | RASS 2019 | 0 | 0 | 1
IQ-HVAC-32.1 | Income Qualified ¦ Average Existing and Code Wall Furnace ¦ PG&E ¦ All | Income Qualified ¦ Average Existing and Code Wall Furnace | PG&E ¦ All | PG&E | All | Gas | Average HE Wall Furnace Replacement | Average Existing and Code |  |  | 0 | Conventional | HVAC | Income Qualified - Single Family IQ | Income Qualified | RET Only | 0 | Residential Households | Building | 20 | None | 0 | 0 | 0 | Base | 0 | 2023 | 0 | 2023 | 0 | 0 | Base | HE Wall Furnace Replacement ¦ PG&E ¦ All | HE Wall Furnace Replacement | 0.1193 | 1 | 0.9916 | RASS 2019 | 0 | 0 | 1
IQ-HVAC-33.1 | Income Qualified ¦ Efficient HE Wall Furnace Replacement ¦ PG&E ¦ All | Income Qualified ¦ Efficient HE Wall Furnace Replacement | PG&E ¦ All | PG&E | All | Gas | Efficient HE Wall Furnace Replacement | Efficient |  |  | 0 | Conventional | HVAC | Income Qualified - Single Family IQ | Income Qualified | RET Only | 0 | Residential Households | Building | 20 | None | 0 | 0 | -10.427 | SDG&E Data Request 2024 | 883.38 | 2023 | 0 | 2023 | 0 | 0 | SDG&E Data Request 2024 | HE Wall Furnace Replacement ¦ PG&E ¦ All | HE Wall Furnace Replacement | 0.1193 | 1 | 0.0084041 | RASS 2019 | 0 | 0 | 1
IQ-HVAC-32.2 | Income Qualified ¦ Average Existing and Code Wall Furnace ¦ PG&E ¦ All | Income Qualified ¦ Average Existing and Code Wall Furnace | PG&E ¦ All | PG&E | All | Gas | Average HE Wall Furnace Replacement | Average Existing and Code |  |  | 0 | Conventional | HVAC | Income Qualified - Multi Family IQ | Income Qualified | RET Only | 0 | Residential Households | Building | 20 | None | 0 | 0 | 0 | Base | 0 | 2023 | 0 | 2023 | 0 | 0 | SDG&E Data Request 2024 | HE Wall Furnace Replacement ¦ PG&E ¦ All | HE Wall Furnace Replacement | 0.12392 | 1 | 0.94385 | RASS 2019 | 0 | 0 | 1
IQ-HVAC-33.2 | Income Qualified ¦ Efficient HE Wall Furnace Replacement ¦ PG&E ¦ All | Income Qualified ¦ Efficient HE Wall Furnace Replacement | PG&E ¦ All | PG&E | All | Gas | Efficient HE Wall Furnace Replacement | Efficient |  |  | 0 | Conventional | HVAC | Income Qualified - Multi Family IQ | Income Qualified | RET Only | 0 | Residential Households | Building | 20 | None | 0 | 0 | -10.427 | SDG&E Data Request 2024 | 883.38 | 2023 | 0 | 2023 | 0 | 0 | SDG&E Data Request 2024 | HE Wall Furnace Replacement ¦ PG&E ¦ All | HE Wall Furnace Replacement | 0.12392 | 1 | 0.056148 | RASS 2019 | 0 | 0 | 1
IQ-HVAC-32.3 | Income Qualified ¦ Average Existing and Code Wall Furnace ¦ SCG ¦ All | Income Qualified ¦ Average Existing and Code Wall Furnace | SCG ¦ All | SCG | All | Gas | Average HE Wall Furnace Replacement | Average Existing and Code |  |  | 0 | Conventional | HVAC | Income Qualified - Single Family IQ | Income Qualified | RET Only | 0 | Residential Households | Building | 20 | None | 0 | 0 | 0 | Base | 0 | 2023 | 0 | 2023 | 0 | 0 | Base | HE Wall Furnace Replacement ¦ SCG ¦ All | HE Wall Furnace Replacement | 0.1193 | 1 | 0.9916 | RASS 2019 | 0 | 0 | 1
IQ-HVAC-33.3 | Income Qualified ¦ Efficient HE Wall Furnace Replacement ¦ SCG ¦ All | Income Qualified ¦ Efficient HE Wall Furnace Replacement | SCG ¦ All | SCG | All | Gas | Efficient HE Wall Furnace Replacement | Efficient |  |  | 0 | Conventional | HVAC | Income Qualified - Single Family IQ | Income Qualified | RET Only | 0 | Residential Households | Building | 20 | None | 0 | 0 | -10.427 | SDG&E Data Request 2024 | 883.38 | 2023 | 0 | 2023 | 0 | 0 | SDG&E Data Request 2024 | HE Wall Furnace Replacement ¦ SCG ¦ All | HE Wall Furnace Replacement | 0.1193 | 1 | 0.0084041 | RASS 2019 | 0 | 0 | 1
IQ-HVAC-32.4 | Income Qualified ¦ Average Existing and Code Wall Furnace ¦ SCG ¦ All | Income Qualified ¦ Average Existing and Code Wall Furnace | SCG ¦ All | SCG | All | Gas | Average HE Wall Furnace Replacement | Average Existing and Code |  |  | 0 | Conventional | HVAC | Income Qualified - Multi Family IQ | Income Qualified | RET Only | 0 | Residential Households | Building | 20 | None | 0 | 0 | 0 | Base | 0 | 2023 | 0 | 2023 | 0 | 0 | Base | HE Wall Furnace Replacement ¦ SCG ¦ All | HE Wall Furnace Replacement | 0.12392 | 1 | 0.94385 | RASS 2019 | 0 | 0 | 1
IQ-HVAC-33.4 | Income Qualified ¦ Efficient HE Wall Furnace Replacement ¦ SCG ¦ All | Income Qualified ¦ Efficient HE Wall Furnace Replacement | SCG ¦ All | SCG | All | Gas | Efficient HE Wall Furnace Replacement | Efficient |  |  | 0 | Conventional | HVAC | Income Qualified - Multi Family IQ | Income Qualified | RET Only | 0 | Residential Households | Building | 20 | None | 0 | 0 | -10.427 | SDG&E Data Request 2024 | 883.38 | 2023 | 0 | 2023 | 0 | 0 | SDG&E Data Request 2024 | HE Wall Furnace Replacement ¦ SCG ¦ All | HE Wall Furnace Replacement | 0.12392 | 1 | 0.056148 | RASS 2019 | 0 | 0 | 1
IQ-HVAC-32.5 | Income Qualified ¦ Average Existing and Code Wall Furnace ¦ SDG&E ¦ All | Income Qualified ¦ Average Existing and Code Wall Furnace | SDG&E ¦ All | SDG&E | All | Gas | Average HE Wall Furnace Replacement | Average Existing and Code |  |  | 0 | Conventional | HVAC | Income Qualified - Single Family IQ | Income Qualified | RET Only | 0 | Residential Households | Building | 20 | None | 0 | 0 | 0 | Base | 0 | 2023 | 0 | 2023 | 0 | 0 | Base | HE Wall Furnace Replacement ¦ SDG&E ¦ All | HE Wall Furnace Replacement | 0.1193 | 1 | 0.9916 | RASS 2019 | 0 | 0 | 1
IQ-HVAC-33.5 | Income Qualified ¦ Efficient HE Wall Furnace Replacement ¦ SDG&E ¦ All | Income Qualified ¦ Efficient HE Wall Furnace Replacement | SDG&E ¦ All | SDG&E | All | Gas | Efficient HE Wall Furnace Replacement | Efficient |  |  | 0 | Conventional | HVAC | Income Qualified - Single Family IQ | Income Qualified | RET Only | 0 | Residential Households | Building | 20 | None | 0 | 0 | -10.427 | SDG&E Data Request 2024 | 883.38 | 2023 | 0 | 2023 | 0 | 0 | SDG&E Data Request 2024 | HE Wall Furnace Replacement ¦ SDG&E ¦ All | HE Wall Furnace Replacement | 0.1193 | 1 | 0.0084041 | RASS 2019 | 0 | 0 | 1
IQ-HVAC-32.6 | Income Qualified ¦ Average Existing and Code Wall Furnace ¦ SDG&E ¦ All | Income Qualified ¦ Average Existing and Code Wall Furnace | SDG&E ¦ All | SDG&E | All | Gas | Average HE Wall Furnace Replacement | Average Existing and Code |  |  | 0 | Conventional | HVAC | Income Qualified - Multi Family IQ | Income Qualified | RET Only | 0 | Residential Households | Building | 20 | None | 0 | 0 | 0 | Base | 0 | 2023 | 0 | 2023 | 0 | 0 | Base | HE Wall Furnace Replacement ¦ SDG&E ¦ All | HE Wall Furnace Replacement | 0.12392 | 1 | 0.94385 | RASS 2019 | 0 | 0 | 1
IQ-HVAC-33.6 | Income Qualified ¦ Efficient HE Wall Furnace Replacement ¦ SDG&E ¦ All | Income Qualified ¦ Efficient HE Wall Furnace Replacement | SDG&E ¦ All | SDG&E | All | Gas | Efficient HE Wall Furnace Replacement | Efficient |  |  | 0 | Conventional | HVAC | Income Qualified - Multi Family IQ | Income Qualified | RET Only | 0 | Residential Households | Building | 20 | None | 0 | 0 | -10.427 | SDG&E Data Request 2024 | 883.38 | 2023 | 0 | 2023 | 0 | 0 | SDG&E Data Request 2024 | HE Wall Furnace Replacement ¦ SDG&E ¦ All | HE Wall Furnace Replacement | 0.12392 | 1 | 0.056148 | RASS 2019 | 0 | 0 | 1
IQ-HVAC-34.1 | Income Qualified ¦ No Air Filter Replacement ¦ PG&E ¦ All | Income Qualified ¦ No Air Filter Replacement | PG&E ¦ All | PG&E | All | Electric | Average Air Filter Replacement | Average Existing and Code |  |  | 0 | Conventional | HVAC | Income Qualified - Single Family IQ | Income Qualified | RET Only | 0 | Residential Households | Each | 9.1 | DEER:HVAC_Eff_AC | 0 | 0 | 0 | Base | 0 | 2023 | 0 | 2023 | 0 | 0 | Base | Air Filter Replacement ¦ PG&E ¦ All | Air Filter Replacement | 0.40288 | 1 | 0.63749 | RASS 2019 | 0 | 0 | 1
IQ-HVAC-35.1 | Income Qualified ¦ Efficient Air Filter Replacement ¦ PG&E ¦ All | Income Qualified ¦ Efficient Air Filter Replacement | PG&E ¦ All | PG&E | All | Electric | Efficient Air Filter Replacement | Efficient |  |  | 0 | Conventional | HVAC | Income Qualified - Single Family IQ | Income Qualified | RET Only | 0 | Residential Households | Each | 9.1 | DEER:HVAC_Eff_AC | -8.0416 | -0.0033917 | 0 | SCE Data Request 2024 | 175.6463 | 2025 | 106.25 | 2025 | 0 | 0 | SCE Data Request 2024 | Air Filter Replacement ¦ PG&E ¦ All | Air Filter Replacement | 0.40288 | 1 | 0.36251 | RASS 2019 | 0 | 0 | 1
IQ-HVAC-34.2 | Income Qualified ¦ No Air Filter Replacement ¦ PG&E ¦ All | Income Qualified ¦ No Air Filter Replacement | PG&E ¦ All | PG&E | All | Electric | Average Air Filter Replacement | Average Existing and Code |  |  | 0 | Conventional | HVAC | Income Qualified - Multi Family IQ | Income Qualified | RET Only | 0 | Residential Households | Each | 9.1 | DEER:HVAC_Eff_AC | 0 | 0 | 0 | Base | 0 | 2023 | 0 | 2023 | 0 | 0 | SCE Data Request 2024 | Air Filter Replacement ¦ PG&E ¦ All | Air Filter Replacement | 0.29225 | 1 | 0.67163 | RASS 2019 | 0 | 0 | 1
IQ-HVAC-35.2 | Income Qualified ¦ Efficient Air Filter Replacement ¦ PG&E ¦ All | Income Qualified ¦ Efficient Air Filter Replacement | PG&E ¦ All | PG&E | All | Electric | Efficient Air Filter Replacement | Efficient |  |  | 0 | Conventional | HVAC | Income Qualified - Multi Family IQ | Income Qualified | RET Only | 0 | Residential Households | Each | 9.1 | DEER:HVAC_Eff_AC | -8.0416 | -0.0033917 | 0 | SCE Data Request 2024 | 175.6463 | 2025 | 106.25 | 2025 | 0 | 0 | SCE Data Request 2024 | Air Filter Replacement ¦ PG&E ¦ All | Air Filter Replacement | 0.29225 | 1 | 0.32837 | RASS 2019 | 0 | 0 | 1
IQ-HVAC-34.3 | Income Qualified ¦ No Air Filter Replacement ¦ SCE ¦ All | Income Qualified ¦ No Air Filter Replacement | SCE ¦ All | SCE | All | Electric | Average Air Filter Replacement | Average Existing and Code |  |  | 0 | Conventional | HVAC | Income Qualified - Single Family IQ | Income Qualified | RET Only | 0 | Residential Households | Each | 9.1 | DEER:HVAC_Eff_AC | 0 | 0 | 0 | Base | 0 | 2023 | 0 | 2023 | 0 | 0 | Base | Air Filter Replacement ¦ SCE ¦ All | Air Filter Replacement | 0.40288 | 1 | 0.63749 | RASS 2019 | 0 | 0 | 1
IQ-HVAC-35.3 | Income Qualified ¦ Efficient Air Filter Replacement ¦ SCE ¦ All | Income Qualified ¦ Efficient Air Filter Replacement | SCE ¦ All | SCE | All | Electric | Efficient Air Filter Replacement | Efficient |  |  | 0 | Conventional | HVAC | Income Qualified - Single Family IQ | Income Qualified | RET Only | 0 | Residential Households | Each | 9.1 | DEER:HVAC_Eff_AC | -8.0416 | -0.0033917 | 0 | SCE Data Request 2024 | 175.6463 | 2025 | 106.25 | 2025 | 0 | 0 | SCE Data Request 2024 | Air Filter Replacement ¦ SCE ¦ All | Air Filter Replacement | 0.40288 | 1 | 0.36251 | RASS 2019 | 0 | 0 | 1
IQ-HVAC-34.4 | Income Qualified ¦ No Air Filter Replacement ¦ SCE ¦ All | Income Qualified ¦ No Air Filter Replacement | SCE ¦ All | SCE | All | Electric | Average Air Filter Replacement | Average Existing and Code |  |  | 0 | Conventional | HVAC | Income Qualified - Multi Family IQ | Income Qualified | RET Only | 0 | Residential Households | Each | 9.1 | DEER:HVAC_Eff_AC | 0 | 0 | 0 | Base | 0 | 2023 | 0 | 2023 | 0 | 0 | Base | Air Filter Replacement ¦ SCE ¦ All | Air Filter Replacement | 0.29225 | 1 | 0.67163 | RASS 2019 | 0 | 0 | 1
IQ-HVAC-35.4 | Income Qualified ¦ Efficient Air Filter Replacement ¦ SCE ¦ All | Income Qualified ¦ Efficient Air Filter Replacement | SCE ¦ All | SCE | All | Electric | Efficient Air Filter Replacement | Efficient |  |  | 0 | Conventional | HVAC | Income Qualified - Multi Family IQ | Income Qualified | RET Only | 0 | Residential Households | Each | 9.1 | DEER:HVAC_Eff_AC | -8.0416 | -0.0033917 | 0 | SCE Data Request 2024 | 175.6463 | 2025 | 106.25 | 2025 | 0 | 0 | SCE Data Request 2024 | Air Filter Replacement ¦ SCE ¦ All | Air Filter Replacement | 0.29225 | 1 | 0.32837 | RASS 2019 | 0 | 0 | 1
IQ-HVAC-34.5 | Income Qualified ¦ No Air Filter Replacement ¦ SDG&E ¦ All | Income Qualified ¦ No Air Filter Replacement | SDG&E ¦ All | SDG&E | All | Electric | Average Air Filter Replacement | Average Existing and Code |  |  | 0 | Conventional | HVAC | Income Qualified - Single Family IQ | Income Qualified | RET Only | 0 | Residential Households | Each | 9.1 | DEER:HVAC_Eff_AC | 0 | 0 | 0 | Base | 0 | 2023 | 0 | 2023 | 0 | 0 | Base | Air Filter Replacement ¦ SDG&E ¦ All | Air Filter Replacement | 0.40288 | 1 | 0.63749 | RASS 2019 | 0 | 0 | 1
IQ-HVAC-35.5 | Income Qualified ¦ Efficient Air Filter Replacement ¦ SDG&E ¦ All | Income Qualified ¦ Efficient Air Filter Replacement | SDG&E ¦ All | SDG&E | All | Electric | Efficient Air Filter Replacement | Efficient |  |  | 0 | Conventional | HVAC | Income Qualified - Single Family IQ | Income Qualified | RET Only | 0 | Residential Households | Each | 9.1 | DEER:HVAC_Eff_AC | -8.0416 | -0.0033917 | 0 | SCE Data Request 2024 | 175.6463 | 2025 | 106.25 | 2025 | 0 | 0 | SCE Data Request 2024 | Air Filter Replacement ¦ SDG&E ¦ All | Air Filter Replacement | 0.40288 | 1 | 0.36251 | RASS 2019 | 0 | 0 | 1
IQ-HVAC-34.6 | Income Qualified ¦ No Air Filter Replacement ¦ SDG&E ¦ All | Income Qualified ¦ No Air Filter Replacement | SDG&E ¦ All | SDG&E | All | Electric | Average Air Filter Replacement | Average Existing and Code |  |  | 0 | Conventional | HVAC | Income Qualified - Multi Family IQ | Income Qualified | RET Only | 0 | Residential Households | Each | 9.1 | DEER:HVAC_Eff_AC | 0 | 0 | 0 | Base | 0 | 2023 | 0 | 2023 | 0 | 0 | Base | Air Filter Replacement ¦ SDG&E ¦ All | Air Filter Replacement | 0.29225 | 1 | 0.67163 | RASS 2019 | 0 | 0 | 1
IQ-HVAC-35.6 | Income Qualified ¦ Efficient Air Filter Replacement ¦ SDG&E ¦ All | Income Qualified ¦ Efficient Air Filter Replacement | SDG&E ¦ All | SDG&E | All | Electric | Efficient Air Filter Replacement | Efficient |  |  | 0 | Conventional | HVAC | Income Qualified - Multi Family IQ | Income Qualified | RET Only | 0 | Residential Households | Each | 9.1 | DEER:HVAC_Eff_AC | -8.0416 | -0.0033917 | 0 | SCE Data Request 2024 | 175.6463 | 2025 | 106.25 | 2025 | 0 | 0 | SCE Data Request 2024 | Air Filter Replacement ¦ SDG&E ¦ All | Air Filter Replacement | 0.29225 | 1 | 0.32837 | RASS 2019 | 0 | 0 | 1
IQ-HVAC-36.1 | Income Qualified ¦ No Evaporator Maintenance ¦ PG&E ¦ All | Income Qualified ¦ No Evaporator Maintenance | PG&E ¦ All | PG&E | All | Electric | Average Evaporator Maintenance | Average Existing and Code |  |  | 0 | Conventional | HVAC | Income Qualified - Single Family IQ | Income Qualified | RET Only | 0 | Residential Households | Building | 3 | DEER:HVAC_Eff_AC | 0 | 0 | 0 | Base | 0 | 2023 | 0 | 2023 | 0 | 0 | Base | Evaporator Maintenance ¦ PG&E ¦ All | Evaporator Maintenance | 0.52984 | 1 | 0.58105 | RASS 2019 | 0 | 0 | 1
IQ-HVAC-37.1 | Income Qualified ¦ Efficient Evaporator Maintenance ¦ PG&E ¦ All | Income Qualified ¦ Efficient Evaporator Maintenance | PG&E ¦ All | PG&E | All | Electric | Efficient Evaporator Maintenance | Efficient |  |  | 0 | Conventional | HVAC | Income Qualified - Single Family IQ | Income Qualified | RET Only | 0 | Residential Households | Building | 3 | DEER:HVAC_Eff_AC | -224.4671 | -0.20302 | 15.0003 | SCE Data Request 2024 | 320 | 2025 | 125 | 2025 | 0 | 0 | SCE Data Request 2024 | Evaporator Maintenance ¦ PG&E ¦ All | Evaporator Maintenance | 0.52984 | 1 | 0.41895 | RASS 2019 | 0 | 0 | 1
IQ-HVAC-36.2 | Income Qualified ¦ No Evaporator Maintenance ¦ PG&E ¦ All | Income Qualified ¦ No Evaporator Maintenance | PG&E ¦ All | PG&E | All | Electric | Average Evaporator Maintenance | Average Existing and Code |  |  | 0 | Conventional | HVAC | Income Qualified - Multi Family IQ | Income Qualified | RET Only | 0 | Residential Households | Building | 3 | DEER:HVAC_Eff_AC | 0 | 0 | 0 | Base | 0 | 2023 | 0 | 2023 | 0 | 0 | SCE Data Request 2024 | Evaporator Maintenance ¦ PG&E ¦ All | Evaporator Maintenance | 0.43264 | 1 | 0.7226 | RASS 2019 | 0 | 0 | 1
IQ-HVAC-37.2 | Income Qualified ¦ Efficient Evaporator Maintenance ¦ PG&E ¦ All | Income Qualified ¦ Efficient Evaporator Maintenance | PG&E ¦ All | PG&E | All | Electric | Efficient Evaporator Maintenance | Efficient |  |  | 0 | Conventional | HVAC | Income Qualified - Multi Family IQ | Income Qualified | RET Only | 0 | Residential Households | Building | 3 | DEER:HVAC_Eff_AC | -224.4671 | -0.20302 | 15.0003 | SCE Data Request 2024 | 320 | 2025 | 125 | 2025 | 0 | 0 | SCE Data Request 2024 | Evaporator Maintenance ¦ PG&E ¦ All | Evaporator Maintenance | 0.43264 | 1 | 0.2774 | RASS 2019 | 0 | 0 | 1
IQ-HVAC-36.3 | Income Qualified ¦ No Evaporator Maintenance ¦ SCE ¦ All | Income Qualified ¦ No Evaporator Maintenance | SCE ¦ All | SCE | All | Electric | Average Evaporator Maintenance | Average Existing and Code |  |  | 0 | Conventional | HVAC | Income Qualified - Single Family IQ | Income Qualified | RET Only | 0 | Residential Households | Building | 3 | DEER:HVAC_Eff_AC | 0 | 0 | 0 | Base | 0 | 2023 | 0 | 2023 | 0 | 0 | Base | Evaporator Maintenance ¦ SCE ¦ All | Evaporator Maintenance | 0.52984 | 1 | 0.58105 | RASS 2019 | 0 | 0 | 1
IQ-HVAC-37.3 | Income Qualified ¦ Efficient Evaporator Maintenance ¦ SCE ¦ All | Income Qualified ¦ Efficient Evaporator Maintenance | SCE ¦ All | SCE | All | Electric | Efficient Evaporator Maintenance | Efficient |  |  | 0 | Conventional | HVAC | Income Qualified - Single Family IQ | Income Qualified | RET Only | 0 | Residential Households | Building | 3 | DEER:HVAC_Eff_AC | -224.4671 | -0.20302 | 15.0003 | SCE Data Request 2024 | 320 | 2025 | 125 | 2025 | 0 | 0 | SCE Data Request 2024 | Evaporator Maintenance ¦ SCE ¦ All | Evaporator Maintenance | 0.52984 | 1 | 0.41895 | RASS 2019 | 0 | 0 | 1
IQ-HVAC-36.4 | Income Qualified ¦ No Evaporator Maintenance ¦ SCE ¦ All | Income Qualified ¦ No Evaporator Maintenance | SCE ¦ All | SCE | All | Electric | Average Evaporator Maintenance | Average Existing and Code |  |  | 0 | Conventional | HVAC | Income Qualified - Multi Family IQ | Income Qualified | RET Only | 0 | Residential Households | Building | 3 | DEER:HVAC_Eff_AC | 0 | 0 | 0 | Base | 0 | 2023 | 0 | 2023 | 0 | 0 | Base | Evaporator Maintenance ¦ SCE ¦ All | Evaporator Maintenance | 0.43264 | 1 | 0.7226 | RASS 2019 | 0 | 0 | 1
IQ-HVAC-37.4 | Income Qualified ¦ Efficient Evaporator Maintenance ¦ SCE ¦ All | Income Qualified ¦ Efficient Evaporator Maintenance | SCE ¦ All | SCE | All | Electric | Efficient Evaporator Maintenance | Efficient |  |  | 0 | Conventional | HVAC | Income Qualified - Multi Family IQ | Income Qualified | RET Only | 0 | Residential Households | Building | 3 | DEER:HVAC_Eff_AC | -224.4671 | -0.20302 | 15.0003 | SCE Data Request 2024 | 320 | 2025 | 125 | 2025 | 0 | 0 | SCE Data Request 2024 | Evaporator Maintenance ¦ SCE ¦ All | Evaporator Maintenance | 0.43264 | 1 | 0.2774 | RASS 2019 | 0 | 0 | 1
IQ-HVAC-36.5 | Income Qualified ¦ No Evaporator Maintenance ¦ SDG&E ¦ All | Income Qualified ¦ No Evaporator Maintenance | SDG&E ¦ All | SDG&E | All | Electric | Average Evaporator Maintenance | Average Existing and Code |  |  | 0 | Conventional | HVAC | Income Qualified - Single Family IQ | Income Qualified | RET Only | 0 | Residential Households | Building | 3 | DEER:HVAC_Eff_AC | 0 | 0 | 0 | Base | 0 | 2023 | 0 | 2023 | 0 | 0 | Base | Evaporator Maintenance ¦ SDG&E ¦ All | Evaporator Maintenance | 0.52984 | 1 | 0.58105 | RASS 2019 | 0 | 0 | 1
IQ-HVAC-37.5 | Income Qualified ¦ Efficient Evaporator Maintenance ¦ SDG&E ¦ All | Income Qualified ¦ Efficient Evaporator Maintenance | SDG&E ¦ All | SDG&E | All | Electric | Efficient Evaporator Maintenance | Efficient |  |  | 0 | Conventional | HVAC | Income Qualified - Single Family IQ | Income Qualified | RET Only | 0 | Residential Households | Building | 3 | DEER:HVAC_Eff_AC | -224.4671 | -0.20302 | 15.0003 | SCE Data Request 2024 | 320 | 2025 | 125 | 2025 | 0 | 0 | SCE Data Request 2024 | Evaporator Maintenance ¦ SDG&E ¦ All | Evaporator Maintenance | 0.52984 | 1 | 0.41895 | RASS 2019 | 0 | 0 | 1
IQ-HVAC-36.6 | Income Qualified ¦ No Evaporator Maintenance ¦ SDG&E ¦ All | Income Qualified ¦ No Evaporator Maintenance | SDG&E ¦ All | SDG&E | All | Electric | Average Evaporator Maintenance | Average Existing and Code |  |  | 0 | Conventional | HVAC | Income Qualified - Multi Family IQ | Income Qualified | RET Only | 0 | Residential Households | Building | 3 | DEER:HVAC_Eff_AC | 0 | 0 | 0 | Base | 0 | 2023 | 0 | 2023 | 0 | 0 | Base | Evaporator Maintenance ¦ SDG&E ¦ All | Evaporator Maintenance | 0.43264 | 1 | 0.7226 | RASS 2019 | 0 | 0 | 1
IQ-HVAC-37.6 | Income Qualified ¦ Efficient Evaporator Maintenance ¦ SDG&E ¦ All | Income Qualified ¦ Efficient Evaporator Maintenance | SDG&E ¦ All | SDG&E | All | Electric | Efficient Evaporator Maintenance | Efficient |  |  | 0 | Conventional | HVAC | Income Qualified - Multi Family IQ | Income Qualified | RET Only | 0 | Residential Households | Building | 3 | DEER:HVAC_Eff_AC | -224.4671 | -0.20302 | 15.0003 | SCE Data Request 2024 | 320 | 2025 | 125 | 2025 | 0 | 0 | SCE Data Request 2024 | Evaporator Maintenance ¦ SDG&E ¦ All | Evaporator Maintenance | 0.43264 | 1 | 0.2774 | RASS 2019 | 0 | 0 | 1
IQ-HVAC-38.1 | Income Qualified ¦ Average Existing and Code Ductless Electric HVAC ¦ PG&E ¦ All | Income Qualified ¦ Average Existing and Code Ductless Electric HVAC | PG&E ¦ All | PG&E | All | Electric | Average Ductless Heat Pump | Average Existing and Code |  |  | 0 | Conventional | HVAC | Income Qualified - Single Family IQ | Income Qualified | ROB and NEW | 0 | Residential Households | Cap-Tons | 15 | DEER:HVAC_Eff_AC | 0 | 0 | 0 | Base | 0 | 2023 | 0 | 2023 | 0 | 0 | Base | Ductless Heat Pump ¦ PG&E ¦ All | Ductless Heat Pump | 0.0028127 | 1 | 0.99304 | Res Ductless Heat Pumps | 0 | 0 | 1
IQ-HVAC-39.1 | Income Qualified ¦ Efficient Ductless Heat Pump ¦ PG&E ¦ All | Income Qualified ¦ Efficient Ductless Heat Pump | PG&E ¦ All | PG&E | All | Electric | Efficient Ductless Heat Pump | Efficient |  |  | 0 | Conventional | HVAC | Income Qualified - Single Family IQ | Income Qualified | ROB and NEW | 0 | Residential Households | Cap-Tons | 15 | DEER:HVAC_Eff_AC | -172.8946 | -0.071482 | -0.0003975 | SDG&E Data Request 2024 | 1238.5157 | 2024 | 0 | 2024 | 0 | 0 | SDG&E Data Request 2024 | Ductless Heat Pump ¦ PG&E ¦ All | Ductless Heat Pump | 0.0028127 | 1 | 0.0069612 | Res Ductless Heat Pumps | 0 | 0 | 1
IQ-HVAC-38.2 | Income Qualified ¦ Average Existing and Code Ductless Electric HVAC ¦ PG&E ¦ All | Income Qualified ¦ Average Existing and Code Ductless Electric HVAC | PG&E ¦ All | PG&E | All | Electric | Average Ductless Heat Pump | Average Existing and Code |  |  | 0 | Conventional | HVAC | Income Qualified - Multi Family IQ | Income Qualified | ROB and NEW | 0 | Residential Households | Cap-Tons | 15 | DEER:HVAC_Eff_AC | 0 | 0 | 0 | Base | 0 | 2023 | 0 | 2023 | 0 | 0 | Base | Ductless Heat Pump ¦ PG&E ¦ All | Ductless Heat Pump | 0.0001278 | 1 | 1 | Res Ductless Heat Pumps | 0 | 0 | 1
IQ-HVAC-39.2 | Income Qualified ¦ Efficient Ductless Heat Pump ¦ PG&E ¦ All | Income Qualified ¦ Efficient Ductless Heat Pump | PG&E ¦ All | PG&E | All | Electric | Efficient Ductless Heat Pump | Efficient |  |  | 0 | Conventional | HVAC | Income Qualified - Multi Family IQ | Income Qualified | ROB and NEW | 0 | Residential Households | Cap-Tons | 15 | DEER:HVAC_Eff_AC | -172.8946 | -0.071482 | -0.0003975 | SDG&E Data Request 2024 | 1238.5157 | 2024 | 0 | 2024 | 0 | 0 | SDG&E Data Request 2024 | Ductless Heat Pump ¦ PG&E ¦ All | Ductless Heat Pump | 0.0001278 | 1 | 0 | Res Ductless Heat Pumps | 0 | 0 | 1
IQ-HVAC-38.3 | Income Qualified ¦ Average Existing and Code Ductless Electric HVAC ¦ SCE ¦ All | Income Qualified ¦ Average Existing and Code Ductless Electric HVAC | SCE ¦ All | SCE | All | Electric | Average Ductless Heat Pump | Average Existing and Code |  |  | 0 | Conventional | HVAC | Income Qualified - Single Family IQ | Income Qualified | ROB and NEW | 0 | Residential Households | Cap-Tons | 15 | DEER:HVAC_Eff_AC | 0 | 0 | 0 | Base | 0 | 2023 | 0 | 2023 | 0 | 0 | Base | Ductless Heat Pump ¦ SCE ¦ All | Ductless Heat Pump | 0.0026138 | 1 | 0.99458 | Res Ductless Heat Pumps | 0 | 0 | 1
IQ-HVAC-39.3 | Income Qualified ¦ Efficient Ductless Heat Pump ¦ SCE ¦ All | Income Qualified ¦ Efficient Ductless Heat Pump | SCE ¦ All | SCE | All | Electric | Efficient Ductless Heat Pump | Efficient |  |  | 0 | Conventional | HVAC | Income Qualified - Single Family IQ | Income Qualified | ROB and NEW | 0 | Residential Households | Cap-Tons | 15 | DEER:HVAC_Eff_AC | -172.8946 | -0.071482 | -0.0003975 | SDG&E Data Request 2024 | 1238.5157 | 2024 | 0 | 2024 | 0 | 0 | SDG&E Data Request 2024 | Ductless Heat Pump ¦ SCE ¦ All | Ductless Heat Pump | 0.0026138 | 1 | 0.0054167 | Res Ductless Heat Pumps | 0 | 0 | 1
IQ-HVAC-38.4 | Income Qualified ¦ Average Existing and Code Ductless Electric HVAC ¦ SCE ¦ All | Income Qualified ¦ Average Existing and Code Ductless Electric HVAC | SCE ¦ All | SCE | All | Electric | Average Ductless Heat Pump | Average Existing and Code |  |  | 0 | Conventional | HVAC | Income Qualified - Multi Family IQ | Income Qualified | ROB and NEW | 0 | Residential Households | Cap-Tons | 15 | DEER:HVAC_Eff_AC | 0 | 0 | 0 | Base | 0 | 2023 | 0 | 2023 | 0 | 0 | Base | Ductless Heat Pump ¦ SCE ¦ All | Ductless Heat Pump | 0.00064227 | 1 | 1 | Res Ductless Heat Pumps | 0 | 0 | 1
IQ-HVAC-39.4 | Income Qualified ¦ Efficient Ductless Heat Pump ¦ SCE ¦ All | Income Qualified ¦ Efficient Ductless Heat Pump | SCE ¦ All | SCE | All | Electric | Efficient Ductless Heat Pump | Efficient |  |  | 0 | Conventional | HVAC | Income Qualified - Multi Family IQ | Income Qualified | ROB and NEW | 0 | Residential Households | Cap-Tons | 15 | DEER:HVAC_Eff_AC | -172.8946 | -0.071482 | -0.0003975 | SDG&E Data Request 2024 | 1238.5157 | 2024 | 0 | 2024 | 0 | 0 | SDG&E Data Request 2024 | Ductless Heat Pump ¦ SCE ¦ All | Ductless Heat Pump | 0.00064227 | 1 | 0 | Res Ductless Heat Pumps | 0 | 0 | 1
IQ-HVAC-38.5 | Income Qualified ¦ Average Existing and Code Ductless Electric HVAC ¦ SDG&E ¦ All | Income Qualified ¦ Average Existing and Code Ductless Electric HVAC | SDG&E ¦ All | SDG&E | All | Electric | Average Ductless Heat Pump | Average Existing and Code |  |  | 0 | Conventional | HVAC | Income Qualified - Single Family IQ | Income Qualified | ROB and NEW | 0 | Residential Households | Cap-Tons | 15 | DEER:HVAC_Eff_AC | 0 | 0 | 0 | Base | 0 | 2023 | 0 | 2023 | 0 | 0 | Base | Ductless Heat Pump ¦ SDG&E ¦ All | Ductless Heat Pump | 0.0045295 | 1 | 0.9806 | Res Ductless Heat Pumps | 0 | 0 | 1
IQ-HVAC-39.5 | Income Qualified ¦ Efficient Ductless Heat Pump ¦ SDG&E ¦ All | Income Qualified ¦ Efficient Ductless Heat Pump | SDG&E ¦ All | SDG&E | All | Electric | Efficient Ductless Heat Pump | Efficient |  |  | 0 | Conventional | HVAC | Income Qualified - Single Family IQ | Income Qualified | ROB and NEW | 0 | Residential Households | Cap-Tons | 15 | DEER:HVAC_Eff_AC | -172.8946 | -0.071482 | -0.0003975 | SDG&E Data Request 2024 | 1238.5157 | 2024 | 0 | 2024 | 0 | 0 | SDG&E Data Request 2024 | Ductless Heat Pump ¦ SDG&E ¦ All | Ductless Heat Pump | 0.0045295 | 1 | 0.019403 | Res Ductless Heat Pumps | 0 | 0 | 1
IQ-HVAC-38.6 | Income Qualified ¦ Average Existing and Code Ductless Electric HVAC ¦ SDG&E ¦ All | Income Qualified ¦ Average Existing and Code Ductless Electric HVAC | SDG&E ¦ All | SDG&E | All | Electric | Average Ductless Heat Pump | Average Existing and Code |  |  | 0 | Conventional | HVAC | Income Qualified - Multi Family IQ | Income Qualified | ROB and NEW | 0 | Residential Households | Cap-Tons | 15 | DEER:HVAC_Eff_AC | 0 | 0 | 0 | Base | 0 | 2023 | 0 | 2023 | 0 | 0 | Base | Ductless Heat Pump ¦ SDG&E ¦ All | Ductless Heat Pump | 0.0009705 | 1 | 0.97524 | Res Ductless Heat Pumps | 0 | 0 | 1
IQ-HVAC-39.6 | Income Qualified ¦ Efficient Ductless Heat Pump ¦ SDG&E ¦ All | Income Qualified ¦ Efficient Ductless Heat Pump | SDG&E ¦ All | SDG&E | All | Electric | Efficient Ductless Heat Pump | Efficient |  |  | 0 | Conventional | HVAC | Income Qualified - Multi Family IQ | Income Qualified | ROB and NEW | 0 | Residential Households | Cap-Tons | 15 | DEER:HVAC_Eff_AC | -172.8946 | -0.071482 | -0.0003975 | SDG&E Data Request 2024 | 1238.5157 | 2024 | 0 | 2024 | 0 | 0 | SDG&E Data Request 2024 | Ductless Heat Pump ¦ SDG&E ¦ All | Ductless Heat Pump | 0.0009705 | 1 | 0.024762 | Res Ductless Heat Pumps | 0 | 0 | 1